Commercial | Com ¦ Energy Efficient Laboratory Fume Hood | 2023 | SC B | million_m3 | After Competition Groups | 6.7316 | 4722076.4167 | 4.7221 | 377.7478 | 0.01782 | 17 | Commercial_2023_SC B_million_m3_After Competition Groups_17 | Energy Efficient Laboratory Fume Hood | 1.782% | 4.7221 | 6.7316 | Commercial_2023_SC B_million_m3_After Competition Groups_Energy Efficient Laboratory Fume Hood
Commercial | Com ¦ Condensing Unit Heaters or other Efficient Unit Heating System | 2023 | SC B | million_m3 | After Competition Groups | 5.6301 | 3400207.8721 | 3.4002 | 377.7478 | 0.014904 | 18 | Commercial_2023_SC B_million_m3_After Competition Groups_18 | Condensing Unit Heaters or other Efficient Unit Heating System | 1.49% | 3.4002 | 5.6301 | Commercial_2023_SC B_million_m3_After Competition Groups_Condensing Unit Heaters or other Efficient Unit Heating System
Commercial | Com ¦ Demand controlled Circulating Systems | 2023 | SC B | million_m3 | After Competition Groups | 5.2916 | 892505.6842 | 0.89251 | 377.7478 | 0.014008 | 19 | Commercial_2023_SC B_million_m3_After Competition Groups_19 | Demand controlled Circulating Systems | 1.401% | 0.89251 | 5.2916 | Commercial_2023_SC B_million_m3_After Competition Groups_Demand controlled Circulating Systems
Commercial | Com ¦ Duct Insulation, R8 | 2023 | SC B | million_m3 | After Competition Groups | 4.1038 | 1444639.5697 | 1.4446 | 377.7478 | 0.010864 | 20 | Commercial_2023_SC B_million_m3_After Competition Groups_20 | Duct Insulation, R8 | 1.086% | 1.4446 | 4.1038 | Commercial_2023_SC B_million_m3_After Competition Groups_Duct Insulation, R8
Commercial | Com ¦ Ozone Laundry Treatment | 2023 | SC B | million_m3 | After Competition Groups | 2.4022 | 1228690.8814 | 1.2287 | 377.7478 | 0.0063592 | 21 | Commercial_2023_SC B_million_m3_After Competition Groups_21 | Ozone Laundry Treatment | 0.6359% | 1.2287 | 2.4022 | Commercial_2023_SC B_million_m3_After Competition Groups_Ozone Laundry Treatment
Commercial | Com ¦ ENERGY STAR Fryer (84% eff) | 2023 | SC B | million_m3 | After Competition Groups | 2.0491 | 751243.0862 | 0.75124 | 377.7478 | 0.0054244 | 22 | Commercial_2023_SC B_million_m3_After Competition Groups_22 | ENERGY STAR Fryer (84% eff) | 0.5424% | 0.75124 | 2.0491 | Commercial_2023_SC B_million_m3_After Competition Groups_ENERGY STAR Fryer (84% eff)
Commercial | Com ¦ High Efficiency Underfired Broilers | 2023 | SC B | million_m3 | After Competition Groups | 1.645 | 206425.0809 | 0.20643 | 377.7478 | 0.0043547 | 23 | Commercial_2023_SC B_million_m3_After Competition Groups_23 | High Efficiency Underfired Broilers | 0.4355% | 0.20643 | 1.645 | Commercial_2023_SC B_million_m3_After Competition Groups_High Efficiency Underfired Broilers
Commercial | Com ¦ ENERGY STAR Griddle (74% eff) | 2023 | SC B | million_m3 | After Competition Groups | 1.3494 | 730554.0223 | 0.73055 | 377.7478 | 0.0035722 | 24 | Commercial_2023_SC B_million_m3_After Competition Groups_24 | ENERGY STAR Griddle (74% eff) | 0.3572% | 0.73055 | 1.3494 | Commercial_2023_SC B_million_m3_After Competition Groups_ENERGY STAR Griddle (74% eff)
Commercial | Com ¦ Infrared Heaters | 2023 | SC B | million_m3 | After Competition Groups | 0.63684 | 408644.301 | 0.40864 | 377.7478 | 0.0016859 | 25 | Commercial_2023_SC B_million_m3_After Competition Groups_25 | Infrared Heaters | 0.1686% | 0.40864 | 0.63684 | Commercial_2023_SC B_million_m3_After Competition Groups_Infrared Heaters
Commercial | Com ¦ ENERGY STAR Dishwasher | 2023 | SC B | million_m3 | After Competition Groups | 0.60676 | 278656.9916 | 0.27866 | 377.7478 | 0.0016063 | 26 | Commercial_2023_SC B_million_m3_After Competition Groups_26 | ENERGY STAR Dishwasher | 0.1606% | 0.27866 | 0.60676 | Commercial_2023_SC B_million_m3_After Competition Groups_ENERGY STAR Dishwasher
Commercial | Com ¦ Heat Recovery Ventilator | 2023 | SC B | million_m3 | After Competition Groups | 0.56676 | 535471.7412 | 0.53547 | 377.7478 | 0.0015004 | 27 | Commercial_2023_SC B_million_m3_After Competition Groups_27 | Heat Recovery Ventilator | 0.15% | 0.53547 | 0.56676 | Commercial_2023_SC B_million_m3_After Competition Groups_Heat Recovery Ventilator
Commercial | Com ¦ Energy Recovery Ventilation and Ventilation (Enhanced) | 2023 | SC B | million_m3 | After Competition Groups | 0.4838 | 364288.7698 | 0.36429 | 377.7478 | 0.0012807 | 28 | Commercial_2023_SC B_million_m3_After Competition Groups_28 | Energy Recovery Ventilation and Ventilation (Enhanced) | 0.1281% | 0.36429 | 0.4838 | Commercial_2023_SC B_million_m3_After Competition Groups_Energy Recovery Ventilation and Ventilation (Enhanced)
Commercial | Com ¦ Drain Water Heat Recovery (DWHR) ¦ Retro | 2023 | SC B | million_m3 | After Competition Groups | 0.4542 | 54569.9959 | 0.05457 | 377.7478 | 0.0012024 | 29 | Commercial_2023_SC B_million_m3_After Competition Groups_29 | Drain Water Heat Recovery (DWHR) ¦ Retro | 0.1202% | 0.05457 | 0.4542 | Commercial_2023_SC B_million_m3_After Competition Groups_Drain Water Heat Recovery (DWHR) ¦ Retro
Commercial | Com ¦ CEE Tier 2/Energy Star Clothes Washers | 2023 | SC B | million_m3 | After Competition Groups | 0.35128 | 98930.5544 | 0.098931 | 377.7478 | 0.00092994 | 30 | Commercial_2023_SC B_million_m3_After Competition Groups_30 | CEE Tier 2/Energy Star Clothes Washers | 0.09299% | 0.098931 | 0.35128 | Commercial_2023_SC B_million_m3_After Competition Groups_CEE Tier 2/Energy Star Clothes Washers
Commercial | Com ¦ Low Flow Pre-Rinse Spray Nozzle | 2023 | SC B | million_m3 | After Competition Groups | 0.19913 | 41584.9545 | 0.041585 | 377.7478 | 0.00052716 | 31 | Commercial_2023_SC B_million_m3_After Competition Groups_31 | Low Flow Pre-Rinse Spray Nozzle | 0.05272% | 0.041585 | 0.19913 | Commercial_2023_SC B_million_m3_After Competition Groups_Low Flow Pre-Rinse Spray Nozzle
Commercial | Com ¦ ENERGY STAR Steam Cooker | 2023 | SC B | million_m3 | After Competition Groups | 0.14663 | 13352.78 | 0.013353 | 377.7478 | 0.00038817 | 32 | Commercial_2023_SC B_million_m3_After Competition Groups_32 | ENERGY STAR Steam Cooker | 0.03882% | 0.013353 | 0.14663 | Commercial_2023_SC B_million_m3_After Competition Groups_ENERGY STAR Steam Cooker
Commercial | Com ¦ Air Curtains | 2023 | SC B | million_m3 | After Competition Groups | 0.046268 | 37024.9992 | 0.037025 | 377.7478 | 0.00012248 | 33 | Commercial_2023_SC B_million_m3_After Competition Groups_33 | Air Curtains | 0.01225% | 0.037025 | 0.046268 | Commercial_2023_SC B_million_m3_After Competition Groups_Air Curtains
Commercial | Com ¦ Drain Water Heat Recovery (DWHR) ¦New | 2023 | SC B | million_m3 | After Competition Groups | 0.041499 | 7031.6294 | 0.0070316 | 377.7478 | 0.00010986 | 34 | Commercial_2023_SC B_million_m3_After Competition Groups_34 | Drain Water Heat Recovery (DWHR) ¦New | 0.01099% | 0.0070316 | 0.041499 | Commercial_2023_SC B_million_m3_After Competition Groups_Drain Water Heat Recovery (DWHR) ¦New
Commercial | Com ¦ Solar Water Preheat (Pools/DHW) | 2023 | SC B | million_m3 | After Competition Groups | 0.013871 | 4691.5099 | 0.0046915 | 377.7478 | 3.6719e-05 | 35 | Commercial_2023_SC B_million_m3_After Competition Groups_35 | Solar Water Preheat (Pools/DHW) | 0.003672% | 0.0046915 | 0.013871 | Commercial_2023_SC B_million_m3_After Competition Groups_Solar Water Preheat (Pools/DHW)
Commercial | Com ¦ Gas Heat Pump Water Heater | 2023 | SC B | million_m3 | After Competition Groups | 0.012635 | 34682.6208 | 0.034683 | 377.7478 | 3.3448e-05 | 36 | Commercial_2023_SC B_million_m3_After Competition Groups_36 | Gas Heat Pump Water Heater | 0.003345% | 0.034683 | 0.012635 | Commercial_2023_SC B_million_m3_After Competition Groups_Gas Heat Pump Water Heater
Commercial | Com ¦ Boilers - Advanced Controls (Steam Systems) | 2023 | SC C | million_m3 | After Competition Groups | 23.3139 | 2366259.9277 | 2.3663 | 186.35 | 0.12511 | 1 | Commercial_2023_SC C_million_m3_After Competition Groups_1 | Boilers - Advanced Controls (Steam Systems) | 12.51% | 2.3663 | 23.3139 | Commercial_2023_SC C_million_m3_After Competition Groups_Boilers - Advanced Controls (Steam Systems)
Commercial | Com ¦ Adaptive Thermostats | 2023 | SC C | million_m3 | After Competition Groups | 21.4491 | 1698743.5898 | 1.6987 | 186.35 | 0.1151 | 2 | Commercial_2023_SC C_million_m3_After Competition Groups_2 | Adaptive Thermostats | 11.51% | 1.6987 | 21.4491 | Commercial_2023_SC C_million_m3_After Competition Groups_Adaptive Thermostats
Commercial | Com ¦ Demand Control Ventilation | 2023 | SC C | million_m3 | After Competition Groups | 19.4157 | 3909381.7288 | 3.9094 | 186.35 | 0.10419 | 3 | Commercial_2023_SC C_million_m3_After Competition Groups_3 | Demand Control Ventilation | 10.42% | 3.9094 | 19.4157 | Commercial_2023_SC C_million_m3_After Competition Groups_Demand Control Ventilation
Commercial | Com ¦ Building Recommissioning, Operations and Maintenance (O&M) Improvements | 2023 | SC C | million_m3 | After Competition Groups | 15.4794 | 2175878.0527 | 2.1759 | 186.35 | 0.083066 | 4 | Commercial_2023_SC C_million_m3_After Competition Groups_4 | Building Recommissioning, Operations and Maintenance (O&M) Improvements | 8.307% | 2.1759 | 15.4794 | Commercial_2023_SC C_million_m3_After Competition Groups_Building Recommissioning, Operations and Maintenance (O&M) Improvements
Commercial | Com ¦ Condensing Boiler ¦ Std | 2023 | SC C | million_m3 | After Competition Groups | 14.1443 | 5664880.6762 | 5.6649 | 186.35 | 0.075902 | 5 | Commercial_2023_SC C_million_m3_After Competition Groups_5 | Condensing Boiler ¦ Std | 7.59% | 5.6649 | 14.1443 | Commercial_2023_SC C_million_m3_After Competition Groups_Condensing Boiler ¦ Std
Commercial | Com ¦ Air Handler with Dedicated Outdoor Air Systems | 2023 | SC C | million_m3 | After Competition Groups | 10.5246 | 2677398.6812 | 2.6774 | 186.35 | 0.056477 | 6 | Commercial_2023_SC C_million_m3_After Competition Groups_6 | Air Handler with Dedicated Outdoor Air Systems | 5.648% | 2.6774 | 10.5246 | Commercial_2023_SC C_million_m3_After Competition Groups_Air Handler with Dedicated Outdoor Air Systems
Commercial | Com ¦ Condensing Make Up Air Unit | 2023 | SC C | million_m3 | After Competition Groups | 9.1254 | 2081371.7505 | 2.0814 | 186.35 | 0.048969 | 7 | Commercial_2023_SC C_million_m3_After Competition Groups_7 | Condensing Make Up Air Unit | 4.897% | 2.0814 | 9.1254 | Commercial_2023_SC C_million_m3_After Competition Groups_Condensing Make Up Air Unit
Commercial | Com ¦ Gas Fired Heat Pump | 2023 | SC C | million_m3 | After Competition Groups | 8.9848 | 1791609.1206 | 1.7916 | 186.35 | 0.048214 | 8 | Commercial_2023_SC C_million_m3_After Competition Groups_8 | Gas Fired Heat Pump | 4.821% | 1.7916 | 8.9848 | Commercial_2023_SC C_million_m3_After Competition Groups_Gas Fired Heat Pump
Commercial | Com ¦ Advanced BAS/Controllers | 2023 | SC C | million_m3 | After Competition Groups | 8.5223 | 1482223.886 | 1.4822 | 186.35 | 0.045733 | 9 | Commercial_2023_SC C_million_m3_After Competition Groups_9 | Advanced BAS/Controllers | 4.573% | 1.4822 | 8.5223 | Commercial_2023_SC C_million_m3_After Competition Groups_Advanced BAS/Controllers
Commercial | Com ¦ Demand Control Kitchen Ventilation | 2023 | SC C | million_m3 | After Competition Groups | 7.5042 | 1579836.3152 | 1.5798 | 186.35 | 0.040269 | 10 | Commercial_2023_SC C_million_m3_After Competition Groups_10 | Demand Control Kitchen Ventilation | 4.027% | 1.5798 | 7.5042 | Commercial_2023_SC C_million_m3_After Competition Groups_Demand Control Kitchen Ventilation
Commercial | Com ¦ Steam System Optimization | 2023 | SC C | million_m3 | After Competition Groups | 7.1756 | 152965.3468 | 0.15297 | 186.35 | 0.038506 | 11 | Commercial_2023_SC C_million_m3_After Competition Groups_11 | Steam System Optimization | 3.851% | 0.15297 | 7.1756 | Commercial_2023_SC C_million_m3_After Competition Groups_Steam System Optimization
Commercial | Com ¦ Destratification | 2023 | SC C | million_m3 | After Competition Groups | 7.0442 | 1243173.0695 | 1.2432 | 186.35 | 0.037801 | 12 | Commercial_2023_SC C_million_m3_After Competition Groups_12 | Destratification | 3.78% | 1.2432 | 7.0442 | Commercial_2023_SC C_million_m3_After Competition Groups_Destratification
Commercial | Com ¦ Furnace Tune-Up | 2023 | SC C | million_m3 | After Competition Groups | 6.6776 | 68467.9749 | 0.068468 | 186.35 | 0.035833 | 13 | Commercial_2023_SC C_million_m3_After Competition Groups_13 | Furnace Tune-Up | 3.583% | 0.068468 | 6.6776 | Commercial_2023_SC C_million_m3_After Competition Groups_Furnace Tune-Up
Commercial | Com ¦ Gas Fired Rooftop Units | 2023 | SC C | million_m3 | After Competition Groups | 4.971 | 735912.2799 | 0.73591 | 186.35 | 0.026675 | 14 | Commercial_2023_SC C_million_m3_After Competition Groups_14 | Gas Fired Rooftop Units | 2.668% | 0.73591 | 4.971 | Commercial_2023_SC C_million_m3_After Competition Groups_Gas Fired Rooftop Units
Commercial | Com ¦ Education and Capacity Building/Energy Behavior | 2023 | SC C | million_m3 | After Competition Groups | 3.7907 | 3716115.9338 | 3.7161 | 186.35 | 0.020342 | 15 | Commercial_2023_SC C_million_m3_After Competition Groups_15 | Education and Capacity Building/Energy Behavior | 2.034% | 3.7161 | 3.7907 | Commercial_2023_SC C_million_m3_After Competition Groups_Education and Capacity Building/Energy Behavior
Commercial | Com ¦ Wall Insulation | 2023 | SC C | million_m3 | After Competition Groups | 3.7874 | 436953.0875 | 0.43695 | 186.35 | 0.020324 | 16 | Commercial_2023_SC C_million_m3_After Competition Groups_16 | Wall Insulation | 2.032% | 0.43695 | 3.7874 | Commercial_2023_SC C_million_m3_After Competition Groups_Wall Insulation
Commercial | Com ¦ Condensing Unit Heaters or other Efficient Unit Heating System | 2023 | SC C | million_m3 | After Competition Groups | 3.4346 | 1082994.0836 | 1.083 | 186.35 | 0.018431 | 17 | Commercial_2023_SC C_million_m3_After Competition Groups_17 | Condensing Unit Heaters or other Efficient Unit Heating System | 1.843% | 1.083 | 3.4346 | Commercial_2023_SC C_million_m3_After Competition Groups_Condensing Unit Heaters or other Efficient Unit Heating System
Commercial | Com ¦ Demand controlled Circulating Systems | 2023 | SC C | million_m3 | After Competition Groups | 1.9165 | 240876.5449 | 0.24088 | 186.35 | 0.010285 | 18 | Commercial_2023_SC C_million_m3_After Competition Groups_18 | Demand controlled Circulating Systems | 1.028% | 0.24088 | 1.9165 | Commercial_2023_SC C_million_m3_After Competition Groups_Demand controlled Circulating Systems
Commercial | Com ¦ ENERGY STAR Fryer (84% eff) | 2023 | SC C | million_m3 | After Competition Groups | 1.5933 | 297452.9174 | 0.29745 | 186.35 | 0.00855 | 19 | Commercial_2023_SC C_million_m3_After Competition Groups_19 | ENERGY STAR Fryer (84% eff) | 0.855% | 0.29745 | 1.5933 | Commercial_2023_SC C_million_m3_After Competition Groups_ENERGY STAR Fryer (84% eff)
Commercial | Com ¦ High Efficiency Underfired Broilers | 2023 | SC C | million_m3 | After Competition Groups | 1.4449 | 167388.7157 | 0.16739 | 186.35 | 0.0077537 | 20 | Commercial_2023_SC C_million_m3_After Competition Groups_20 | High Efficiency Underfired Broilers | 0.7754% | 0.16739 | 1.4449 | Commercial_2023_SC C_million_m3_After Competition Groups_High Efficiency Underfired Broilers
Commercial | Com ¦ Duct Insulation, R8 | 2023 | SC C | million_m3 | After Competition Groups | 1.4408 | 416029.9098 | 0.41603 | 186.35 | 0.0077316 | 21 | Commercial_2023_SC C_million_m3_After Competition Groups_21 | Duct Insulation, R8 | 0.7732% | 0.41603 | 1.4408 | Commercial_2023_SC C_million_m3_After Competition Groups_Duct Insulation, R8
Commercial | Com ¦ Energy Efficient Laboratory Fume Hood | 2023 | SC C | million_m3 | After Competition Groups | 1.3458 | 391277.8225 | 0.39128 | 186.35 | 0.0072221 | 22 | Commercial_2023_SC C_million_m3_After Competition Groups_22 | Energy Efficient Laboratory Fume Hood | 0.7222% | 0.39128 | 1.3458 | Commercial_2023_SC C_million_m3_After Competition Groups_Energy Efficient Laboratory Fume Hood
Commercial | Com ¦ Ozone Laundry Treatment | 2023 | SC C | million_m3 | After Competition Groups | 0.74956 | 200108.9872 | 0.20011 | 186.35 | 0.0040223 | 23 | Commercial_2023_SC C_million_m3_After Competition Groups_23 | Ozone Laundry Treatment | 0.4022% | 0.20011 | 0.74956 | Commercial_2023_SC C_million_m3_After Competition Groups_Ozone Laundry Treatment
Commercial | Com ¦ ENERGY STAR Griddle (74% eff) | 2023 | SC C | million_m3 | After Competition Groups | 0.72469 | 148428.9098 | 0.14843 | 186.35 | 0.0038888 | 24 | Commercial_2023_SC C_million_m3_After Competition Groups_24 | ENERGY STAR Griddle (74% eff) | 0.3889% | 0.14843 | 0.72469 | Commercial_2023_SC C_million_m3_After Competition Groups_ENERGY STAR Griddle (74% eff)
Commercial | Com ¦ ENERGY STAR Dishwasher | 2023 | SC C | million_m3 | After Competition Groups | 0.52869 | 121952.7143 | 0.12195 | 186.35 | 0.0028371 | 25 | Commercial_2023_SC C_million_m3_After Competition Groups_25 | ENERGY STAR Dishwasher | 0.2837% | 0.12195 | 0.52869 | Commercial_2023_SC C_million_m3_After Competition Groups_ENERGY STAR Dishwasher
Commercial | Com ¦ Infrared Heaters | 2023 | SC C | million_m3 | After Competition Groups | 0.33724 | 123292.5372 | 0.12329 | 186.35 | 0.0018097 | 26 | Commercial_2023_SC C_million_m3_After Competition Groups_26 | Infrared Heaters | 0.181% | 0.12329 | 0.33724 | Commercial_2023_SC C_million_m3_After Competition Groups_Infrared Heaters
Commercial | Com ¦ CEE Tier 2/Energy Star Clothes Washers | 2023 | SC C | million_m3 | After Competition Groups | 0.27699 | 37036.217 | 0.037036 | 186.35 | 0.0014864 | 27 | Commercial_2023_SC C_million_m3_After Competition Groups_27 | CEE Tier 2/Energy Star Clothes Washers | 0.1486% | 0.037036 | 0.27699 | Commercial_2023_SC C_million_m3_After Competition Groups_CEE Tier 2/Energy Star Clothes Washers
Commercial | Com ¦ Drain Water Heat Recovery (DWHR) ¦ Retro | 2023 | SC C | million_m3 | After Competition Groups | 0.17108 | 21168.1525 | 0.021168 | 186.35 | 0.00091806 | 28 | Commercial_2023_SC C_million_m3_After Competition Groups_28 | Drain Water Heat Recovery (DWHR) ¦ Retro | 0.09181% | 0.021168 | 0.17108 | Commercial_2023_SC C_million_m3_After Competition Groups_Drain Water Heat Recovery (DWHR) ¦ Retro
Commercial | Com ¦ ENERGY STAR Steam Cooker | 2023 | SC C | million_m3 | After Competition Groups | 0.14663 | 13354.2213 | 0.013354 | 186.35 | 0.00078685 | 29 | Commercial_2023_SC C_million_m3_After Competition Groups_29 | ENERGY STAR Steam Cooker | 0.07869% | 0.013354 | 0.14663 | Commercial_2023_SC C_million_m3_After Competition Groups_ENERGY STAR Steam Cooker
Commercial | Com ¦ Low Flow Pre-Rinse Spray Nozzle | 2023 | SC C | million_m3 | After Competition Groups | 0.14636 | 13819.302 | 0.013819 | 186.35 | 0.00078541 | 30 | Commercial_2023_SC C_million_m3_After Competition Groups_30 | Low Flow Pre-Rinse Spray Nozzle | 0.07854% | 0.013819 | 0.14636 | Commercial_2023_SC C_million_m3_After Competition Groups_Low Flow Pre-Rinse Spray Nozzle
Commercial | Com ¦ Energy Recovery Ventilation and Ventilation (Enhanced) | 2023 | SC C | million_m3 | After Competition Groups | 0.10117 | 31354.3661 | 0.031354 | 186.35 | 0.00054288 | 31 | Commercial_2023_SC C_million_m3_After Competition Groups_31 | Energy Recovery Ventilation and Ventilation (Enhanced) | 0.05429% | 0.031354 | 0.10117 | Commercial_2023_SC C_million_m3_After Competition Groups_Energy Recovery Ventilation and Ventilation (Enhanced)
Commercial | Com ¦ Heat Recovery Ventilator | 2023 | SC C | million_m3 | After Competition Groups | 0.044273 | 14795.5877 | 0.014796 | 186.35 | 0.00023758 | 32 | Commercial_2023_SC C_million_m3_After Competition Groups_32 | Heat Recovery Ventilator | 0.02376% | 0.014796 | 0.044273 | Commercial_2023_SC C_million_m3_After Competition Groups_Heat Recovery Ventilator
Commercial | Com ¦ Drain Water Heat Recovery (DWHR) ¦New | 2023 | SC C | million_m3 | After Competition Groups | 0.031843 | 4579.7951 | 0.0045798 | 186.35 | 0.00017088 | 33 | Commercial_2023_SC C_million_m3_After Competition Groups_33 | Drain Water Heat Recovery (DWHR) ¦New | 0.01709% | 0.0045798 | 0.031843 | Commercial_2023_SC C_million_m3_After Competition Groups_Drain Water Heat Recovery (DWHR) ¦New
Commercial | Com ¦ Solar Water Preheat (Pools/DHW) | 2023 | SC C | million_m3 | After Competition Groups | 0.0050964 | 1423.6052 | 0.0014236 | 186.35 | 2.7348e-05 | 34 | Commercial_2023_SC C_million_m3_After Competition Groups_34 | Solar Water Preheat (Pools/DHW) | 0.002735% | 0.0014236 | 0.0050964 | Commercial_2023_SC C_million_m3_After Competition Groups_Solar Water Preheat (Pools/DHW)
Commercial | Com ¦ Gas Heat Pump Water Heater | 2023 | SC C | million_m3 | After Competition Groups | 0.00032541 | 239.9933 | 0.00023999 | 186.35 | 1.7462e-06 | 35 | Commercial_2023_SC C_million_m3_After Competition Groups_35 | Gas Heat Pump Water Heater | 0.0001746% | 0.00023999 | 0.00032541 | Commercial_2023_SC C_million_m3_After Competition Groups_Gas Heat Pump Water Heater
Commercial | Com ¦ Air Curtains | 2023 | SC C | million_m3 | After Competition Groups | 9.7795e-05 | 41.2334 | 4.1233e-05 | 186.35 | 5.2479e-07 | 36 | Commercial_2023_SC C_million_m3_After Competition Groups_36 | Air Curtains | 5.248e-05% | 4.1233e-05 | 9.7795e-05 | Commercial_2023_SC C_million_m3_After Competition Groups_Air Curtains
Commercial | Com ¦ Building Recommissioning, Operations and Maintenance (O&M) Improvements | 2023 | Technical | million_m3 | After Competition Groups | 271.6649 | 0 | 0 | 1723.751 | 0.1576 | 1 | Commercial_2023_Technical_million_m3_After Competition Groups_1 | Building Recommissioning, Operations and Maintenance (O&M) Improvements | 15.76% | 0 | 271.6649 | Commercial_2023_Technical_million_m3_After Competition Groups_Building Recommissioning, Operations and Maintenance (O&M) Improvements
Commercial | Com ¦ Demand Control Ventilation | 2023 | Technical | million_m3 | After Competition Groups | 156.9683 | 0 | 0 | 1723.751 | 0.091062 | 2 | Commercial_2023_Technical_million_m3_After Competition Groups_2 | Demand Control Ventilation | 9.106% | 0 | 156.9683 | Commercial_2023_Technical_million_m3_After Competition Groups_Demand Control Ventilation
Commercial | Com ¦ Boilers - Advanced Controls (Steam Systems) | 2023 | Technical | million_m3 | After Competition Groups | 134.6643 | 0 | 0 | 1723.751 | 0.078123 | 3 | Commercial_2023_Technical_million_m3_After Competition Groups_3 | Boilers - Advanced Controls (Steam Systems) | 7.812% | 0 | 134.6643 | Commercial_2023_Technical_million_m3_After Competition Groups_Boilers - Advanced Controls (Steam Systems)
Commercial | Com ¦ Adaptive Thermostats | 2023 | Technical | million_m3 | After Competition Groups | 131.2792 | 0 | 0 | 1723.751 | 0.076159 | 4 | Commercial_2023_Technical_million_m3_After Competition Groups_4 | Adaptive Thermostats | 7.616% | 0 | 131.2792 | Commercial_2023_Technical_million_m3_After Competition Groups_Adaptive Thermostats
Commercial | Com ¦ Condensing Boiler ¦ Std | 2023 | Technical | million_m3 | After Competition Groups | 115.4031 | 0 | 0 | 1723.751 | 0.066949 | 5 | Commercial_2023_Technical_million_m3_After Competition Groups_5 | Condensing Boiler ¦ Std | 6.695% | 0 | 115.4031 | Commercial_2023_Technical_million_m3_After Competition Groups_Condensing Boiler ¦ Std
Commercial | Com ¦ Air Handler with Dedicated Outdoor Air Systems | 2023 | Technical | million_m3 | After Competition Groups | 101.35 | 0 | 0 | 1723.751 | 0.058796 | 6 | Commercial_2023_Technical_million_m3_After Competition Groups_6 | Air Handler with Dedicated Outdoor Air Systems | 5.88% | 0 | 101.35 | Commercial_2023_Technical_million_m3_After Competition Groups_Air Handler with Dedicated Outdoor Air Systems
Commercial | Com ¦ Education and Capacity Building/Energy Behavior | 2023 | Technical | million_m3 | After Competition Groups | 86.3219 | 0 | 0 | 1723.751 | 0.050078 | 7 | Commercial_2023_Technical_million_m3_After Competition Groups_7 | Education and Capacity Building/Energy Behavior | 5.008% | 0 | 86.3219 | Commercial_2023_Technical_million_m3_After Competition Groups_Education and Capacity Building/Energy Behavior
Commercial | Com ¦ Gas Fired Rooftop Units | 2023 | Technical | million_m3 | After Competition Groups | 85.9645 | 0 | 0 | 1723.751 | 0.049871 | 8 | Commercial_2023_Technical_million_m3_After Competition Groups_8 | Gas Fired Rooftop Units | 4.987% | 0 | 85.9645 | Commercial_2023_Technical_million_m3_After Competition Groups_Gas Fired Rooftop Units
Commercial | Com ¦ Advanced BAS/Controllers | 2023 | Technical | million_m3 | After Competition Groups | 69.7159 | 0 | 0 | 1723.751 | 0.040444 | 9 | Commercial_2023_Technical_million_m3_After Competition Groups_9 | Advanced BAS/Controllers | 4.044% | 0 | 69.7159 | Commercial_2023_Technical_million_m3_After Competition Groups_Advanced BAS/Controllers
Commercial | Com ¦ Steam System Optimization | 2023 | Technical | million_m3 | After Competition Groups | 54.5202 | 0 | 0 | 1723.751 | 0.031629 | 10 | Commercial_2023_Technical_million_m3_After Competition Groups_10 | Steam System Optimization | 3.163% | 0 | 54.5202 | Commercial_2023_Technical_million_m3_After Competition Groups_Steam System Optimization
Commercial | Com ¦ Destratification | 2023 | Technical | million_m3 | After Competition Groups | 53.0161 | 0 | 0 | 1723.751 | 0.030756 | 11 | Commercial_2023_Technical_million_m3_After Competition Groups_11 | Destratification | 3.076% | 0 | 53.0161 | Commercial_2023_Technical_million_m3_After Competition Groups_Destratification
Commercial | Com ¦ Demand Control Kitchen Ventilation | 2023 | Technical | million_m3 | After Competition Groups | 52.4723 | 0 | 0 | 1723.751 | 0.030441 | 12 | Commercial_2023_Technical_million_m3_After Competition Groups_12 | Demand Control Kitchen Ventilation | 3.044% | 0 | 52.4723 | Commercial_2023_Technical_million_m3_After Competition Groups_Demand Control Kitchen Ventilation
Commercial | Com ¦ Furnace Tune-Up | 2023 | Technical | million_m3 | After Competition Groups | 51.4005 | 0 | 0 | 1723.751 | 0.029819 | 13 | Commercial_2023_Technical_million_m3_After Competition Groups_13 | Furnace Tune-Up | 2.982% | 0 | 51.4005 | Commercial_2023_Technical_million_m3_After Competition Groups_Furnace Tune-Up
Commercial | Com ¦ Energy Recovery Ventilation and Ventilation (Enhanced) | 2023 | Technical | million_m3 | After Competition Groups | 47.6732 | 0 | 0 | 1723.751 | 0.027657 | 14 | Commercial_2023_Technical_million_m3_After Competition Groups_14 | Energy Recovery Ventilation and Ventilation (Enhanced) | 2.766% | 0 | 47.6732 | Commercial_2023_Technical_million_m3_After Competition Groups_Energy Recovery Ventilation and Ventilation (Enhanced)
Commercial | Com ¦ Condensing Make Up Air Unit | 2023 | Technical | million_m3 | After Competition Groups | 40.0776 | 0 | 0 | 1723.751 | 0.02325 | 15 | Commercial_2023_Technical_million_m3_After Competition Groups_15 | Condensing Make Up Air Unit | 2.325% | 0 | 40.0776 | Commercial_2023_Technical_million_m3_After Competition Groups_Condensing Make Up Air Unit
Commercial | Com ¦ High Efficiency Condensing Furnace AFUE 95% from 80% code | 2023 | Technical | million_m3 | After Competition Groups | 37.758 | 0 | 0 | 1723.751 | 0.021905 | 16 | Commercial_2023_Technical_million_m3_After Competition Groups_16 | High Efficiency Condensing Furnace AFUE 95% from 80% code | 2.19% | 0 | 37.758 | Commercial_2023_Technical_million_m3_After Competition Groups_High Efficiency Condensing Furnace AFUE 95% from 80% code
Commercial | Com ¦ Gas Fired Heat Pump | 2023 | Technical | million_m3 | After Competition Groups | 34.2953 | 0 | 0 | 1723.751 | 0.019896 | 17 | Commercial_2023_Technical_million_m3_After Competition Groups_17 | Gas Fired Heat Pump | 1.99% | 0 | 34.2953 | Commercial_2023_Technical_million_m3_After Competition Groups_Gas Fired Heat Pump
Commercial | Com ¦ Heat Recovery Ventilator | 2023 | Technical | million_m3 | After Competition Groups | 29.4871 | 0 | 0 | 1723.751 | 0.017106 | 18 | Commercial_2023_Technical_million_m3_After Competition Groups_18 | Heat Recovery Ventilator | 1.711% | 0 | 29.4871 | Commercial_2023_Technical_million_m3_After Competition Groups_Heat Recovery Ventilator
Commercial | Com ¦ Wall Insulation | 2023 | Technical | million_m3 | After Competition Groups | 28.745 | 0 | 0 | 1723.751 | 0.016676 | 19 | Commercial_2023_Technical_million_m3_After Competition Groups_19 | Wall Insulation | 1.668% | 0 | 28.745 | Commercial_2023_Technical_million_m3_After Competition Groups_Wall Insulation
Commercial | Com ¦ Condensing Unit Heaters or other Efficient Unit Heating System | 2023 | Technical | million_m3 | After Competition Groups | 23.9959 | 0 | 0 | 1723.751 | 0.013921 | 20 | Commercial_2023_Technical_million_m3_After Competition Groups_20 | Condensing Unit Heaters or other Efficient Unit Heating System | 1.392% | 0 | 23.9959 | Commercial_2023_Technical_million_m3_After Competition Groups_Condensing Unit Heaters or other Efficient Unit Heating System
Commercial | Com ¦ Energy Efficient Laboratory Fume Hood | 2023 | Technical | million_m3 | After Competition Groups | 20.2964 | 0 | 0 | 1723.751 | 0.011775 | 21 | Commercial_2023_Technical_million_m3_After Competition Groups_21 | Energy Efficient Laboratory Fume Hood | 1.177% | 0 | 20.2964 | Commercial_2023_Technical_million_m3_After Competition Groups_Energy Efficient Laboratory Fume Hood
Commercial | Com ¦ Demand controlled Circulating Systems | 2023 | Technical | million_m3 | After Competition Groups | 15.0999 | 0 | 0 | 1723.751 | 0.0087599 | 22 | Commercial_2023_Technical_million_m3_After Competition Groups_22 | Demand controlled Circulating Systems | 0.876% | 0 | 15.0999 | Commercial_2023_Technical_million_m3_After Competition Groups_Demand controlled Circulating Systems
Commercial | Com ¦ Boiler Measures | 2023 | Technical | million_m3 | After Competition Groups | 12.1916 | 0 | 0 | 1723.751 | 0.0070727 | 23 | Commercial_2023_Technical_million_m3_After Competition Groups_23 | Boiler Measures | 0.7073% | 0 | 12.1916 | Commercial_2023_Technical_million_m3_After Competition Groups_Boiler Measures
Commercial | Com ¦ Duct Insulation, R8 | 2023 | Technical | million_m3 | After Competition Groups | 11.7962 | 0 | 0 | 1723.751 | 0.0068433 | 24 | Commercial_2023_Technical_million_m3_After Competition Groups_24 | Duct Insulation, R8 | 0.6843% | 0 | 11.7962 | Commercial_2023_Technical_million_m3_After Competition Groups_Duct Insulation, R8
Commercial | Com ¦ Super-High Efficiency Furnaces (Emerging Tech) | 2023 | Technical | million_m3 | After Competition Groups | 10.4019 | 0 | 0 | 1723.751 | 0.0060345 | 25 | Commercial_2023_Technical_million_m3_After Competition Groups_25 | Super-High Efficiency Furnaces (Emerging Tech) | 0.6034% | 0 | 10.4019 | Commercial_2023_Technical_million_m3_After Competition Groups_Super-High Efficiency Furnaces (Emerging Tech)
Commercial | Com ¦ Roof Insulation/Ceiling Insulation (R25 Code to R35) | 2023 | Technical | million_m3 | After Competition Groups | 8.1742 | 0 | 0 | 1723.751 | 0.0047421 | 26 | Commercial_2023_Technical_million_m3_After Competition Groups_26 | Roof Insulation/Ceiling Insulation (R25 Code to R35) | 0.4742% | 0 | 8.1742 | Commercial_2023_Technical_million_m3_After Competition Groups_Roof Insulation/Ceiling Insulation (R25 Code to R35)
Commercial | Com ¦ Ozone Laundry Treatment | 2023 | Technical | million_m3 | After Competition Groups | 7.2178 | 0 | 0 | 1723.751 | 0.0041873 | 27 | Commercial_2023_Technical_million_m3_After Competition Groups_27 | Ozone Laundry Treatment | 0.4187% | 0 | 7.2178 | Commercial_2023_Technical_million_m3_After Competition Groups_Ozone Laundry Treatment
Commercial | Com ¦ ENERGY STAR Fryer (84% eff) | 2023 | Technical | million_m3 | After Competition Groups | 3.9371 | 0 | 0 | 1723.751 | 0.002284 | 28 | Commercial_2023_Technical_million_m3_After Competition Groups_28 | ENERGY STAR Fryer (84% eff) | 0.2284% | 0 | 3.9371 | Commercial_2023_Technical_million_m3_After Competition Groups_ENERGY STAR Fryer (84% eff)
Commercial | Com ¦ Ice Rink Heat Recovery | 2023 | Technical | million_m3 | After Competition Groups | 3.7916 | 0 | 0 | 1723.751 | 0.0021996 | 29 | Commercial_2023_Technical_million_m3_After Competition Groups_29 | Ice Rink Heat Recovery | 0.22% | 0 | 3.7916 | Commercial_2023_Technical_million_m3_After Competition Groups_Ice Rink Heat Recovery
Commercial | Com ¦ Infrared Heaters | 2023 | Technical | million_m3 | After Competition Groups | 3.7365 | 0 | 0 | 1723.751 | 0.0021676 | 30 | Commercial_2023_Technical_million_m3_After Competition Groups_30 | Infrared Heaters | 0.2168% | 0 | 3.7365 | Commercial_2023_Technical_million_m3_After Competition Groups_Infrared Heaters
Commercial | Com ¦ HOTEL OCCUPANCY CONTROLS (HVAC + LIGHTING) | 2023 | Technical | million_m3 | After Competition Groups | 3.6583 | 0 | 0 | 1723.751 | 0.0021223 | 31 | Commercial_2023_Technical_million_m3_After Competition Groups_31 | HOTEL OCCUPANCY CONTROLS (HVAC + LIGHTING) | 0.2122% | 0 | 3.6583 | Commercial_2023_Technical_million_m3_After Competition Groups_HOTEL OCCUPANCY CONTROLS (HVAC + LIGHTING)
Commercial | Com ¦ High Efficiency Underfired Broilers | 2023 | Technical | million_m3 | After Competition Groups | 3.3398 | 0 | 0 | 1723.751 | 0.0019375 | 32 | Commercial_2023_Technical_million_m3_After Competition Groups_32 | High Efficiency Underfired Broilers | 0.1938% | 0 | 3.3398 | Commercial_2023_Technical_million_m3_After Competition Groups_High Efficiency Underfired Broilers
Commercial | Com ¦ Condensing Storage Water Heater | 2023 | Technical | million_m3 | After Competition Groups | 3.2337 | 0 | 0 | 1723.751 | 0.001876 | 33 | Commercial_2023_Technical_million_m3_After Competition Groups_33 | Condensing Storage Water Heater | 0.1876% | 0 | 3.2337 | Commercial_2023_Technical_million_m3_After Competition Groups_Condensing Storage Water Heater
Commercial | Com ¦ ENERGY STAR Dishwasher | 2023 | Technical | million_m3 | After Competition Groups | 2.9125 | 0 | 0 | 1723.751 | 0.0016897 | 34 | Commercial_2023_Technical_million_m3_After Competition Groups_34 | ENERGY STAR Dishwasher | 0.169% | 0 | 2.9125 | Commercial_2023_Technical_million_m3_After Competition Groups_ENERGY STAR Dishwasher
Commercial | Com ¦ ENERGY STAR Griddle (74% eff) | 2023 | Technical | million_m3 | After Competition Groups | 2.5648 | 0 | 0 | 1723.751 | 0.0014879 | 35 | Commercial_2023_Technical_million_m3_After Competition Groups_35 | ENERGY STAR Griddle (74% eff) | 0.1488% | 0 | 2.5648 | Commercial_2023_Technical_million_m3_After Competition Groups_ENERGY STAR Griddle (74% eff)
Commercial | Com ¦ Drain Water Heat Recovery (DWHR) ¦ Retro | 2023 | Technical | million_m3 | After Competition Groups | 1.2484 | 0 | 0 | 1723.751 | 0.00072426 | 36 | Commercial_2023_Technical_million_m3_After Competition Groups_36 | Drain Water Heat Recovery (DWHR) ¦ Retro | 0.07243% | 0 | 1.2484 | Commercial_2023_Technical_million_m3_After Competition Groups_Drain Water Heat Recovery (DWHR) ¦ Retro
Commercial | Com ¦ Dock Door Seals | 2023 | Technical | million_m3 | After Competition Groups | 1.2288 | 0 | 0 | 1723.751 | 0.00071286 | 37 | Commercial_2023_Technical_million_m3_After Competition Groups_37 | Dock Door Seals | 0.07129% | 0 | 1.2288 | Commercial_2023_Technical_million_m3_After Competition Groups_Dock Door Seals
Commercial | Com ¦ CEE Tier 2/Energy Star Clothes Washers | 2023 | Technical | million_m3 | After Competition Groups | 0.69259 | 0 | 0 | 1723.751 | 0.00040179 | 38 | Commercial_2023_Technical_million_m3_After Competition Groups_38 | CEE Tier 2/Energy Star Clothes Washers | 0.04018% | 0 | 0.69259 | Commercial_2023_Technical_million_m3_After Competition Groups_CEE Tier 2/Energy Star Clothes Washers
Commercial | Com ¦ Low Flow Pre-Rinse Spray Nozzle | 2023 | Technical | million_m3 | After Competition Groups | 0.49063 | 0 | 0 | 1723.751 | 0.00028463 | 39 | Commercial_2023_Technical_million_m3_After Competition Groups_39 | Low Flow Pre-Rinse Spray Nozzle | 0.02846% | 0 | 0.49063 | Commercial_2023_Technical_million_m3_After Competition Groups_Low Flow Pre-Rinse Spray Nozzle
Commercial | Com ¦ ENERGY STAR Steam Cooker | 2023 | Technical | million_m3 | After Competition Groups | 0.28169 | 0 | 0 | 1723.751 | 0.00016342 | 40 | Commercial_2023_Technical_million_m3_After Competition Groups_40 | ENERGY STAR Steam Cooker | 0.01634% | 0 | 0.28169 | Commercial_2023_Technical_million_m3_After Competition Groups_ENERGY STAR Steam Cooker
Commercial | Com ¦ Drain Water Heat Recovery (DWHR) ¦New | 2023 | Technical | million_m3 | After Competition Groups | 0.21283 | 0 | 0 | 1723.751 | 0.00012347 | 41 | Commercial_2023_Technical_million_m3_After Competition Groups_41 | Drain Water Heat Recovery (DWHR) ¦New | 0.01235% | 0 | 0.21283 | Commercial_2023_Technical_million_m3_After Competition Groups_Drain Water Heat Recovery (DWHR) ¦New
Commercial | Com ¦ Air Curtains | 2023 | Technical | million_m3 | After Competition Groups | 0.13481 | 0 | 0 | 1723.751 | 7.8209e-05 | 42 | Commercial_2023_Technical_million_m3_After Competition Groups_42 | Air Curtains | 0.007821% | 0 | 0.13481 | Commercial_2023_Technical_million_m3_After Competition Groups_Air Curtains
Commercial | Com ¦ Solar Water Preheat (Pools/DHW) | 2023 | Technical | million_m3 | After Competition Groups | 0.12848 | 0 | 0 | 1723.751 | 7.4533e-05 | 43 | Commercial_2023_Technical_million_m3_After Competition Groups_43 | Solar Water Preheat (Pools/DHW) | 0.007453% | 0 | 0.12848 | Commercial_2023_Technical_million_m3_After Competition Groups_Solar Water Preheat (Pools/DHW)
Commercial | Com ¦ Solar Preheat Make up Air | 2023 | Technical | million_m3 | After Competition Groups | 0.068255 | 0 | 0 | 1723.751 | 3.9597e-05 | 44 | Commercial_2023_Technical_million_m3_After Competition Groups_44 | Solar Preheat Make up Air | 0.00396% | 0 | 0.068255 | Commercial_2023_Technical_million_m3_After Competition Groups_Solar Preheat Make up Air
Commercial | Com ¦ Gas Convection Oven | 2023 | Technical | million_m3 | After Competition Groups | 0.066139 | 0 | 0 | 1723.751 | 3.8369e-05 | 45 | Commercial_2023_Technical_million_m3_After Competition Groups_45 | Gas Convection Oven | 0.003837% | 0 | 0.066139 | Commercial_2023_Technical_million_m3_After Competition Groups_Gas Convection Oven
Commercial | Com ¦ Super High Perf Glazing ¦RET | 2023 | Technical | million_m3 | After Competition Groups | 0.061677 | 0 | 0 | 1723.751 | 3.5781e-05 | 46 | Commercial_2023_Technical_million_m3_After Competition Groups_46 | Super High Perf Glazing ¦RET | 0.003578% | 0 | 0.061677 | Commercial_2023_Technical_million_m3_After Competition Groups_Super High Perf Glazing ¦RET
Commercial | Com ¦ Super High Perf Glazing ¦New | 2023 | Technical | million_m3 | After Competition Groups | 0.011215 | 0 | 0 | 1723.751 | 6.5059e-06 | 47 | Commercial_2023_Technical_million_m3_After Competition Groups_47 | Super High Perf Glazing ¦New | 0.0006506% | 0 | 0.011215 | Commercial_2023_Technical_million_m3_After Competition Groups_Super High Perf Glazing ¦New
Commercial | Com ¦ Building Recommissioning, Operations and Maintenance (O&M) Improvements | 2024 | Economic | million_m3 | After Competition Groups | 266.2044 | 0 | 0 | 1608.8507 | 0.16546 | 1 | Commercial_2024_Economic_million_m3_After Competition Groups_1 | Building Recommissioning, Operations and Maintenance (O&M) Improvements | 16.55% | 0 | 266.2044 | Commercial_2024_Economic_million_m3_After Competition Groups_Building Recommissioning, Operations and Maintenance (O&M) Improvements
Commercial | Com ¦ Demand Control Ventilation | 2024 | Economic | million_m3 | After Competition Groups | 156.8301 | 0 | 0 | 1608.8507 | 0.09748 | 2 | Commercial_2024_Economic_million_m3_After Competition Groups_2 | Demand Control Ventilation | 9.748% | 0 | 156.8301 | Commercial_2024_Economic_million_m3_After Competition Groups_Demand Control Ventilation
Commercial | Com ¦ Boilers - Advanced Controls (Steam Systems) | 2024 | Economic | million_m3 | After Competition Groups | 135.8665 | 0 | 0 | 1608.8507 | 0.084449 | 3 | Commercial_2024_Economic_million_m3_After Competition Groups_3 | Boilers - Advanced Controls (Steam Systems) | 8.445% | 0 | 135.8665 | Commercial_2024_Economic_million_m3_After Competition Groups_Boilers - Advanced Controls (Steam Systems)
Commercial | Com ¦ Condensing Boiler ¦ Std | 2024 | Economic | million_m3 | After Competition Groups | 135.0644 | 0 | 0 | 1608.8507 | 0.083951 | 4 | Commercial_2024_Economic_million_m3_After Competition Groups_4 | Condensing Boiler ¦ Std | 8.395% | 0 | 135.0644 | Commercial_2024_Economic_million_m3_After Competition Groups_Condensing Boiler ¦ Std
Commercial | Com ¦ Adaptive Thermostats | 2024 | Economic | million_m3 | After Competition Groups | 131.4233 | 0 | 0 | 1608.8507 | 0.081688 | 5 | Commercial_2024_Economic_million_m3_After Competition Groups_5 | Adaptive Thermostats | 8.169% | 0 | 131.4233 | Commercial_2024_Economic_million_m3_After Competition Groups_Adaptive Thermostats
Commercial | Com ¦ Gas Fired Rooftop Units | 2024 | Economic | million_m3 | After Competition Groups | 99.9933 | 0 | 0 | 1608.8507 | 0.062152 | 6 | Commercial_2024_Economic_million_m3_After Competition Groups_6 | Gas Fired Rooftop Units | 6.215% | 0 | 99.9933 | Commercial_2024_Economic_million_m3_After Competition Groups_Gas Fired Rooftop Units
Commercial | Com ¦ Air Handler with Dedicated Outdoor Air Systems | 2024 | Economic | million_m3 | After Competition Groups | 99.3128 | 0 | 0 | 1608.8507 | 0.061729 | 7 | Commercial_2024_Economic_million_m3_After Competition Groups_7 | Air Handler with Dedicated Outdoor Air Systems | 6.173% | 0 | 99.3128 | Commercial_2024_Economic_million_m3_After Competition Groups_Air Handler with Dedicated Outdoor Air Systems
Commercial | Com ¦ Education and Capacity Building/Energy Behavior | 2024 | Economic | million_m3 | After Competition Groups | 80.3297 | 0 | 0 | 1608.8507 | 0.04993 | 8 | Commercial_2024_Economic_million_m3_After Competition Groups_8 | Education and Capacity Building/Energy Behavior | 4.993% | 0 | 80.3297 | Commercial_2024_Economic_million_m3_After Competition Groups_Education and Capacity Building/Energy Behavior
Commercial | Com ¦ Advanced BAS/Controllers | 2024 | Economic | million_m3 | After Competition Groups | 70.2977 | 0 | 0 | 1608.8507 | 0.043694 | 9 | Commercial_2024_Economic_million_m3_After Competition Groups_9 | Advanced BAS/Controllers | 4.369% | 0 | 70.2977 | Commercial_2024_Economic_million_m3_After Competition Groups_Advanced BAS/Controllers
Commercial | Com ¦ Demand Control Kitchen Ventilation | 2024 | Economic | million_m3 | After Competition Groups | 54.6883 | 0 | 0 | 1608.8507 | 0.033992 | 10 | Commercial_2024_Economic_million_m3_After Competition Groups_10 | Demand Control Kitchen Ventilation | 3.399% | 0 | 54.6883 | Commercial_2024_Economic_million_m3_After Competition Groups_Demand Control Kitchen Ventilation
Commercial | Com ¦ Steam System Optimization | 2024 | Economic | million_m3 | After Competition Groups | 53.4243 | 0 | 0 | 1608.8507 | 0.033207 | 11 | Commercial_2024_Economic_million_m3_After Competition Groups_11 | Steam System Optimization | 3.321% | 0 | 53.4243 | Commercial_2024_Economic_million_m3_After Competition Groups_Steam System Optimization
Commercial | Com ¦ Destratification | 2024 | Economic | million_m3 | After Competition Groups | 51.954 | 0 | 0 | 1608.8507 | 0.032293 | 12 | Commercial_2024_Economic_million_m3_After Competition Groups_12 | Destratification | 3.229% | 0 | 51.954 | Commercial_2024_Economic_million_m3_After Competition Groups_Destratification
Commercial | Com ¦ Furnace Tune-Up | 2024 | Economic | million_m3 | After Competition Groups | 50.3673 | 0 | 0 | 1608.8507 | 0.031306 | 13 | Commercial_2024_Economic_million_m3_After Competition Groups_13 | Furnace Tune-Up | 3.131% | 0 | 50.3673 | Commercial_2024_Economic_million_m3_After Competition Groups_Furnace Tune-Up
Commercial | Com ¦ Condensing Make Up Air Unit | 2024 | Economic | million_m3 | After Competition Groups | 47.0072 | 0 | 0 | 1608.8507 | 0.029218 | 14 | Commercial_2024_Economic_million_m3_After Competition Groups_14 | Condensing Make Up Air Unit | 2.922% | 0 | 47.0072 | Commercial_2024_Economic_million_m3_After Competition Groups_Condensing Make Up Air Unit
Commercial | Com ¦ Gas Fired Heat Pump | 2024 | Economic | million_m3 | After Competition Groups | 39.732 | 0 | 0 | 1608.8507 | 0.024696 | 15 | Commercial_2024_Economic_million_m3_After Competition Groups_15 | Gas Fired Heat Pump | 2.47% | 0 | 39.732 | Commercial_2024_Economic_million_m3_After Competition Groups_Gas Fired Heat Pump
Commercial | Com ¦ Wall Insulation | 2024 | Economic | million_m3 | After Competition Groups | 28.1672 | 0 | 0 | 1608.8507 | 0.017508 | 16 | Commercial_2024_Economic_million_m3_After Competition Groups_16 | Wall Insulation | 1.751% | 0 | 28.1672 | Commercial_2024_Economic_million_m3_After Competition Groups_Wall Insulation
Commercial | Com ¦ Condensing Unit Heaters or other Efficient Unit Heating System | 2024 | Economic | million_m3 | After Competition Groups | 28.0882 | 0 | 0 | 1608.8507 | 0.017459 | 17 | Commercial_2024_Economic_million_m3_After Competition Groups_17 | Condensing Unit Heaters or other Efficient Unit Heating System | 1.746% | 0 | 28.0882 | Commercial_2024_Economic_million_m3_After Competition Groups_Condensing Unit Heaters or other Efficient Unit Heating System
Commercial | Com ¦ Energy Efficient Laboratory Fume Hood | 2024 | Economic | million_m3 | After Competition Groups | 19.8884 | 0 | 0 | 1608.8507 | 0.012362 | 18 | Commercial_2024_Economic_million_m3_After Competition Groups_18 | Energy Efficient Laboratory Fume Hood | 1.236% | 0 | 19.8884 | Commercial_2024_Economic_million_m3_After Competition Groups_Energy Efficient Laboratory Fume Hood
Commercial | Com ¦ Demand controlled Circulating Systems | 2024 | Economic | million_m3 | After Competition Groups | 14.7964 | 0 | 0 | 1608.8507 | 0.0091969 | 19 | Commercial_2024_Economic_million_m3_After Competition Groups_19 | Demand controlled Circulating Systems | 0.9197% | 0 | 14.7964 | Commercial_2024_Economic_million_m3_After Competition Groups_Demand controlled Circulating Systems
Commercial | Com ¦ Duct Insulation, R8 | 2024 | Economic | million_m3 | After Competition Groups | 11.5591 | 0 | 0 | 1608.8507 | 0.0071847 | 20 | Commercial_2024_Economic_million_m3_After Competition Groups_20 | Duct Insulation, R8 | 0.7185% | 0 | 11.5591 | Commercial_2024_Economic_million_m3_After Competition Groups_Duct Insulation, R8
Commercial | Com ¦ Ozone Laundry Treatment | 2024 | Economic | million_m3 | After Competition Groups | 7.2601 | 0 | 0 | 1608.8507 | 0.0045126 | 21 | Commercial_2024_Economic_million_m3_After Competition Groups_21 | Ozone Laundry Treatment | 0.4513% | 0 | 7.2601 | Commercial_2024_Economic_million_m3_After Competition Groups_Ozone Laundry Treatment
Commercial | Com ¦ ENERGY STAR Fryer (84% eff) | 2024 | Economic | million_m3 | After Competition Groups | 4.5537 | 0 | 0 | 1608.8507 | 0.0028304 | 22 | Commercial_2024_Economic_million_m3_After Competition Groups_22 | ENERGY STAR Fryer (84% eff) | 0.283% | 0 | 4.5537 | Commercial_2024_Economic_million_m3_After Competition Groups_ENERGY STAR Fryer (84% eff)
Commercial | Com ¦ Infrared Heaters | 2024 | Economic | million_m3 | After Competition Groups | 4.3276 | 0 | 0 | 1608.8507 | 0.0026899 | 23 | Commercial_2024_Economic_million_m3_After Competition Groups_23 | Infrared Heaters | 0.269% | 0 | 4.3276 | Commercial_2024_Economic_million_m3_After Competition Groups_Infrared Heaters
Commercial | Com ¦ High Efficiency Underfired Broilers | 2024 | Economic | million_m3 | After Competition Groups | 3.8632 | 0 | 0 | 1608.8507 | 0.0024012 | 24 | Commercial_2024_Economic_million_m3_After Competition Groups_24 | High Efficiency Underfired Broilers | 0.2401% | 0 | 3.8632 | Commercial_2024_Economic_million_m3_After Competition Groups_High Efficiency Underfired Broilers
Commercial | Com ¦ ENERGY STAR Dishwasher | 2024 | Economic | million_m3 | After Competition Groups | 3.0294 | 0 | 0 | 1608.8507 | 0.001883 | 25 | Commercial_2024_Economic_million_m3_After Competition Groups_25 | ENERGY STAR Dishwasher | 0.1883% | 0 | 3.0294 | Commercial_2024_Economic_million_m3_After Competition Groups_ENERGY STAR Dishwasher
Commercial | Com ¦ ENERGY STAR Griddle (74% eff) | 2024 | Economic | million_m3 | After Competition Groups | 2.9706 | 0 | 0 | 1608.8507 | 0.0018464 | 26 | Commercial_2024_Economic_million_m3_After Competition Groups_26 | ENERGY STAR Griddle (74% eff) | 0.1846% | 0 | 2.9706 | Commercial_2024_Economic_million_m3_After Competition Groups_ENERGY STAR Griddle (74% eff)
Commercial | Com ¦ Heat Recovery Ventilator | 2024 | Economic | million_m3 | After Competition Groups | 2.1883 | 0 | 0 | 1608.8507 | 0.0013601 | 27 | Commercial_2024_Economic_million_m3_After Competition Groups_27 | Heat Recovery Ventilator | 0.136% | 0 | 2.1883 | Commercial_2024_Economic_million_m3_After Competition Groups_Heat Recovery Ventilator
Commercial | Com ¦ Energy Recovery Ventilation and Ventilation (Enhanced) | 2024 | Economic | million_m3 | After Competition Groups | 2.1251 | 0 | 0 | 1608.8507 | 0.0013209 | 28 | Commercial_2024_Economic_million_m3_After Competition Groups_28 | Energy Recovery Ventilation and Ventilation (Enhanced) | 0.1321% | 0 | 2.1251 | Commercial_2024_Economic_million_m3_After Competition Groups_Energy Recovery Ventilation and Ventilation (Enhanced)
Commercial | Com ¦ Drain Water Heat Recovery (DWHR) ¦ Retro | 2024 | Economic | million_m3 | After Competition Groups | 1.2234 | 0 | 0 | 1608.8507 | 0.00076039 | 29 | Commercial_2024_Economic_million_m3_After Competition Groups_29 | Drain Water Heat Recovery (DWHR) ¦ Retro | 0.07604% | 0 | 1.2234 | Commercial_2024_Economic_million_m3_After Competition Groups_Drain Water Heat Recovery (DWHR) ¦ Retro
Commercial | Com ¦ CEE Tier 2/Energy Star Clothes Washers | 2024 | Economic | million_m3 | After Competition Groups | 0.78586 | 0 | 0 | 1608.8507 | 0.00048846 | 30 | Commercial_2024_Economic_million_m3_After Competition Groups_30 | CEE Tier 2/Energy Star Clothes Washers | 0.04885% | 0 | 0.78586 | Commercial_2024_Economic_million_m3_After Competition Groups_CEE Tier 2/Energy Star Clothes Washers
Commercial | Com ¦ Low Flow Pre-Rinse Spray Nozzle | 2024 | Economic | million_m3 | After Competition Groups | 0.53846 | 0 | 0 | 1608.8507 | 0.00033468 | 31 | Commercial_2024_Economic_million_m3_After Competition Groups_31 | Low Flow Pre-Rinse Spray Nozzle | 0.03347% | 0 | 0.53846 | Commercial_2024_Economic_million_m3_After Competition Groups_Low Flow Pre-Rinse Spray Nozzle
Commercial | Com ¦ ENERGY STAR Steam Cooker | 2024 | Economic | million_m3 | After Competition Groups | 0.32581 | 0 | 0 | 1608.8507 | 0.00020251 | 32 | Commercial_2024_Economic_million_m3_After Competition Groups_32 | ENERGY STAR Steam Cooker | 0.02025% | 0 | 0.32581 | Commercial_2024_Economic_million_m3_After Competition Groups_ENERGY STAR Steam Cooker
Commercial | Com ¦ Drain Water Heat Recovery (DWHR) ¦New | 2024 | Economic | million_m3 | After Competition Groups | 0.25053 | 0 | 0 | 1608.8507 | 0.00015572 | 33 | Commercial_2024_Economic_million_m3_After Competition Groups_33 | Drain Water Heat Recovery (DWHR) ¦New | 0.01557% | 0 | 0.25053 | Commercial_2024_Economic_million_m3_After Competition Groups_Drain Water Heat Recovery (DWHR) ¦New
Commercial | Com ¦ Solar Water Preheat (Pools/DHW) | 2024 | Economic | million_m3 | After Competition Groups | 0.1444 | 0 | 0 | 1608.8507 | 8.9752e-05 | 34 | Commercial_2024_Economic_million_m3_After Competition Groups_34 | Solar Water Preheat (Pools/DHW) | 0.008975% | 0 | 0.1444 | Commercial_2024_Economic_million_m3_After Competition Groups_Solar Water Preheat (Pools/DHW)
Commercial | Com ¦ Air Curtains | 2024 | Economic | million_m3 | After Competition Groups | 0.13591 | 0 | 0 | 1608.8507 | 8.4474e-05 | 35 | Commercial_2024_Economic_million_m3_After Competition Groups_35 | Air Curtains | 0.008447% | 0 | 0.13591 | Commercial_2024_Economic_million_m3_After Competition Groups_Air Curtains
Commercial | Com ¦ Gas Heat Pump Water Heater | 2024 | Economic | million_m3 | After Competition Groups | 0.13383 | 0 | 0 | 1608.8507 | 8.3186e-05 | 36 | Commercial_2024_Economic_million_m3_After Competition Groups_36 | Gas Heat Pump Water Heater | 0.008319% | 0 | 0.13383 | Commercial_2024_Economic_million_m3_After Competition Groups_Gas Heat Pump Water Heater
Commercial | Com ¦ Boilers - Advanced Controls (Steam Systems) | 2024 | SC A | million_m3 | After Competition Groups | 27.8535 | 1899311.7708 | 1.8993 | 223.9457 | 0.12438 | 1 | Commercial_2024_SC A_million_m3_After Competition Groups_1 | Boilers - Advanced Controls (Steam Systems) | 12.44% | 1.8993 | 27.8535 | Commercial_2024_SC A_million_m3_After Competition Groups_Boilers - Advanced Controls (Steam Systems)
Commercial | Com ¦ Adaptive Thermostats | 2024 | SC A | million_m3 | After Competition Groups | 26.9013 | 1871358.6371 | 1.8714 | 223.9457 | 0.12012 | 2 | Commercial_2024_SC A_million_m3_After Competition Groups_2 | Adaptive Thermostats | 12.01% | 1.8714 | 26.9013 | Commercial_2024_SC A_million_m3_After Competition Groups_Adaptive Thermostats
Commercial | Com ¦ Demand Control Ventilation | 2024 | SC A | million_m3 | After Competition Groups | 23.2689 | 1612150.6657 | 1.6122 | 223.9457 | 0.1039 | 3 | Commercial_2024_SC A_million_m3_After Competition Groups_3 | Demand Control Ventilation | 10.39% | 1.6122 | 23.2689 | Commercial_2024_SC A_million_m3_After Competition Groups_Demand Control Ventilation
Commercial | Com ¦ Building Recommissioning, Operations and Maintenance (O&M) Improvements | 2024 | SC A | million_m3 | After Competition Groups | 19.0541 | 849451.6588 | 0.84945 | 223.9457 | 0.085083 | 4 | Commercial_2024_SC A_million_m3_After Competition Groups_4 | Building Recommissioning, Operations and Maintenance (O&M) Improvements | 8.508% | 0.84945 | 19.0541 | Commercial_2024_SC A_million_m3_After Competition Groups_Building Recommissioning, Operations and Maintenance (O&M) Improvements
Commercial | Com ¦ Condensing Boiler ¦ Std | 2024 | SC A | million_m3 | After Competition Groups | 14.305 | 2263145.5344 | 2.2631 | 223.9457 | 0.063877 | 5 | Commercial_2024_SC A_million_m3_After Competition Groups_5 | Condensing Boiler ¦ Std | 6.388% | 2.2631 | 14.305 | Commercial_2024_SC A_million_m3_After Competition Groups_Condensing Boiler ¦ Std
Commercial | Com ¦ Air Handler with Dedicated Outdoor Air Systems | 2024 | SC A | million_m3 | After Competition Groups | 11.7441 | 1132682.0526 | 1.1327 | 223.9457 | 0.052442 | 6 | Commercial_2024_SC A_million_m3_After Competition Groups_6 | Air Handler with Dedicated Outdoor Air Systems | 5.244% | 1.1327 | 11.7441 | Commercial_2024_SC A_million_m3_After Competition Groups_Air Handler with Dedicated Outdoor Air Systems
Commercial | Com ¦ Condensing Make Up Air Unit | 2024 | SC A | million_m3 | After Competition Groups | 11.4653 | 1267538.3065 | 1.2675 | 223.9457 | 0.051197 | 7 | Commercial_2024_SC A_million_m3_After Competition Groups_7 | Condensing Make Up Air Unit | 5.12% | 1.2675 | 11.4653 | Commercial_2024_SC A_million_m3_After Competition Groups_Condensing Make Up Air Unit
Commercial | Com ¦ Gas Fired Heat Pump | 2024 | SC A | million_m3 | After Competition Groups | 10.7623 | 853120.4644 | 0.85312 | 223.9457 | 0.048057 | 8 | Commercial_2024_SC A_million_m3_After Competition Groups_8 | Gas Fired Heat Pump | 4.806% | 0.85312 | 10.7623 | Commercial_2024_SC A_million_m3_After Competition Groups_Gas Fired Heat Pump
Commercial | Com ¦ Advanced BAS/Controllers | 2024 | SC A | million_m3 | After Competition Groups | 10.288 | 768362.8053 | 0.76836 | 223.9457 | 0.04594 | 9 | Commercial_2024_SC A_million_m3_After Competition Groups_9 | Advanced BAS/Controllers | 4.594% | 0.76836 | 10.288 | Commercial_2024_SC A_million_m3_After Competition Groups_Advanced BAS/Controllers
Commercial | Com ¦ Demand Control Kitchen Ventilation | 2024 | SC A | million_m3 | After Competition Groups | 9.3423 | 863557.3121 | 0.86356 | 223.9457 | 0.041717 | 10 | Commercial_2024_SC A_million_m3_After Competition Groups_10 | Demand Control Kitchen Ventilation | 4.172% | 0.86356 | 9.3423 | Commercial_2024_SC A_million_m3_After Competition Groups_Demand Control Kitchen Ventilation
Commercial | Com ¦ Steam System Optimization | 2024 | SC A | million_m3 | After Competition Groups | 9.0756 | 170016.4326 | 0.17002 | 223.9457 | 0.040526 | 11 | Commercial_2024_SC A_million_m3_After Competition Groups_11 | Steam System Optimization | 4.053% | 0.17002 | 9.0756 | Commercial_2024_SC A_million_m3_After Competition Groups_Steam System Optimization
Commercial | Com ¦ Destratification | 2024 | SC A | million_m3 | After Competition Groups | 8.5821 | 725009.5722 | 0.72501 | 223.9457 | 0.038322 | 12 | Commercial_2024_SC A_million_m3_After Competition Groups_12 | Destratification | 3.832% | 0.72501 | 8.5821 | Commercial_2024_SC A_million_m3_After Competition Groups_Destratification
Commercial | Com ¦ Furnace Tune-Up | 2024 | SC A | million_m3 | After Competition Groups | 8.4415 | 76052.3667 | 0.076052 | 223.9457 | 0.037695 | 13 | Commercial_2024_SC A_million_m3_After Competition Groups_13 | Furnace Tune-Up | 3.769% | 0.076052 | 8.4415 | Commercial_2024_SC A_million_m3_After Competition Groups_Furnace Tune-Up
Commercial | Com ¦ Gas Fired Rooftop Units | 2024 | SC A | million_m3 | After Competition Groups | 7.3354 | 717088.8408 | 0.71709 | 223.9457 | 0.032755 | 14 | Commercial_2024_SC A_million_m3_After Competition Groups_14 | Gas Fired Rooftop Units | 3.276% | 0.71709 | 7.3354 | Commercial_2024_SC A_million_m3_After Competition Groups_Gas Fired Rooftop Units
Commercial | Com ¦ Education and Capacity Building/Energy Behavior | 2024 | SC A | million_m3 | After Competition Groups | 4.7982 | 4389956.3043 | 4.39 | 223.9457 | 0.021426 | 15 | Commercial_2024_SC A_million_m3_After Competition Groups_15 | Education and Capacity Building/Energy Behavior | 2.143% | 4.39 | 4.7982 | Commercial_2024_SC A_million_m3_After Competition Groups_Education and Capacity Building/Energy Behavior
Commercial | Com ¦ Wall Insulation | 2024 | SC A | million_m3 | After Competition Groups | 4.7814 | 415004.0775 | 0.415 | 223.9457 | 0.021351 | 16 | Commercial_2024_SC A_million_m3_After Competition Groups_16 | Wall Insulation | 2.135% | 0.415 | 4.7814 | Commercial_2024_SC A_million_m3_After Competition Groups_Wall Insulation
Commercial | Com ¦ Condensing Unit Heaters or other Efficient Unit Heating System | 2024 | SC A | million_m3 | After Competition Groups | 3.944 | 456001.5192 | 0.456 | 223.9457 | 0.017611 | 17 | Commercial_2024_SC A_million_m3_After Competition Groups_17 | Condensing Unit Heaters or other Efficient Unit Heating System | 1.761% | 0.456 | 3.944 | Commercial_2024_SC A_million_m3_After Competition Groups_Condensing Unit Heaters or other Efficient Unit Heating System
Commercial | Com ¦ Demand controlled Circulating Systems | 2024 | SC A | million_m3 | After Competition Groups | 2.3714 | 191718.6673 | 0.19172 | 223.9457 | 0.010589 | 18 | Commercial_2024_SC A_million_m3_After Competition Groups_18 | Demand controlled Circulating Systems | 1.059% | 0.19172 | 2.3714 | Commercial_2024_SC A_million_m3_After Competition Groups_Demand controlled Circulating Systems
Commercial | Com ¦ High Efficiency Underfired Broilers | 2024 | SC A | million_m3 | After Competition Groups | 1.7514 | 114940.6554 | 0.11494 | 223.9457 | 0.0078206 | 19 | Commercial_2024_SC A_million_m3_After Competition Groups_19 | High Efficiency Underfired Broilers | 0.7821% | 0.11494 | 1.7514 | Commercial_2024_SC A_million_m3_After Competition Groups_High Efficiency Underfired Broilers
Commercial | Com ¦ ENERGY STAR Fryer (84% eff) | 2024 | SC A | million_m3 | After Competition Groups | 1.6664 | 133816.3159 | 0.13382 | 223.9457 | 0.0074413 | 20 | Commercial_2024_SC A_million_m3_After Competition Groups_20 | ENERGY STAR Fryer (84% eff) | 0.7441% | 0.13382 | 1.6664 | Commercial_2024_SC A_million_m3_After Competition Groups_ENERGY STAR Fryer (84% eff)
Commercial | Com ¦ Duct Insulation, R8 | 2024 | SC A | million_m3 | After Competition Groups | 1.5514 | 142562.4473 | 0.14256 | 223.9457 | 0.0069277 | 21 | Commercial_2024_SC A_million_m3_After Competition Groups_21 | Duct Insulation, R8 | 0.6928% | 0.14256 | 1.5514 | Commercial_2024_SC A_million_m3_After Competition Groups_Duct Insulation, R8
Commercial | Com ¦ Energy Efficient Laboratory Fume Hood | 2024 | SC A | million_m3 | After Competition Groups | 1.1659 | 145880.9899 | 0.14588 | 223.9457 | 0.0052063 | 22 | Commercial_2024_SC A_million_m3_After Competition Groups_22 | Energy Efficient Laboratory Fume Hood | 0.5206% | 0.14588 | 1.1659 | Commercial_2024_SC A_million_m3_After Competition Groups_Energy Efficient Laboratory Fume Hood
Commercial | Com ¦ Ozone Laundry Treatment | 2024 | SC A | million_m3 | After Competition Groups | 0.77581 | 84997.5689 | 0.084998 | 223.9457 | 0.0034643 | 23 | Commercial_2024_SC A_million_m3_After Competition Groups_23 | Ozone Laundry Treatment | 0.3464% | 0.084998 | 0.77581 | Commercial_2024_SC A_million_m3_After Competition Groups_Ozone Laundry Treatment
Commercial | Com ¦ ENERGY STAR Griddle (74% eff) | 2024 | SC A | million_m3 | After Competition Groups | 0.69646 | 0 | 0 | 223.9457 | 0.00311 | 24 | Commercial_2024_SC A_million_m3_After Competition Groups_24 | ENERGY STAR Griddle (74% eff) | 0.311% | 0 | 0.69646 | Commercial_2024_SC A_million_m3_After Competition Groups_ENERGY STAR Griddle (74% eff)
Commercial | Com ¦ ENERGY STAR Dishwasher | 2024 | SC A | million_m3 | After Competition Groups | 0.58446 | 57557.1079 | 0.057557 | 223.9457 | 0.0026098 | 25 | Commercial_2024_SC A_million_m3_After Competition Groups_25 | ENERGY STAR Dishwasher | 0.261% | 0.057557 | 0.58446 | Commercial_2024_SC A_million_m3_After Competition Groups_ENERGY STAR Dishwasher
Commercial | Com ¦ Infrared Heaters | 2024 | SC A | million_m3 | After Competition Groups | 0.3945 | 52197.7585 | 0.052198 | 223.9457 | 0.0017616 | 26 | Commercial_2024_SC A_million_m3_After Competition Groups_26 | Infrared Heaters | 0.1762% | 0.052198 | 0.3945 | Commercial_2024_SC A_million_m3_After Competition Groups_Infrared Heaters
Commercial | Com ¦ CEE Tier 2/Energy Star Clothes Washers | 2024 | SC A | million_m3 | After Competition Groups | 0.31268 | 17446.228 | 0.017446 | 223.9457 | 0.0013962 | 27 | Commercial_2024_SC A_million_m3_After Competition Groups_27 | CEE Tier 2/Energy Star Clothes Washers | 0.1396% | 0.017446 | 0.31268 | Commercial_2024_SC A_million_m3_After Competition Groups_CEE Tier 2/Energy Star Clothes Washers
Commercial | Com ¦ Drain Water Heat Recovery (DWHR) ¦ Retro | 2024 | SC A | million_m3 | After Competition Groups | 0.21538 | 15074.8968 | 0.015075 | 223.9457 | 0.00096175 | 28 | Commercial_2024_SC A_million_m3_After Competition Groups_28 | Drain Water Heat Recovery (DWHR) ¦ Retro | 0.09617% | 0.015075 | 0.21538 | Commercial_2024_SC A_million_m3_After Competition Groups_Drain Water Heat Recovery (DWHR) ¦ Retro
Commercial | Com ¦ ENERGY STAR Steam Cooker | 2024 | SC A | million_m3 | After Competition Groups | 0.17394 | 9964.1511 | 0.0099642 | 223.9457 | 0.00077671 | 29 | Commercial_2024_SC A_million_m3_After Competition Groups_29 | ENERGY STAR Steam Cooker | 0.07767% | 0.0099642 | 0.17394 | Commercial_2024_SC A_million_m3_After Competition Groups_ENERGY STAR Steam Cooker
Commercial | Com ¦ Low Flow Pre-Rinse Spray Nozzle | 2024 | SC A | million_m3 | After Competition Groups | 0.16611 | 4778.9618 | 0.004779 | 223.9457 | 0.00074175 | 30 | Commercial_2024_SC A_million_m3_After Competition Groups_30 | Low Flow Pre-Rinse Spray Nozzle | 0.07418% | 0.004779 | 0.16611 | Commercial_2024_SC A_million_m3_After Competition Groups_Low Flow Pre-Rinse Spray Nozzle
Commercial | Com ¦ Energy Recovery Ventilation and Ventilation (Enhanced) | 2024 | SC A | million_m3 | After Competition Groups | 0.1009 | 4146.3409 | 0.0041463 | 223.9457 | 0.00045055 | 31 | Commercial_2024_SC A_million_m3_After Competition Groups_31 | Energy Recovery Ventilation and Ventilation (Enhanced) | 0.04506% | 0.0041463 | 0.1009 | Commercial_2024_SC A_million_m3_After Competition Groups_Energy Recovery Ventilation and Ventilation (Enhanced)
Commercial | Com ¦ Drain Water Heat Recovery (DWHR) ¦New | 2024 | SC A | million_m3 | After Competition Groups | 0.042248 | 3618.709 | 0.0036187 | 223.9457 | 0.00018865 | 32 | Commercial_2024_SC A_million_m3_After Competition Groups_32 | Drain Water Heat Recovery (DWHR) ¦New | 0.01887% | 0.0036187 | 0.042248 | Commercial_2024_SC A_million_m3_After Competition Groups_Drain Water Heat Recovery (DWHR) ¦New
Commercial | Com ¦ Heat Recovery Ventilator | 2024 | SC A | million_m3 | After Competition Groups | 0.025662 | 1251.4305 | 0.0012514 | 223.9457 | 0.00011459 | 33 | Commercial_2024_SC A_million_m3_After Competition Groups_33 | Heat Recovery Ventilator | 0.01146% | 0.0012514 | 0.025662 | Commercial_2024_SC A_million_m3_After Competition Groups_Heat Recovery Ventilator
Commercial | Com ¦ Solar Water Preheat (Pools/DHW) | 2024 | SC A | million_m3 | After Competition Groups | 0.0077157 | 1170.7974 | 0.0011708 | 223.9457 | 3.4454e-05 | 34 | Commercial_2024_SC A_million_m3_After Competition Groups_34 | Solar Water Preheat (Pools/DHW) | 0.003445% | 0.0011708 | 0.0077157 | Commercial_2024_SC A_million_m3_After Competition Groups_Solar Water Preheat (Pools/DHW)
Commercial | Com ¦ Gas Heat Pump Water Heater | 2024 | SC A | million_m3 | After Competition Groups | 0.0001481 | 0 | 0 | 223.9457 | 6.613e-07 | 35 | Commercial_2024_SC A_million_m3_After Competition Groups_35 | Gas Heat Pump Water Heater | 6.613e-05% | 0 | 0.0001481 | Commercial_2024_SC A_million_m3_After Competition Groups_Gas Heat Pump Water Heater
Commercial | Com ¦ Air Curtains | 2024 | SC A | million_m3 | After Competition Groups | 6.217e-05 | 0 | 0 | 223.9457 | 2.7761e-07 | 36 | Commercial_2024_SC A_million_m3_After Competition Groups_36 | Air Curtains | 2.776e-05% | 0 | 6.217e-05 | Commercial_2024_SC A_million_m3_After Competition Groups_Air Curtains
Commercial | Com ¦ Demand Control Ventilation | 2024 | SC B | million_m3 | After Competition Groups | 60.2127 | 21657721.8358 | 21.6577 | 483.0162 | 0.12466 | 1 | Commercial_2024_SC B_million_m3_After Competition Groups_1 | Demand Control Ventilation | 12.47% | 21.6577 | 60.2127 | Commercial_2024_SC B_million_m3_After Competition Groups_Demand Control Ventilation
Commercial | Com ¦ Adaptive Thermostats | 2024 | SC B | million_m3 | After Competition Groups | 59.118 | 3900886.5392 | 3.9009 | 483.0162 | 0.12239 | 2 | Commercial_2024_SC B_million_m3_After Competition Groups_2 | Adaptive Thermostats | 12.24% | 3.9009 | 59.118 | Commercial_2024_SC B_million_m3_After Competition Groups_Adaptive Thermostats
Commercial | Com ¦ Air Handler with Dedicated Outdoor Air Systems | 2024 | SC B | million_m3 | After Competition Groups | 43.4584 | 20974385.0131 | 20.9744 | 483.0162 | 0.089973 | 3 | Commercial_2024_SC B_million_m3_After Competition Groups_3 | Air Handler with Dedicated Outdoor Air Systems | 8.997% | 20.9744 | 43.4584 | Commercial_2024_SC B_million_m3_After Competition Groups_Air Handler with Dedicated Outdoor Air Systems
Commercial | Com ¦ Condensing Boiler ¦ Std | 2024 | SC B | million_m3 | After Competition Groups | 36.4078 | 26447972.7666 | 26.448 | 483.0162 | 0.075376 | 4 | Commercial_2024_SC B_million_m3_After Competition Groups_4 | Condensing Boiler ¦ Std | 7.538% | 26.448 | 36.4078 | Commercial_2024_SC B_million_m3_After Competition Groups_Condensing Boiler ¦ Std
Commercial | Com ¦ Boilers - Advanced Controls (Steam Systems) | 2024 | SC B | million_m3 | After Competition Groups | 27.908 | 2486066.2167 | 2.4861 | 483.0162 | 0.057779 | 5 | Commercial_2024_SC B_million_m3_After Competition Groups_5 | Boilers - Advanced Controls (Steam Systems) | 5.778% | 2.4861 | 27.908 | Commercial_2024_SC B_million_m3_After Competition Groups_Boilers - Advanced Controls (Steam Systems)
Commercial | Com ¦ Building Recommissioning, Operations and Maintenance (O&M) Improvements | 2024 | SC B | million_m3 | After Competition Groups | 26.8022 | 9521466.9298 | 9.5215 | 483.0162 | 0.055489 | 6 | Commercial_2024_SC B_million_m3_After Competition Groups_6 | Building Recommissioning, Operations and Maintenance (O&M) Improvements | 5.549% | 9.5215 | 26.8022 | Commercial_2024_SC B_million_m3_After Competition Groups_Building Recommissioning, Operations and Maintenance (O&M) Improvements
Commercial | Com ¦ Education and Capacity Building/Energy Behavior | 2024 | SC B | million_m3 | After Competition Groups | 23.9912 | 21949781.5216 | 21.9498 | 483.0162 | 0.04967 | 7 | Commercial_2024_SC B_million_m3_After Competition Groups_7 | Education and Capacity Building/Energy Behavior | 4.967% | 21.9498 | 23.9912 | Commercial_2024_SC B_million_m3_After Competition Groups_Education and Capacity Building/Energy Behavior
Commercial | Com ¦ Steam System Optimization | 2024 | SC B | million_m3 | After Competition Groups | 23.7132 | 414022.7507 | 0.41402 | 483.0162 | 0.049094 | 8 | Commercial_2024_SC B_million_m3_After Competition Groups_8 | Steam System Optimization | 4.909% | 0.41402 | 23.7132 | Commercial_2024_SC B_million_m3_After Competition Groups_Steam System Optimization
Commercial | Com ¦ Destratification | 2024 | SC B | million_m3 | After Competition Groups | 23.3078 | 3382490.7547 | 3.3825 | 483.0162 | 0.048255 | 9 | Commercial_2024_SC B_million_m3_After Competition Groups_9 | Destratification | 4.825% | 3.3825 | 23.3078 | Commercial_2024_SC B_million_m3_After Competition Groups_Destratification
Commercial | Com ¦ Furnace Tune-Up | 2024 | SC B | million_m3 | After Competition Groups | 22.085 | 185949.411 | 0.18595 | 483.0162 | 0.045723 | 10 | Commercial_2024_SC B_million_m3_After Competition Groups_10 | Furnace Tune-Up | 4.572% | 0.18595 | 22.085 | Commercial_2024_SC B_million_m3_After Competition Groups_Furnace Tune-Up
Commercial | Com ¦ Demand Control Kitchen Ventilation | 2024 | SC B | million_m3 | After Competition Groups | 21.0688 | 4505697.7303 | 4.5057 | 483.0162 | 0.043619 | 11 | Commercial_2024_SC B_million_m3_After Competition Groups_11 | Demand Control Kitchen Ventilation | 4.362% | 4.5057 | 21.0688 | Commercial_2024_SC B_million_m3_After Competition Groups_Demand Control Kitchen Ventilation
Commercial | Com ¦ Gas Fired Rooftop Units | 2024 | SC B | million_m3 | After Competition Groups | 16.7161 | 2362703.1888 | 2.3627 | 483.0162 | 0.034608 | 12 | Commercial_2024_SC B_million_m3_After Competition Groups_12 | Gas Fired Rooftop Units | 3.461% | 2.3627 | 16.7161 | Commercial_2024_SC B_million_m3_After Competition Groups_Gas Fired Rooftop Units
Commercial | Com ¦ Condensing Make Up Air Unit | 2024 | SC B | million_m3 | After Competition Groups | 15.8256 | 3628040.7544 | 3.628 | 483.0162 | 0.032764 | 13 | Commercial_2024_SC B_million_m3_After Competition Groups_13 | Condensing Make Up Air Unit | 3.276% | 3.628 | 15.8256 | Commercial_2024_SC B_million_m3_After Competition Groups_Condensing Make Up Air Unit
Commercial | Com ¦ Gas Fired Heat Pump | 2024 | SC B | million_m3 | After Competition Groups | 15.359 | 3972546.6836 | 3.9725 | 483.0162 | 0.031798 | 14 | Commercial_2024_SC B_million_m3_After Competition Groups_14 | Gas Fired Heat Pump | 3.18% | 3.9725 | 15.359 | Commercial_2024_SC B_million_m3_After Competition Groups_Gas Fired Heat Pump
Commercial | Com ¦ Advanced BAS/Controllers | 2024 | SC B | million_m3 | After Competition Groups | 12.8657 | 4221155.598 | 4.2212 | 483.0162 | 0.026636 | 15 | Commercial_2024_SC B_million_m3_After Competition Groups_15 | Advanced BAS/Controllers | 2.664% | 4.2212 | 12.8657 | Commercial_2024_SC B_million_m3_After Competition Groups_Advanced BAS/Controllers
Commercial | Com ¦ Wall Insulation | 2024 | SC B | million_m3 | After Competition Groups | 12.5155 | 1182305.8596 | 1.1823 | 483.0162 | 0.025911 | 16 | Commercial_2024_SC B_million_m3_After Competition Groups_16 | Wall Insulation | 2.591% | 1.1823 | 12.5155 | Commercial_2024_SC B_million_m3_After Competition Groups_Wall Insulation
Commercial | Com ¦ Energy Efficient Laboratory Fume Hood | 2024 | SC B | million_m3 | After Competition Groups | 8.4363 | 4964203.7593 | 4.9642 | 483.0162 | 0.017466 | 17 | Commercial_2024_SC B_million_m3_After Competition Groups_17 | Energy Efficient Laboratory Fume Hood | 1.747% | 4.9642 | 8.4363 | Commercial_2024_SC B_million_m3_After Competition Groups_Energy Efficient Laboratory Fume Hood
Commercial | Com ¦ Condensing Unit Heaters or other Efficient Unit Heating System | 2024 | SC B | million_m3 | After Competition Groups | 7.8281 | 4181711.1879 | 4.1817 | 483.0162 | 0.016207 | 18 | Commercial_2024_SC B_million_m3_After Competition Groups_18 | Condensing Unit Heaters or other Efficient Unit Heating System | 1.621% | 4.1817 | 7.8281 | Commercial_2024_SC B_million_m3_After Competition Groups_Condensing Unit Heaters or other Efficient Unit Heating System
Commercial | Com ¦ Demand controlled Circulating Systems | 2024 | SC B | million_m3 | After Competition Groups | 6.5745 | 930469.9495 | 0.93047 | 483.0162 | 0.013611 | 19 | Commercial_2024_SC B_million_m3_After Competition Groups_19 | Demand controlled Circulating Systems | 1.361% | 0.93047 | 6.5745 | Commercial_2024_SC B_million_m3_After Competition Groups_Demand controlled Circulating Systems
Commercial | Com ¦ Duct Insulation, R8 | 2024 | SC B | million_m3 | After Competition Groups | 5.0993 | 1508878.3091 | 1.5089 | 483.0162 | 0.010557 | 20 | Commercial_2024_SC B_million_m3_After Competition Groups_20 | Duct Insulation, R8 | 1.056% | 1.5089 | 5.0993 | Commercial_2024_SC B_million_m3_After Competition Groups_Duct Insulation, R8
Commercial | Com ¦ Ozone Laundry Treatment | 2024 | SC B | million_m3 | After Competition Groups | 3.0137 | 1308525.0937 | 1.3085 | 483.0162 | 0.0062393 | 21 | Commercial_2024_SC B_million_m3_After Competition Groups_21 | Ozone Laundry Treatment | 0.6239% | 1.3085 | 3.0137 | Commercial_2024_SC B_million_m3_After Competition Groups_Ozone Laundry Treatment
Commercial | Com ¦ ENERGY STAR Fryer (84% eff) | 2024 | SC B | million_m3 | After Competition Groups | 2.4442 | 766619.9113 | 0.76662 | 483.0162 | 0.0050603 | 22 | Commercial_2024_SC B_million_m3_After Competition Groups_22 | ENERGY STAR Fryer (84% eff) | 0.506% | 0.76662 | 2.4442 | Commercial_2024_SC B_million_m3_After Competition Groups_ENERGY STAR Fryer (84% eff)
Commercial | Com ¦ High Efficiency Underfired Broilers | 2024 | SC B | million_m3 | After Competition Groups | 2.053 | 221141.8791 | 0.22114 | 483.0162 | 0.0042503 | 23 | Commercial_2024_SC B_million_m3_After Competition Groups_23 | High Efficiency Underfired Broilers | 0.425% | 0.22114 | 2.053 | Commercial_2024_SC B_million_m3_After Competition Groups_High Efficiency Underfired Broilers
Commercial | Com ¦ ENERGY STAR Griddle (74% eff) | 2024 | SC B | million_m3 | After Competition Groups | 1.6118 | 745548.5804 | 0.74555 | 483.0162 | 0.003337 | 24 | Commercial_2024_SC B_million_m3_After Competition Groups_24 | ENERGY STAR Griddle (74% eff) | 0.3337% | 0.74555 | 1.6118 | Commercial_2024_SC B_million_m3_After Competition Groups_ENERGY STAR Griddle (74% eff)
Commercial | Com ¦ Infrared Heaters | 2024 | SC B | million_m3 | After Competition Groups | 0.91974 | 521452.4831 | 0.52145 | 483.0162 | 0.0019042 | 25 | Commercial_2024_SC B_million_m3_After Competition Groups_25 | Infrared Heaters | 0.1904% | 0.52145 | 0.91974 | Commercial_2024_SC B_million_m3_After Competition Groups_Infrared Heaters
Commercial | Com ¦ ENERGY STAR Dishwasher | 2024 | SC B | million_m3 | After Competition Groups | 0.73419 | 291908.4636 | 0.29191 | 483.0162 | 0.00152 | 26 | Commercial_2024_SC B_million_m3_After Competition Groups_26 | ENERGY STAR Dishwasher | 0.152% | 0.29191 | 0.73419 | Commercial_2024_SC B_million_m3_After Competition Groups_ENERGY STAR Dishwasher
Commercial | Com ¦ Heat Recovery Ventilator | 2024 | SC B | million_m3 | After Competition Groups | 0.73145 | 578572.0094 | 0.57857 | 483.0162 | 0.0015143 | 27 | Commercial_2024_SC B_million_m3_After Competition Groups_27 | Heat Recovery Ventilator | 0.1514% | 0.57857 | 0.73145 | Commercial_2024_SC B_million_m3_After Competition Groups_Heat Recovery Ventilator
Commercial | Com ¦ Energy Recovery Ventilation and Ventilation (Enhanced) | 2024 | SC B | million_m3 | After Competition Groups | 0.63805 | 419959.7862 | 0.41996 | 483.0162 | 0.001321 | 28 | Commercial_2024_SC B_million_m3_After Competition Groups_28 | Energy Recovery Ventilation and Ventilation (Enhanced) | 0.1321% | 0.41996 | 0.63805 | Commercial_2024_SC B_million_m3_After Competition Groups_Energy Recovery Ventilation and Ventilation (Enhanced)
Commercial | Com ¦ Drain Water Heat Recovery (DWHR) ¦ Retro | 2024 | SC B | million_m3 | After Competition Groups | 0.56403 | 56718.3945 | 0.056718 | 483.0162 | 0.0011677 | 29 | Commercial_2024_SC B_million_m3_After Competition Groups_29 | Drain Water Heat Recovery (DWHR) ¦ Retro | 0.1168% | 0.056718 | 0.56403 | Commercial_2024_SC B_million_m3_After Competition Groups_Drain Water Heat Recovery (DWHR) ¦ Retro
Commercial | Com ¦ CEE Tier 2/Energy Star Clothes Washers | 2024 | SC B | million_m3 | After Competition Groups | 0.4335 | 103180.2116 | 0.10318 | 483.0162 | 0.00089748 | 30 | Commercial_2024_SC B_million_m3_After Competition Groups_30 | CEE Tier 2/Energy Star Clothes Washers | 0.08975% | 0.10318 | 0.4335 | Commercial_2024_SC B_million_m3_After Competition Groups_CEE Tier 2/Energy Star Clothes Washers
Commercial | Com ¦ Low Flow Pre-Rinse Spray Nozzle | 2024 | SC B | million_m3 | After Competition Groups | 0.24474 | 42508.6176 | 0.042509 | 483.0162 | 0.00050669 | 31 | Commercial_2024_SC B_million_m3_After Competition Groups_31 | Low Flow Pre-Rinse Spray Nozzle | 0.05067% | 0.042509 | 0.24474 | Commercial_2024_SC B_million_m3_After Competition Groups_Low Flow Pre-Rinse Spray Nozzle
Commercial | Com ¦ ENERGY STAR Steam Cooker | 2024 | SC B | million_m3 | After Competition Groups | 0.17491 | 13626.1389 | 0.013626 | 483.0162 | 0.00036211 | 32 | Commercial_2024_SC B_million_m3_After Competition Groups_32 | ENERGY STAR Steam Cooker | 0.03621% | 0.013626 | 0.17491 | Commercial_2024_SC B_million_m3_After Competition Groups_ENERGY STAR Steam Cooker
Commercial | Com ¦ Drain Water Heat Recovery (DWHR) ¦New | 2024 | SC B | million_m3 | After Competition Groups | 0.058412 | 8933.674 | 0.0089337 | 483.0162 | 0.00012093 | 33 | Commercial_2024_SC B_million_m3_After Competition Groups_33 | Drain Water Heat Recovery (DWHR) ¦New | 0.01209% | 0.0089337 | 0.058412 | Commercial_2024_SC B_million_m3_After Competition Groups_Drain Water Heat Recovery (DWHR) ¦New
Commercial | Com ¦ Air Curtains | 2024 | SC B | million_m3 | After Competition Groups | 0.057725 | 39431.3861 | 0.039431 | 483.0162 | 0.00011951 | 34 | Commercial_2024_SC B_million_m3_After Competition Groups_34 | Air Curtains | 0.01195% | 0.039431 | 0.057725 | Commercial_2024_SC B_million_m3_After Competition Groups_Air Curtains
Commercial | Com ¦ Gas Heat Pump Water Heater | 2024 | SC B | million_m3 | After Competition Groups | 0.021908 | 48070.122 | 0.04807 | 483.0162 | 4.5356e-05 | 35 | Commercial_2024_SC B_million_m3_After Competition Groups_35 | Gas Heat Pump Water Heater | 0.004536% | 0.04807 | 0.021908 | Commercial_2024_SC B_million_m3_After Competition Groups_Gas Heat Pump Water Heater
Commercial | Com ¦ Solar Water Preheat (Pools/DHW) | 2024 | SC B | million_m3 | After Competition Groups | 0.021856 | 6292.6166 | 0.0062926 | 483.0162 | 4.5249e-05 | 36 | Commercial_2024_SC B_million_m3_After Competition Groups_36 | Solar Water Preheat (Pools/DHW) | 0.004525% | 0.0062926 | 0.021856 | Commercial_2024_SC B_million_m3_After Competition Groups_Solar Water Preheat (Pools/DHW)
Commercial | Com ¦ Boilers - Advanced Controls (Steam Systems) | 2024 | SC C | million_m3 | After Competition Groups | 27.9083 | 2486337.3291 | 2.4863 | 236.4284 | 0.11804 | 1 | Commercial_2024_SC C_million_m3_After Competition Groups_1 | Boilers - Advanced Controls (Steam Systems) | 11.8% | 2.4863 | 27.9083 | Commercial_2024_SC C_million_m3_After Competition Groups_Boilers - Advanced Controls (Steam Systems)
Commercial | Com ¦ Adaptive Thermostats | 2024 | SC C | million_m3 | After Competition Groups | 26.9014 | 1882169.3529 | 1.8822 | 236.4284 | 0.11378 | 2 | Commercial_2024_SC C_million_m3_After Competition Groups_2 | Adaptive Thermostats | 11.38% | 1.8822 | 26.9014 | Commercial_2024_SC C_million_m3_After Competition Groups_Adaptive Thermostats
Commercial | Com ¦ Demand Control Ventilation | 2024 | SC C | million_m3 | After Competition Groups | 25.0046 | 4475214.1751 | 4.4752 | 236.4284 | 0.10576 | 3 | Commercial_2024_SC C_million_m3_After Competition Groups_3 | Demand Control Ventilation | 10.58% | 4.4752 | 25.0046 | Commercial_2024_SC C_million_m3_After Competition Groups_Demand Control Ventilation
Commercial | Com ¦ Building Recommissioning, Operations and Maintenance (O&M) Improvements | 2024 | SC C | million_m3 | After Competition Groups | 19.3272 | 2382855.1217 | 2.3829 | 236.4284 | 0.081747 | 4 | Commercial_2024_SC C_million_m3_After Competition Groups_4 | Building Recommissioning, Operations and Maintenance (O&M) Improvements | 8.175% | 2.3829 | 19.3272 | Commercial_2024_SC C_million_m3_After Competition Groups_Building Recommissioning, Operations and Maintenance (O&M) Improvements
Commercial | Com ¦ Condensing Boiler ¦ Std | 2024 | SC C | million_m3 | After Competition Groups | 18.8665 | 6812511.2962 | 6.8125 | 236.4284 | 0.079798 | 5 | Commercial_2024_SC C_million_m3_After Competition Groups_5 | Condensing Boiler ¦ Std | 7.98% | 6.8125 | 18.8665 | Commercial_2024_SC C_million_m3_After Competition Groups_Condensing Boiler ¦ Std
Commercial | Com ¦ Air Handler with Dedicated Outdoor Air Systems | 2024 | SC C | million_m3 | After Competition Groups | 13.2342 | 2950506.1123 | 2.9505 | 236.4284 | 0.055975 | 6 | Commercial_2024_SC C_million_m3_After Competition Groups_6 | Air Handler with Dedicated Outdoor Air Systems | 5.598% | 2.9505 | 13.2342 | Commercial_2024_SC C_million_m3_After Competition Groups_Air Handler with Dedicated Outdoor Air Systems
Commercial | Com ¦ Condensing Make Up Air Unit | 2024 | SC C | million_m3 | After Competition Groups | 11.8391 | 2424021.4914 | 2.424 | 236.4284 | 0.050075 | 7 | Commercial_2024_SC C_million_m3_After Competition Groups_7 | Condensing Make Up Air Unit | 5.007% | 2.424 | 11.8391 | Commercial_2024_SC C_million_m3_After Competition Groups_Condensing Make Up Air Unit
Commercial | Com ¦ Gas Fired Heat Pump | 2024 | SC C | million_m3 | After Competition Groups | 11.496 | 2046573.0755 | 2.0466 | 236.4284 | 0.048624 | 8 | Commercial_2024_SC C_million_m3_After Competition Groups_8 | Gas Fired Heat Pump | 4.862% | 2.0466 | 11.496 | Commercial_2024_SC C_million_m3_After Competition Groups_Gas Fired Heat Pump
Commercial | Com ¦ Advanced BAS/Controllers | 2024 | SC C | million_m3 | After Competition Groups | 10.4478 | 1598580.2719 | 1.5986 | 236.4284 | 0.04419 | 9 | Commercial_2024_SC C_million_m3_After Competition Groups_9 | Advanced BAS/Controllers | 4.419% | 1.5986 | 10.4478 | Commercial_2024_SC C_million_m3_After Competition Groups_Advanced BAS/Controllers
Commercial | Com ¦ Demand Control Kitchen Ventilation | 2024 | SC C | million_m3 | After Competition Groups | 9.6724 | 1789615.1773 | 1.7896 | 236.4284 | 0.04091 | 10 | Commercial_2024_SC C_million_m3_After Competition Groups_10 | Demand Control Kitchen Ventilation | 4.091% | 1.7896 | 9.6724 | Commercial_2024_SC C_million_m3_After Competition Groups_Demand Control Kitchen Ventilation
Commercial | Com ¦ Steam System Optimization | 2024 | SC C | million_m3 | After Competition Groups | 9.0756 | 170016.4326 | 0.17002 | 236.4284 | 0.038386 | 11 | Commercial_2024_SC C_million_m3_After Competition Groups_11 | Steam System Optimization | 3.839% | 0.17002 | 9.0756 | Commercial_2024_SC C_million_m3_After Competition Groups_Steam System Optimization
Commercial | Com ¦ Destratification | 2024 | SC C | million_m3 | After Competition Groups | 8.9023 | 1380409.3268 | 1.3804 | 236.4284 | 0.037653 | 12 | Commercial_2024_SC C_million_m3_After Competition Groups_12 | Destratification | 3.765% | 1.3804 | 8.9023 | Commercial_2024_SC C_million_m3_After Competition Groups_Destratification
Commercial | Com ¦ Furnace Tune-Up | 2024 | SC C | million_m3 | After Competition Groups | 8.4415 | 76052.3667 | 0.076052 | 236.4284 | 0.035704 | 13 | Commercial_2024_SC C_million_m3_After Competition Groups_13 | Furnace Tune-Up | 3.57% | 0.076052 | 8.4415 | Commercial_2024_SC C_million_m3_After Competition Groups_Furnace Tune-Up
Commercial | Com ¦ Gas Fired Rooftop Units | 2024 | SC C | million_m3 | After Competition Groups | 7.4136 | 974891.5626 | 0.97489 | 236.4284 | 0.031357 | 14 | Commercial_2024_SC C_million_m3_After Competition Groups_14 | Gas Fired Rooftop Units | 3.136% | 0.97489 | 7.4136 | Commercial_2024_SC C_million_m3_After Competition Groups_Gas Fired Rooftop Units
Commercial | Com ¦ Education and Capacity Building/Energy Behavior | 2024 | SC C | million_m3 | After Competition Groups | 4.7982 | 4389956.3043 | 4.39 | 236.4284 | 0.020295 | 15 | Commercial_2024_SC C_million_m3_After Competition Groups_15 | Education and Capacity Building/Energy Behavior | 2.029% | 4.39 | 4.7982 | Commercial_2024_SC C_million_m3_After Competition Groups_Education and Capacity Building/Energy Behavior
Commercial | Com ¦ Wall Insulation | 2024 | SC C | million_m3 | After Competition Groups | 4.7906 | 485687.8691 | 0.48569 | 236.4284 | 0.020262 | 16 | Commercial_2024_SC C_million_m3_After Competition Groups_16 | Wall Insulation | 2.026% | 0.48569 | 4.7906 | Commercial_2024_SC C_million_m3_After Competition Groups_Wall Insulation
Commercial | Com ¦ Condensing Unit Heaters or other Efficient Unit Heating System | 2024 | SC C | million_m3 | After Competition Groups | 4.5898 | 1301247.1278 | 1.3012 | 236.4284 | 0.019413 | 17 | Commercial_2024_SC C_million_m3_After Competition Groups_17 | Condensing Unit Heaters or other Efficient Unit Heating System | 1.941% | 1.3012 | 4.5898 | Commercial_2024_SC C_million_m3_After Competition Groups_Condensing Unit Heaters or other Efficient Unit Heating System
Commercial | Com ¦ Demand controlled Circulating Systems | 2024 | SC C | million_m3 | After Competition Groups | 2.4227 | 266989.1356 | 0.26699 | 236.4284 | 0.010247 | 18 | Commercial_2024_SC C_million_m3_After Competition Groups_18 | Demand controlled Circulating Systems | 1.025% | 0.26699 | 2.4227 | Commercial_2024_SC C_million_m3_After Competition Groups_Demand controlled Circulating Systems
Commercial | Com ¦ ENERGY STAR Fryer (84% eff) | 2024 | SC C | million_m3 | After Competition Groups | 1.9136 | 304059.6064 | 0.30406 | 236.4284 | 0.0080939 | 19 | Commercial_2024_SC C_million_m3_After Competition Groups_19 | ENERGY STAR Fryer (84% eff) | 0.8094% | 0.30406 | 1.9136 | Commercial_2024_SC C_million_m3_After Competition Groups_ENERGY STAR Fryer (84% eff)
Commercial | Com ¦ Duct Insulation, R8 | 2024 | SC C | million_m3 | After Competition Groups | 1.8192 | 460985.2377 | 0.46099 | 236.4284 | 0.0076944 | 20 | Commercial_2024_SC C_million_m3_After Competition Groups_20 | Duct Insulation, R8 | 0.7694% | 0.46099 | 1.8192 | Commercial_2024_SC C_million_m3_After Competition Groups_Duct Insulation, R8
Commercial | Com ¦ High Efficiency Underfired Broilers | 2024 | SC C | million_m3 | After Competition Groups | 1.7747 | 178786.8779 | 0.17879 | 236.4284 | 0.0075063 | 21 | Commercial_2024_SC C_million_m3_After Competition Groups_21 | High Efficiency Underfired Broilers | 0.7506% | 0.17879 | 1.7747 | Commercial_2024_SC C_million_m3_After Competition Groups_High Efficiency Underfired Broilers
Commercial | Com ¦ Energy Efficient Laboratory Fume Hood | 2024 | SC C | million_m3 | After Competition Groups | 1.6949 | 423064.7032 | 0.42306 | 236.4284 | 0.0071688 | 22 | Commercial_2024_SC C_million_m3_After Competition Groups_22 | Energy Efficient Laboratory Fume Hood | 0.7169% | 0.42306 | 1.6949 | Commercial_2024_SC C_million_m3_After Competition Groups_Energy Efficient Laboratory Fume Hood
Commercial | Com ¦ Ozone Laundry Treatment | 2024 | SC C | million_m3 | After Competition Groups | 0.95298 | 224071.7495 | 0.22407 | 236.4284 | 0.0040307 | 23 | Commercial_2024_SC C_million_m3_After Competition Groups_23 | Ozone Laundry Treatment | 0.4031% | 0.22407 | 0.95298 | Commercial_2024_SC C_million_m3_After Competition Groups_Ozone Laundry Treatment
Commercial | Com ¦ ENERGY STAR Griddle (74% eff) | 2024 | SC C | million_m3 | After Competition Groups | 0.88461 | 151810.4208 | 0.15181 | 236.4284 | 0.0037416 | 24 | Commercial_2024_SC C_million_m3_After Competition Groups_24 | ENERGY STAR Griddle (74% eff) | 0.3742% | 0.15181 | 0.88461 | Commercial_2024_SC C_million_m3_After Competition Groups_ENERGY STAR Griddle (74% eff)
Commercial | Com ¦ ENERGY STAR Dishwasher | 2024 | SC C | million_m3 | After Competition Groups | 0.6406 | 127756.9521 | 0.12776 | 236.4284 | 0.0027095 | 25 | Commercial_2024_SC C_million_m3_After Competition Groups_25 | ENERGY STAR Dishwasher | 0.2709% | 0.12776 | 0.6406 | Commercial_2024_SC C_million_m3_After Competition Groups_ENERGY STAR Dishwasher
Commercial | Com ¦ Infrared Heaters | 2024 | SC C | million_m3 | After Competition Groups | 0.46557 | 154050.6005 | 0.15405 | 236.4284 | 0.0019692 | 26 | Commercial_2024_SC C_million_m3_After Competition Groups_26 | Infrared Heaters | 0.1969% | 0.15405 | 0.46557 | Commercial_2024_SC C_million_m3_After Competition Groups_Infrared Heaters
Commercial | Com ¦ CEE Tier 2/Energy Star Clothes Washers | 2024 | SC C | million_m3 | After Competition Groups | 0.33734 | 38633.6845 | 0.038634 | 236.4284 | 0.0014268 | 27 | Commercial_2024_SC C_million_m3_After Competition Groups_27 | CEE Tier 2/Energy Star Clothes Washers | 0.1427% | 0.038634 | 0.33734 | Commercial_2024_SC C_million_m3_After Competition Groups_CEE Tier 2/Energy Star Clothes Washers
Commercial | Com ¦ Drain Water Heat Recovery (DWHR) ¦ Retro | 2024 | SC C | million_m3 | After Competition Groups | 0.21672 | 23571.3727 | 0.023571 | 236.4284 | 0.00091663 | 28 | Commercial_2024_SC C_million_m3_After Competition Groups_28 | Drain Water Heat Recovery (DWHR) ¦ Retro | 0.09166% | 0.023571 | 0.21672 | Commercial_2024_SC C_million_m3_After Competition Groups_Drain Water Heat Recovery (DWHR) ¦ Retro
Commercial | Com ¦ Low Flow Pre-Rinse Spray Nozzle | 2024 | SC C | million_m3 | After Competition Groups | 0.17577 | 14055.2053 | 0.014055 | 236.4284 | 0.00074343 | 29 | Commercial_2024_SC C_million_m3_After Competition Groups_29 | Low Flow Pre-Rinse Spray Nozzle | 0.07434% | 0.014055 | 0.17577 | Commercial_2024_SC C_million_m3_After Competition Groups_Low Flow Pre-Rinse Spray Nozzle
Commercial | Com ¦ ENERGY STAR Steam Cooker | 2024 | SC C | million_m3 | After Competition Groups | 0.17491 | 13627.6085 | 0.013628 | 236.4284 | 0.0007398 | 30 | Commercial_2024_SC C_million_m3_After Competition Groups_30 | ENERGY STAR Steam Cooker | 0.07398% | 0.013628 | 0.17491 | Commercial_2024_SC C_million_m3_After Competition Groups_ENERGY STAR Steam Cooker
Commercial | Com ¦ Energy Recovery Ventilation and Ventilation (Enhanced) | 2024 | SC C | million_m3 | After Competition Groups | 0.13716 | 37854.0673 | 0.037854 | 236.4284 | 0.00058012 | 31 | Commercial_2024_SC C_million_m3_After Competition Groups_31 | Energy Recovery Ventilation and Ventilation (Enhanced) | 0.05801% | 0.037854 | 0.13716 | Commercial_2024_SC C_million_m3_After Competition Groups_Energy Recovery Ventilation and Ventilation (Enhanced)
Commercial | Com ¦ Heat Recovery Ventilator | 2024 | SC C | million_m3 | After Competition Groups | 0.057306 | 15361.2813 | 0.015361 | 236.4284 | 0.00024238 | 32 | Commercial_2024_SC C_million_m3_After Competition Groups_32 | Heat Recovery Ventilator | 0.02424% | 0.015361 | 0.057306 | Commercial_2024_SC C_million_m3_After Competition Groups_Heat Recovery Ventilator
Commercial | Com ¦ Drain Water Heat Recovery (DWHR) ¦New | 2024 | SC C | million_m3 | After Competition Groups | 0.042397 | 5574.6535 | 0.0055747 | 236.4284 | 0.00017932 | 33 | Commercial_2024_SC C_million_m3_After Competition Groups_33 | Drain Water Heat Recovery (DWHR) ¦New | 0.01793% | 0.0055747 | 0.042397 | Commercial_2024_SC C_million_m3_After Competition Groups_Drain Water Heat Recovery (DWHR) ¦New
Commercial | Com ¦ Solar Water Preheat (Pools/DHW) | 2024 | SC C | million_m3 | After Competition Groups | 0.0080659 | 1934.7153 | 0.0019347 | 236.4284 | 3.4115e-05 | 34 | Commercial_2024_SC C_million_m3_After Competition Groups_34 | Solar Water Preheat (Pools/DHW) | 0.003412% | 0.0019347 | 0.0080659 | Commercial_2024_SC C_million_m3_After Competition Groups_Solar Water Preheat (Pools/DHW)
Commercial | Com ¦ Gas Heat Pump Water Heater | 2024 | SC C | million_m3 | After Competition Groups | 0.00058614 | 337.9334 | 0.00033793 | 236.4284 | 2.4791e-06 | 35 | Commercial_2024_SC C_million_m3_After Competition Groups_35 | Gas Heat Pump Water Heater | 0.0002479% | 0.00033793 | 0.00058614 | Commercial_2024_SC C_million_m3_After Competition Groups_Gas Heat Pump Water Heater
Commercial | Com ¦ Air Curtains | 2024 | SC C | million_m3 | After Competition Groups | 0.0001328 | 38.4541 | 3.8454e-05 | 236.4284 | 5.6167e-07 | 36 | Commercial_2024_SC C_million_m3_After Competition Groups_36 | Air Curtains | 5.617e-05% | 3.8454e-05 | 0.0001328 | Commercial_2024_SC C_million_m3_After Competition Groups_Air Curtains
Commercial | Com ¦ Building Recommissioning, Operations and Maintenance (O&M) Improvements | 2024 | Technical | million_m3 | After Competition Groups | 266.2044 | 0 | 0 | 1778.0805 | 0.14971 | 1 | Commercial_2024_Technical_million_m3_After Competition Groups_1 | Building Recommissioning, Operations and Maintenance (O&M) Improvements | 14.97% | 0 | 266.2044 | Commercial_2024_Technical_million_m3_After Competition Groups_Building Recommissioning, Operations and Maintenance (O&M) Improvements
Commercial | Com ¦ Demand Control Ventilation | 2024 | Technical | million_m3 | After Competition Groups | 163.4123 | 0 | 0 | 1778.0805 | 0.091904 | 2 | Commercial_2024_Technical_million_m3_After Competition Groups_2 | Demand Control Ventilation | 9.19% | 0 | 163.4123 | Commercial_2024_Technical_million_m3_After Competition Groups_Demand Control Ventilation
Commercial | Com ¦ Boilers - Advanced Controls (Steam Systems) | 2024 | Technical | million_m3 | After Competition Groups | 135.8665 | 0 | 0 | 1778.0805 | 0.076412 | 3 | Commercial_2024_Technical_million_m3_After Competition Groups_3 | Boilers - Advanced Controls (Steam Systems) | 7.641% | 0 | 135.8665 | Commercial_2024_Technical_million_m3_After Competition Groups_Boilers - Advanced Controls (Steam Systems)
Commercial | Com ¦ Condensing Boiler ¦ Std | 2024 | Technical | million_m3 | After Competition Groups | 135.0644 | 0 | 0 | 1778.0805 | 0.075961 | 4 | Commercial_2024_Technical_million_m3_After Competition Groups_4 | Condensing Boiler ¦ Std | 7.596% | 0 | 135.0644 | Commercial_2024_Technical_million_m3_After Competition Groups_Condensing Boiler ¦ Std
Commercial | Com ¦ Adaptive Thermostats | 2024 | Technical | million_m3 | After Competition Groups | 131.4233 | 0 | 0 | 1778.0805 | 0.073913 | 5 | Commercial_2024_Technical_million_m3_After Competition Groups_5 | Adaptive Thermostats | 7.391% | 0 | 131.4233 | Commercial_2024_Technical_million_m3_After Competition Groups_Adaptive Thermostats
Commercial | Com ¦ Gas Fired Rooftop Units | 2024 | Technical | million_m3 | After Competition Groups | 99.9933 | 0 | 0 | 1778.0805 | 0.056237 | 6 | Commercial_2024_Technical_million_m3_After Competition Groups_6 | Gas Fired Rooftop Units | 5.624% | 0 | 99.9933 | Commercial_2024_Technical_million_m3_After Competition Groups_Gas Fired Rooftop Units
Commercial | Com ¦ Air Handler with Dedicated Outdoor Air Systems | 2024 | Technical | million_m3 | After Competition Groups | 99.3128 | 0 | 0 | 1778.0805 | 0.055854 | 7 | Commercial_2024_Technical_million_m3_After Competition Groups_7 | Air Handler with Dedicated Outdoor Air Systems | 5.585% | 0 | 99.3128 | Commercial_2024_Technical_million_m3_After Competition Groups_Air Handler with Dedicated Outdoor Air Systems
Commercial | Com ¦ Education and Capacity Building/Energy Behavior | 2024 | Technical | million_m3 | After Competition Groups | 84.5868 | 0 | 0 | 1778.0805 | 0.047572 | 8 | Commercial_2024_Technical_million_m3_After Competition Groups_8 | Education and Capacity Building/Energy Behavior | 4.757% | 0 | 84.5868 | Commercial_2024_Technical_million_m3_After Competition Groups_Education and Capacity Building/Energy Behavior
Commercial | Com ¦ Advanced BAS/Controllers | 2024 | Technical | million_m3 | After Competition Groups | 70.2977 | 0 | 0 | 1778.0805 | 0.039536 | 9 | Commercial_2024_Technical_million_m3_After Competition Groups_9 | Advanced BAS/Controllers | 3.954% | 0 | 70.2977 | Commercial_2024_Technical_million_m3_After Competition Groups_Advanced BAS/Controllers
Commercial | Com ¦ Demand Control Kitchen Ventilation | 2024 | Technical | million_m3 | After Competition Groups | 54.6883 | 0 | 0 | 1778.0805 | 0.030757 | 10 | Commercial_2024_Technical_million_m3_After Competition Groups_10 | Demand Control Kitchen Ventilation | 3.076% | 0 | 54.6883 | Commercial_2024_Technical_million_m3_After Competition Groups_Demand Control Kitchen Ventilation
Commercial | Com ¦ Steam System Optimization | 2024 | Technical | million_m3 | After Competition Groups | 53.4243 | 0 | 0 | 1778.0805 | 0.030046 | 11 | Commercial_2024_Technical_million_m3_After Competition Groups_11 | Steam System Optimization | 3.005% | 0 | 53.4243 | Commercial_2024_Technical_million_m3_After Competition Groups_Steam System Optimization
Commercial | Com ¦ Destratification | 2024 | Technical | million_m3 | After Competition Groups | 51.954 | 0 | 0 | 1778.0805 | 0.029219 | 12 | Commercial_2024_Technical_million_m3_After Competition Groups_12 | Destratification | 2.922% | 0 | 51.954 | Commercial_2024_Technical_million_m3_After Competition Groups_Destratification
Commercial | Com ¦ Furnace Tune-Up | 2024 | Technical | million_m3 | After Competition Groups | 50.3673 | 0 | 0 | 1778.0805 | 0.028327 | 13 | Commercial_2024_Technical_million_m3_After Competition Groups_13 | Furnace Tune-Up | 2.833% | 0 | 50.3673 | Commercial_2024_Technical_million_m3_After Competition Groups_Furnace Tune-Up
Commercial | Com ¦ Energy Recovery Ventilation and Ventilation (Enhanced) | 2024 | Technical | million_m3 | After Competition Groups | 49.7051 | 0 | 0 | 1778.0805 | 0.027954 | 14 | Commercial_2024_Technical_million_m3_After Competition Groups_14 | Energy Recovery Ventilation and Ventilation (Enhanced) | 2.795% | 0 | 49.7051 | Commercial_2024_Technical_million_m3_After Competition Groups_Energy Recovery Ventilation and Ventilation (Enhanced)
Commercial | Com ¦ Condensing Make Up Air Unit | 2024 | Technical | million_m3 | After Competition Groups | 47.0072 | 0 | 0 | 1778.0805 | 0.026437 | 15 | Commercial_2024_Technical_million_m3_After Competition Groups_15 | Condensing Make Up Air Unit | 2.644% | 0 | 47.0072 | Commercial_2024_Technical_million_m3_After Competition Groups_Condensing Make Up Air Unit
Commercial | Com ¦ Gas Fired Heat Pump | 2024 | Technical | million_m3 | After Competition Groups | 40.0757 | 0 | 0 | 1778.0805 | 0.022539 | 16 | Commercial_2024_Technical_million_m3_After Competition Groups_16 | Gas Fired Heat Pump | 2.254% | 0 | 40.0757 | Commercial_2024_Technical_million_m3_After Competition Groups_Gas Fired Heat Pump
Commercial | Com ¦ High Efficiency Condensing Furnace AFUE 95% from 80% code | 2024 | Technical | million_m3 | After Competition Groups | 36.999 | 0 | 0 | 1778.0805 | 0.020808 | 17 | Commercial_2024_Technical_million_m3_After Competition Groups_17 | High Efficiency Condensing Furnace AFUE 95% from 80% code | 2.081% | 0 | 36.999 | Commercial_2024_Technical_million_m3_After Competition Groups_High Efficiency Condensing Furnace AFUE 95% from 80% code
Commercial | Com ¦ Heat Recovery Ventilator | 2024 | Technical | million_m3 | After Competition Groups | 29.5322 | 0 | 0 | 1778.0805 | 0.016609 | 18 | Commercial_2024_Technical_million_m3_After Competition Groups_18 | Heat Recovery Ventilator | 1.661% | 0 | 29.5322 | Commercial_2024_Technical_million_m3_After Competition Groups_Heat Recovery Ventilator
Commercial | Com ¦ Wall Insulation | 2024 | Technical | million_m3 | After Competition Groups | 28.1672 | 0 | 0 | 1778.0805 | 0.015841 | 19 | Commercial_2024_Technical_million_m3_After Competition Groups_19 | Wall Insulation | 1.584% | 0 | 28.1672 | Commercial_2024_Technical_million_m3_After Competition Groups_Wall Insulation
Commercial | Com ¦ Condensing Unit Heaters or other Efficient Unit Heating System | 2024 | Technical | million_m3 | After Competition Groups | 28.0882 | 0 | 0 | 1778.0805 | 0.015797 | 20 | Commercial_2024_Technical_million_m3_After Competition Groups_20 | Condensing Unit Heaters or other Efficient Unit Heating System | 1.58% | 0 | 28.0882 | Commercial_2024_Technical_million_m3_After Competition Groups_Condensing Unit Heaters or other Efficient Unit Heating System
Commercial | Com ¦ Energy Efficient Laboratory Fume Hood | 2024 | Technical | million_m3 | After Competition Groups | 19.8884 | 0 | 0 | 1778.0805 | 0.011185 | 21 | Commercial_2024_Technical_million_m3_After Competition Groups_21 | Energy Efficient Laboratory Fume Hood | 1.119% | 0 | 19.8884 | Commercial_2024_Technical_million_m3_After Competition Groups_Energy Efficient Laboratory Fume Hood
Commercial | Com ¦ Demand controlled Circulating Systems | 2024 | Technical | million_m3 | After Competition Groups | 14.7964 | 0 | 0 | 1778.0805 | 0.0083216 | 22 | Commercial_2024_Technical_million_m3_After Competition Groups_22 | Demand controlled Circulating Systems | 0.8322% | 0 | 14.7964 | Commercial_2024_Technical_million_m3_After Competition Groups_Demand controlled Circulating Systems
Commercial | Com ¦ Boiler Measures | 2024 | Technical | million_m3 | After Competition Groups | 13.0516 | 0 | 0 | 1778.0805 | 0.0073402 | 23 | Commercial_2024_Technical_million_m3_After Competition Groups_23 | Boiler Measures | 0.734% | 0 | 13.0516 | Commercial_2024_Technical_million_m3_After Competition Groups_Boiler Measures
Commercial | Com ¦ Super-High Efficiency Furnaces (Emerging Tech) | 2024 | Technical | million_m3 | After Competition Groups | 12.1501 | 0 | 0 | 1778.0805 | 0.0068333 | 24 | Commercial_2024_Technical_million_m3_After Competition Groups_24 | Super-High Efficiency Furnaces (Emerging Tech) | 0.6833% | 0 | 12.1501 | Commercial_2024_Technical_million_m3_After Competition Groups_Super-High Efficiency Furnaces (Emerging Tech)
Commercial | Com ¦ Duct Insulation, R8 | 2024 | Technical | million_m3 | After Competition Groups | 11.5591 | 0 | 0 | 1778.0805 | 0.0065009 | 25 | Commercial_2024_Technical_million_m3_After Competition Groups_25 | Duct Insulation, R8 | 0.6501% | 0 | 11.5591 | Commercial_2024_Technical_million_m3_After Competition Groups_Duct Insulation, R8
Commercial | Com ¦ Roof Insulation/Ceiling Insulation (R25 Code to R35) | 2024 | Technical | million_m3 | After Competition Groups | 8.2565 | 0 | 0 | 1778.0805 | 0.0046435 | 26 | Commercial_2024_Technical_million_m3_After Competition Groups_26 | Roof Insulation/Ceiling Insulation (R25 Code to R35) | 0.4644% | 0 | 8.2565 | Commercial_2024_Technical_million_m3_After Competition Groups_Roof Insulation/Ceiling Insulation (R25 Code to R35)
Commercial | Com ¦ Ozone Laundry Treatment | 2024 | Technical | million_m3 | After Competition Groups | 7.2601 | 0 | 0 | 1778.0805 | 0.0040831 | 27 | Commercial_2024_Technical_million_m3_After Competition Groups_27 | Ozone Laundry Treatment | 0.4083% | 0 | 7.2601 | Commercial_2024_Technical_million_m3_After Competition Groups_Ozone Laundry Treatment
Commercial | Com ¦ ENERGY STAR Fryer (84% eff) | 2024 | Technical | million_m3 | After Competition Groups | 4.5537 | 0 | 0 | 1778.0805 | 0.002561 | 28 | Commercial_2024_Technical_million_m3_After Competition Groups_28 | ENERGY STAR Fryer (84% eff) | 0.2561% | 0 | 4.5537 | Commercial_2024_Technical_million_m3_After Competition Groups_ENERGY STAR Fryer (84% eff)
Commercial | Com ¦ Infrared Heaters | 2024 | Technical | million_m3 | After Competition Groups | 4.3404 | 0 | 0 | 1778.0805 | 0.0024411 | 29 | Commercial_2024_Technical_million_m3_After Competition Groups_29 | Infrared Heaters | 0.2441% | 0 | 4.3404 | Commercial_2024_Technical_million_m3_After Competition Groups_Infrared Heaters
Commercial | Com ¦ High Efficiency Underfired Broilers | 2024 | Technical | million_m3 | After Competition Groups | 3.8632 | 0 | 0 | 1778.0805 | 0.0021727 | 30 | Commercial_2024_Technical_million_m3_After Competition Groups_30 | High Efficiency Underfired Broilers | 0.2173% | 0 | 3.8632 | Commercial_2024_Technical_million_m3_After Competition Groups_High Efficiency Underfired Broilers
Commercial | Com ¦ Condensing Storage Water Heater | 2024 | Technical | million_m3 | After Competition Groups | 3.7692 | 0 | 0 | 1778.0805 | 0.0021198 | 31 | Commercial_2024_Technical_million_m3_After Competition Groups_31 | Condensing Storage Water Heater | 0.212% | 0 | 3.7692 | Commercial_2024_Technical_million_m3_After Competition Groups_Condensing Storage Water Heater
Commercial | Com ¦ Ice Rink Heat Recovery | 2024 | Technical | million_m3 | After Competition Groups | 3.7154 | 0 | 0 | 1778.0805 | 0.0020896 | 32 | Commercial_2024_Technical_million_m3_After Competition Groups_32 | Ice Rink Heat Recovery | 0.209% | 0 | 3.7154 | Commercial_2024_Technical_million_m3_After Competition Groups_Ice Rink Heat Recovery
Commercial | Com ¦ HOTEL OCCUPANCY CONTROLS (HVAC + LIGHTING) | 2024 | Technical | million_m3 | After Competition Groups | 3.6731 | 0 | 0 | 1778.0805 | 0.0020658 | 33 | Commercial_2024_Technical_million_m3_After Competition Groups_33 | HOTEL OCCUPANCY CONTROLS (HVAC + LIGHTING) | 0.2066% | 0 | 3.6731 | Commercial_2024_Technical_million_m3_After Competition Groups_HOTEL OCCUPANCY CONTROLS (HVAC + LIGHTING)
Commercial | Com ¦ ENERGY STAR Dishwasher | 2024 | Technical | million_m3 | After Competition Groups | 3.0294 | 0 | 0 | 1778.0805 | 0.0017038 | 34 | Commercial_2024_Technical_million_m3_After Competition Groups_34 | ENERGY STAR Dishwasher | 0.1704% | 0 | 3.0294 | Commercial_2024_Technical_million_m3_After Competition Groups_ENERGY STAR Dishwasher
Commercial | Com ¦ ENERGY STAR Griddle (74% eff) | 2024 | Technical | million_m3 | After Competition Groups | 2.9706 | 0 | 0 | 1778.0805 | 0.0016707 | 35 | Commercial_2024_Technical_million_m3_After Competition Groups_35 | ENERGY STAR Griddle (74% eff) | 0.1671% | 0 | 2.9706 | Commercial_2024_Technical_million_m3_After Competition Groups_ENERGY STAR Griddle (74% eff)
Commercial | Com ¦ Dock Door Seals | 2024 | Technical | million_m3 | After Competition Groups | 1.4059 | 0 | 0 | 1778.0805 | 0.00079068 | 36 | Commercial_2024_Technical_million_m3_After Competition Groups_36 | Dock Door Seals | 0.07907% | 0 | 1.4059 | Commercial_2024_Technical_million_m3_After Competition Groups_Dock Door Seals
Commercial | Com ¦ Drain Water Heat Recovery (DWHR) ¦ Retro | 2024 | Technical | million_m3 | After Competition Groups | 1.2234 | 0 | 0 | 1778.0805 | 0.00068802 | 37 | Commercial_2024_Technical_million_m3_After Competition Groups_37 | Drain Water Heat Recovery (DWHR) ¦ Retro | 0.0688% | 0 | 1.2234 | Commercial_2024_Technical_million_m3_After Competition Groups_Drain Water Heat Recovery (DWHR) ¦ Retro
Commercial | Com ¦ CEE Tier 2/Energy Star Clothes Washers | 2024 | Technical | million_m3 | After Competition Groups | 0.78586 | 0 | 0 | 1778.0805 | 0.00044197 | 38 | Commercial_2024_Technical_million_m3_After Competition Groups_38 | CEE Tier 2/Energy Star Clothes Washers | 0.0442% | 0 | 0.78586 | Commercial_2024_Technical_million_m3_After Competition Groups_CEE Tier 2/Energy Star Clothes Washers
Commercial | Com ¦ Low Flow Pre-Rinse Spray Nozzle | 2024 | Technical | million_m3 | After Competition Groups | 0.53846 | 0 | 0 | 1778.0805 | 0.00030283 | 39 | Commercial_2024_Technical_million_m3_After Competition Groups_39 | Low Flow Pre-Rinse Spray Nozzle | 0.03028% | 0 | 0.53846 | Commercial_2024_Technical_million_m3_After Competition Groups_Low Flow Pre-Rinse Spray Nozzle
Commercial | Com ¦ ENERGY STAR Steam Cooker | 2024 | Technical | million_m3 | After Competition Groups | 0.32581 | 0 | 0 | 1778.0805 | 0.00018324 | 40 | Commercial_2024_Technical_million_m3_After Competition Groups_40 | ENERGY STAR Steam Cooker | 0.01832% | 0 | 0.32581 | Commercial_2024_Technical_million_m3_After Competition Groups_ENERGY STAR Steam Cooker
Commercial | Com ¦ Drain Water Heat Recovery (DWHR) ¦New | 2024 | Technical | million_m3 | After Competition Groups | 0.25053 | 0 | 0 | 1778.0805 | 0.0001409 | 41 | Commercial_2024_Technical_million_m3_After Competition Groups_41 | Drain Water Heat Recovery (DWHR) ¦New | 0.01409% | 0 | 0.25053 | Commercial_2024_Technical_million_m3_After Competition Groups_Drain Water Heat Recovery (DWHR) ¦New
Commercial | Com ¦ Solar Water Preheat (Pools/DHW) | 2024 | Technical | million_m3 | After Competition Groups | 0.15032 | 0 | 0 | 1778.0805 | 8.4539e-05 | 42 | Commercial_2024_Technical_million_m3_After Competition Groups_42 | Solar Water Preheat (Pools/DHW) | 0.008454% | 0 | 0.15032 | Commercial_2024_Technical_million_m3_After Competition Groups_Solar Water Preheat (Pools/DHW)
Commercial | Com ¦ Air Curtains | 2024 | Technical | million_m3 | After Competition Groups | 0.13591 | 0 | 0 | 1778.0805 | 7.6434e-05 | 43 | Commercial_2024_Technical_million_m3_After Competition Groups_43 | Air Curtains | 0.007643% | 0 | 0.13591 | Commercial_2024_Technical_million_m3_After Competition Groups_Air Curtains
Commercial | Com ¦ Gas Convection Oven | 2024 | Technical | million_m3 | After Competition Groups | 0.076654 | 0 | 0 | 1778.0805 | 4.3111e-05 | 44 | Commercial_2024_Technical_million_m3_After Competition Groups_44 | Gas Convection Oven | 0.004311% | 0 | 0.076654 | Commercial_2024_Technical_million_m3_After Competition Groups_Gas Convection Oven
Commercial | Com ¦ Solar Preheat Make up Air | 2024 | Technical | million_m3 | After Competition Groups | 0.066883 | 0 | 0 | 1778.0805 | 3.7616e-05 | 45 | Commercial_2024_Technical_million_m3_After Competition Groups_45 | Solar Preheat Make up Air | 0.003762% | 0 | 0.066883 | Commercial_2024_Technical_million_m3_After Competition Groups_Solar Preheat Make up Air
Commercial | Com ¦ Super High Perf Glazing ¦RET | 2024 | Technical | million_m3 | After Competition Groups | 0.060437 | 0 | 0 | 1778.0805 | 3.399e-05 | 46 | Commercial_2024_Technical_million_m3_After Competition Groups_46 | Super High Perf Glazing ¦RET | 0.003399% | 0 | 0.060437 | Commercial_2024_Technical_million_m3_After Competition Groups_Super High Perf Glazing ¦RET
Commercial | Com ¦ Super High Perf Glazing ¦New | 2024 | Technical | million_m3 | After Competition Groups | 0.013091 | 0 | 0 | 1778.0805 | 7.3627e-06 | 47 | Commercial_2024_Technical_million_m3_After Competition Groups_47 | Super High Perf Glazing ¦New | 0.0007363% | 0 | 0.013091 | Commercial_2024_Technical_million_m3_After Competition Groups_Super High Perf Glazing ¦New
Commercial | Com ¦ Building Recommissioning, Operations and Maintenance (O&M) Improvements | 2025 | Economic | million_m3 | After Competition Groups | 260.8537 | 0 | 0 | 1656.3216 | 0.15749 | 1 | Commercial_2025_Economic_million_m3_After Competition Groups_1 | Building Recommissioning, Operations and Maintenance (O&M) Improvements | 15.75% | 0 | 260.8537 | Commercial_2025_Economic_million_m3_After Competition Groups_Building Recommissioning, Operations and Maintenance (O&M) Improvements
Commercial | Com ¦ Demand Control Ventilation | 2025 | Economic | million_m3 | After Competition Groups | 162.7332 | 0 | 0 | 1656.3216 | 0.09825 | 2 | Commercial_2025_Economic_million_m3_After Competition Groups_2 | Demand Control Ventilation | 9.825% | 0 | 162.7332 | Commercial_2025_Economic_million_m3_After Competition Groups_Demand Control Ventilation
Commercial | Com ¦ Condensing Boiler ¦ Std | 2025 | Economic | million_m3 | After Competition Groups | 154.1808 | 0 | 0 | 1656.3216 | 0.093086 | 3 | Commercial_2025_Economic_million_m3_After Competition Groups_3 | Condensing Boiler ¦ Std | 9.309% | 0 | 154.1808 | Commercial_2025_Economic_million_m3_After Competition Groups_Condensing Boiler ¦ Std
Commercial | Com ¦ Boilers - Advanced Controls (Steam Systems) | 2025 | Economic | million_m3 | After Competition Groups | 137.0823 | 0 | 0 | 1656.3216 | 0.082763 | 4 | Commercial_2025_Economic_million_m3_After Competition Groups_4 | Boilers - Advanced Controls (Steam Systems) | 8.276% | 0 | 137.0823 | Commercial_2025_Economic_million_m3_After Competition Groups_Boilers - Advanced Controls (Steam Systems)
Commercial | Com ¦ Adaptive Thermostats | 2025 | Economic | million_m3 | After Competition Groups | 131.5937 | 0 | 0 | 1656.3216 | 0.079449 | 5 | Commercial_2025_Economic_million_m3_After Competition Groups_5 | Adaptive Thermostats | 7.945% | 0 | 131.5937 | Commercial_2025_Economic_million_m3_After Competition Groups_Adaptive Thermostats
Commercial | Com ¦ Gas Fired Rooftop Units | 2025 | Economic | million_m3 | After Competition Groups | 113.3902 | 0 | 0 | 1656.3216 | 0.068459 | 6 | Commercial_2025_Economic_million_m3_After Competition Groups_6 | Gas Fired Rooftop Units | 6.846% | 0 | 113.3902 | Commercial_2025_Economic_million_m3_After Competition Groups_Gas Fired Rooftop Units
Commercial | Com ¦ Air Handler with Dedicated Outdoor Air Systems | 2025 | Economic | million_m3 | After Competition Groups | 97.3166 | 0 | 0 | 1656.3216 | 0.058755 | 7 | Commercial_2025_Economic_million_m3_After Competition Groups_7 | Air Handler with Dedicated Outdoor Air Systems | 5.875% | 0 | 97.3166 | Commercial_2025_Economic_million_m3_After Competition Groups_Air Handler with Dedicated Outdoor Air Systems
Commercial | Com ¦ Education and Capacity Building/Energy Behavior | 2025 | Economic | million_m3 | After Competition Groups | 78.715 | 0 | 0 | 1656.3216 | 0.047524 | 8 | Commercial_2025_Economic_million_m3_After Competition Groups_8 | Education and Capacity Building/Energy Behavior | 4.752% | 0 | 78.715 | Commercial_2025_Economic_million_m3_After Competition Groups_Education and Capacity Building/Energy Behavior
Commercial | Com ¦ Advanced BAS/Controllers | 2025 | Economic | million_m3 | After Competition Groups | 70.8863 | 0 | 0 | 1656.3216 | 0.042797 | 9 | Commercial_2025_Economic_million_m3_After Competition Groups_9 | Advanced BAS/Controllers | 4.28% | 0 | 70.8863 | Commercial_2025_Economic_million_m3_After Competition Groups_Advanced BAS/Controllers
Commercial | Com ¦ Demand Control Kitchen Ventilation | 2025 | Economic | million_m3 | After Competition Groups | 56.7908 | 0 | 0 | 1656.3216 | 0.034287 | 10 | Commercial_2025_Economic_million_m3_After Competition Groups_10 | Demand Control Kitchen Ventilation | 3.429% | 0 | 56.7908 | Commercial_2025_Economic_million_m3_After Competition Groups_Demand Control Kitchen Ventilation
Commercial | Com ¦ Condensing Make Up Air Unit | 2025 | Economic | million_m3 | After Competition Groups | 53.7157 | 0 | 0 | 1656.3216 | 0.032431 | 11 | Commercial_2025_Economic_million_m3_After Competition Groups_11 | Condensing Make Up Air Unit | 3.243% | 0 | 53.7157 | Commercial_2025_Economic_million_m3_After Competition Groups_Condensing Make Up Air Unit
Commercial | Com ¦ Steam System Optimization | 2025 | Economic | million_m3 | After Competition Groups | 52.3505 | 0 | 0 | 1656.3216 | 0.031606 | 12 | Commercial_2025_Economic_million_m3_After Competition Groups_12 | Steam System Optimization | 3.161% | 0 | 52.3505 | Commercial_2025_Economic_million_m3_After Competition Groups_Steam System Optimization
Commercial | Com ¦ Destratification | 2025 | Economic | million_m3 | After Competition Groups | 50.7581 | 0 | 0 | 1656.3216 | 0.030645 | 13 | Commercial_2025_Economic_million_m3_After Competition Groups_13 | Destratification | 3.065% | 0 | 50.7581 | Commercial_2025_Economic_million_m3_After Competition Groups_Destratification
Commercial | Com ¦ Furnace Tune-Up | 2025 | Economic | million_m3 | After Competition Groups | 49.3549 | 0 | 0 | 1656.3216 | 0.029798 | 14 | Commercial_2025_Economic_million_m3_After Competition Groups_14 | Furnace Tune-Up | 2.98% | 0 | 49.3549 | Commercial_2025_Economic_million_m3_After Competition Groups_Furnace Tune-Up
Commercial | Com ¦ Gas Fired Heat Pump | 2025 | Economic | million_m3 | After Competition Groups | 45.2531 | 0 | 0 | 1656.3216 | 0.027321 | 15 | Commercial_2025_Economic_million_m3_After Competition Groups_15 | Gas Fired Heat Pump | 2.732% | 0 | 45.2531 | Commercial_2025_Economic_million_m3_After Competition Groups_Gas Fired Heat Pump
Commercial | Com ¦ Condensing Unit Heaters or other Efficient Unit Heating System | 2025 | Economic | million_m3 | After Competition Groups | 32.03 | 0 | 0 | 1656.3216 | 0.019338 | 16 | Commercial_2025_Economic_million_m3_After Competition Groups_16 | Condensing Unit Heaters or other Efficient Unit Heating System | 1.934% | 0 | 32.03 | Commercial_2025_Economic_million_m3_After Competition Groups_Condensing Unit Heaters or other Efficient Unit Heating System
Commercial | Com ¦ Wall Insulation | 2025 | Economic | million_m3 | After Competition Groups | 27.6011 | 0 | 0 | 1656.3216 | 0.016664 | 17 | Commercial_2025_Economic_million_m3_After Competition Groups_17 | Wall Insulation | 1.666% | 0 | 27.6011 | Commercial_2025_Economic_million_m3_After Competition Groups_Wall Insulation
Commercial | Com ¦ Energy Efficient Laboratory Fume Hood | 2025 | Economic | million_m3 | After Competition Groups | 19.4887 | 0 | 0 | 1656.3216 | 0.011766 | 18 | Commercial_2025_Economic_million_m3_After Competition Groups_18 | Energy Efficient Laboratory Fume Hood | 1.177% | 0 | 19.4887 | Commercial_2025_Economic_million_m3_After Competition Groups_Energy Efficient Laboratory Fume Hood
Commercial | Com ¦ Demand controlled Circulating Systems | 2025 | Economic | million_m3 | After Competition Groups | 14.499 | 0 | 0 | 1656.3216 | 0.0087537 | 19 | Commercial_2025_Economic_million_m3_After Competition Groups_19 | Demand controlled Circulating Systems | 0.8754% | 0 | 14.499 | Commercial_2025_Economic_million_m3_After Competition Groups_Demand controlled Circulating Systems
Commercial | Com ¦ Duct Insulation, R8 | 2025 | Economic | million_m3 | After Competition Groups | 11.3267 | 0 | 0 | 1656.3216 | 0.0068385 | 20 | Commercial_2025_Economic_million_m3_After Competition Groups_20 | Duct Insulation, R8 | 0.6838% | 0 | 11.3267 | Commercial_2025_Economic_million_m3_After Competition Groups_Duct Insulation, R8
Commercial | Com ¦ Ozone Laundry Treatment | 2025 | Economic | million_m3 | After Competition Groups | 7.3028 | 0 | 0 | 1656.3216 | 0.004409 | 21 | Commercial_2025_Economic_million_m3_After Competition Groups_21 | Ozone Laundry Treatment | 0.4409% | 0 | 7.3028 | Commercial_2025_Economic_million_m3_After Competition Groups_Ozone Laundry Treatment
Commercial | Com ¦ ENERGY STAR Fryer (84% eff) | 2025 | Economic | million_m3 | After Competition Groups | 5.1338 | 0 | 0 | 1656.3216 | 0.0030995 | 22 | Commercial_2025_Economic_million_m3_After Competition Groups_22 | ENERGY STAR Fryer (84% eff) | 0.31% | 0 | 5.1338 | Commercial_2025_Economic_million_m3_After Competition Groups_ENERGY STAR Fryer (84% eff)
Commercial | Com ¦ Infrared Heaters | 2025 | Economic | million_m3 | After Competition Groups | 4.9052 | 0 | 0 | 1656.3216 | 0.0029615 | 23 | Commercial_2025_Economic_million_m3_After Competition Groups_23 | Infrared Heaters | 0.2962% | 0 | 4.9052 | Commercial_2025_Economic_million_m3_After Competition Groups_Infrared Heaters
Commercial | Com ¦ High Efficiency Underfired Broilers | 2025 | Economic | million_m3 | After Competition Groups | 4.3556 | 0 | 0 | 1656.3216 | 0.0026297 | 24 | Commercial_2025_Economic_million_m3_After Competition Groups_24 | High Efficiency Underfired Broilers | 0.263% | 0 | 4.3556 | Commercial_2025_Economic_million_m3_After Competition Groups_High Efficiency Underfired Broilers
Commercial | Com ¦ ENERGY STAR Griddle (74% eff) | 2025 | Economic | million_m3 | After Competition Groups | 3.3524 | 0 | 0 | 1656.3216 | 0.002024 | 25 | Commercial_2025_Economic_million_m3_After Competition Groups_25 | ENERGY STAR Griddle (74% eff) | 0.2024% | 0 | 3.3524 | Commercial_2025_Economic_million_m3_After Competition Groups_ENERGY STAR Griddle (74% eff)
Commercial | Com ¦ ENERGY STAR Dishwasher | 2025 | Economic | million_m3 | After Competition Groups | 3.1405 | 0 | 0 | 1656.3216 | 0.0018961 | 26 | Commercial_2025_Economic_million_m3_After Competition Groups_26 | ENERGY STAR Dishwasher | 0.1896% | 0 | 3.1405 | Commercial_2025_Economic_million_m3_After Competition Groups_ENERGY STAR Dishwasher
Commercial | Com ¦ Energy Recovery Ventilation and Ventilation (Enhanced) | 2025 | Economic | million_m3 | After Competition Groups | 2.2539 | 0 | 0 | 1656.3216 | 0.0013608 | 27 | Commercial_2025_Economic_million_m3_After Competition Groups_27 | Energy Recovery Ventilation and Ventilation (Enhanced) | 0.1361% | 0 | 2.2539 | Commercial_2025_Economic_million_m3_After Competition Groups_Energy Recovery Ventilation and Ventilation (Enhanced)
Commercial | Com ¦ Heat Recovery Ventilator | 2025 | Economic | million_m3 | After Competition Groups | 2.192 | 0 | 0 | 1656.3216 | 0.0013234 | 28 | Commercial_2025_Economic_million_m3_After Competition Groups_28 | Heat Recovery Ventilator | 0.1323% | 0 | 2.192 | Commercial_2025_Economic_million_m3_After Competition Groups_Heat Recovery Ventilator
Commercial | Com ¦ Drain Water Heat Recovery (DWHR) ¦ Retro | 2025 | Economic | million_m3 | After Competition Groups | 1.1988 | 0 | 0 | 1656.3216 | 0.00072375 | 29 | Commercial_2025_Economic_million_m3_After Competition Groups_29 | Drain Water Heat Recovery (DWHR) ¦ Retro | 0.07237% | 0 | 1.1988 | Commercial_2025_Economic_million_m3_After Competition Groups_Drain Water Heat Recovery (DWHR) ¦ Retro
Commercial | Com ¦ CEE Tier 2/Energy Star Clothes Washers | 2025 | Economic | million_m3 | After Competition Groups | 0.86943 | 0 | 0 | 1656.3216 | 0.00052492 | 30 | Commercial_2025_Economic_million_m3_After Competition Groups_30 | CEE Tier 2/Energy Star Clothes Washers | 0.05249% | 0 | 0.86943 | Commercial_2025_Economic_million_m3_After Competition Groups_CEE Tier 2/Energy Star Clothes Washers
Commercial | Com ¦ Low Flow Pre-Rinse Spray Nozzle | 2025 | Economic | million_m3 | After Competition Groups | 0.57672 | 0 | 0 | 1656.3216 | 0.00034819 | 31 | Commercial_2025_Economic_million_m3_After Competition Groups_31 | Low Flow Pre-Rinse Spray Nozzle | 0.03482% | 0 | 0.57672 | Commercial_2025_Economic_million_m3_After Competition Groups_Low Flow Pre-Rinse Spray Nozzle
Commercial | Com ¦ ENERGY STAR Steam Cooker | 2025 | Economic | million_m3 | After Competition Groups | 0.36732 | 0 | 0 | 1656.3216 | 0.00022177 | 32 | Commercial_2025_Economic_million_m3_After Competition Groups_32 | ENERGY STAR Steam Cooker | 0.02218% | 0 | 0.36732 | Commercial_2025_Economic_million_m3_After Competition Groups_ENERGY STAR Steam Cooker
Commercial | Com ¦ Drain Water Heat Recovery (DWHR) ¦New | 2025 | Economic | million_m3 | After Competition Groups | 0.28786 | 0 | 0 | 1656.3216 | 0.0001738 | 33 | Commercial_2025_Economic_million_m3_After Competition Groups_33 | Drain Water Heat Recovery (DWHR) ¦New | 0.01738% | 0 | 0.28786 | Commercial_2025_Economic_million_m3_After Competition Groups_Drain Water Heat Recovery (DWHR) ¦New
Commercial | Com ¦ Solar Water Preheat (Pools/DHW) | 2025 | Economic | million_m3 | After Competition Groups | 0.16432 | 0 | 0 | 1656.3216 | 9.9209e-05 | 34 | Commercial_2025_Economic_million_m3_After Competition Groups_34 | Solar Water Preheat (Pools/DHW) | 0.009921% | 0 | 0.16432 | Commercial_2025_Economic_million_m3_After Competition Groups_Solar Water Preheat (Pools/DHW)
Commercial | Com ¦ Gas Heat Pump Water Heater | 2025 | Economic | million_m3 | After Competition Groups | 0.16346 | 0 | 0 | 1656.3216 | 9.8689e-05 | 35 | Commercial_2025_Economic_million_m3_After Competition Groups_35 | Gas Heat Pump Water Heater | 0.009869% | 0 | 0.16346 | Commercial_2025_Economic_million_m3_After Competition Groups_Gas Heat Pump Water Heater
Commercial | Com ¦ Air Curtains | 2025 | Economic | million_m3 | After Competition Groups | 0.13701 | 0 | 0 | 1656.3216 | 8.2721e-05 | 36 | Commercial_2025_Economic_million_m3_After Competition Groups_36 | Air Curtains | 0.008272% | 0 | 0.13701 | Commercial_2025_Economic_million_m3_After Competition Groups_Air Curtains
Commercial | Com ¦ Adaptive Thermostats | 2025 | SC A | million_m3 | After Competition Groups | 32.7683 | 2042600.2748 | 2.0426 | 274.3032 | 0.11946 | 1 | Commercial_2025_SC A_million_m3_After Competition Groups_1 | Adaptive Thermostats | 11.95% | 2.0426 | 32.7683 | Commercial_2025_SC A_million_m3_After Competition Groups_Adaptive Thermostats
Commercial | Com ¦ Boilers - Advanced Controls (Steam Systems) | 2025 | SC A | million_m3 | After Competition Groups | 32.4882 | 1875019.525 | 1.875 | 274.3032 | 0.11844 | 2 | Commercial_2025_SC A_million_m3_After Competition Groups_2 | Boilers - Advanced Controls (Steam Systems) | 11.84% | 1.875 | 32.4882 | Commercial_2025_SC A_million_m3_After Competition Groups_Boilers - Advanced Controls (Steam Systems)
Commercial | Com ¦ Demand Control Ventilation | 2025 | SC A | million_m3 | After Competition Groups | 28.8163 | 1777127.1612 | 1.7771 | 274.3032 | 0.10505 | 3 | Commercial_2025_SC A_million_m3_After Competition Groups_3 | Demand Control Ventilation | 10.51% | 1.7771 | 28.8163 | Commercial_2025_SC A_million_m3_After Competition Groups_Demand Control Ventilation
Commercial | Com ¦ Building Recommissioning, Operations and Maintenance (O&M) Improvements | 2025 | SC A | million_m3 | After Competition Groups | 23.0698 | 669263.4896 | 0.66926 | 274.3032 | 0.084103 | 4 | Commercial_2025_SC A_million_m3_After Competition Groups_4 | Building Recommissioning, Operations and Maintenance (O&M) Improvements | 8.41% | 0.66926 | 23.0698 | Commercial_2025_SC A_million_m3_After Competition Groups_Building Recommissioning, Operations and Maintenance (O&M) Improvements
Commercial | Com ¦ Condensing Boiler ¦ Std | 2025 | SC A | million_m3 | After Competition Groups | 18.2873 | 2663441.0161 | 2.6634 | 274.3032 | 0.066668 | 5 | Commercial_2025_SC A_million_m3_After Competition Groups_5 | Condensing Boiler ¦ Std | 6.667% | 2.6634 | 18.2873 | Commercial_2025_SC A_million_m3_After Competition Groups_Condensing Boiler ¦ Std
Commercial | Com ¦ Condensing Make Up Air Unit | 2025 | SC A | million_m3 | After Competition Groups | 14.341 | 1372210.2362 | 1.3722 | 274.3032 | 0.052282 | 6 | Commercial_2025_SC A_million_m3_After Competition Groups_6 | Condensing Make Up Air Unit | 5.228% | 1.3722 | 14.341 | Commercial_2025_SC A_million_m3_After Competition Groups_Condensing Make Up Air Unit
Commercial | Com ¦ Air Handler with Dedicated Outdoor Air Systems | 2025 | SC A | million_m3 | After Competition Groups | 14.0774 | 644668.0222 | 0.64467 | 274.3032 | 0.051321 | 7 | Commercial_2025_SC A_million_m3_After Competition Groups_7 | Air Handler with Dedicated Outdoor Air Systems | 5.132% | 0.64467 | 14.0774 | Commercial_2025_SC A_million_m3_After Competition Groups_Air Handler with Dedicated Outdoor Air Systems
Commercial | Com ¦ Gas Fired Heat Pump | 2025 | SC A | million_m3 | After Competition Groups | 13.2876 | 911978.5044 | 0.91198 | 274.3032 | 0.048441 | 8 | Commercial_2025_SC A_million_m3_After Competition Groups_8 | Gas Fired Heat Pump | 4.844% | 0.91198 | 13.2876 | Commercial_2025_SC A_million_m3_After Competition Groups_Gas Fired Heat Pump
Commercial | Com ¦ Advanced BAS/Controllers | 2025 | SC A | million_m3 | After Competition Groups | 12.2642 | 731371.5332 | 0.73137 | 274.3032 | 0.04471 | 9 | Commercial_2025_SC A_million_m3_After Competition Groups_9 | Advanced BAS/Controllers | 4.471% | 0.73137 | 12.2642 | Commercial_2025_SC A_million_m3_After Competition Groups_Advanced BAS/Controllers
Commercial | Com ¦ Demand Control Kitchen Ventilation | 2025 | SC A | million_m3 | After Competition Groups | 11.6318 | 926240.5817 | 0.92624 | 274.3032 | 0.042405 | 10 | Commercial_2025_SC A_million_m3_After Competition Groups_10 | Demand Control Kitchen Ventilation | 4.241% | 0.92624 | 11.6318 | Commercial_2025_SC A_million_m3_After Competition Groups_Demand Control Kitchen Ventilation
Commercial | Com ¦ Steam System Optimization | 2025 | SC A | million_m3 | After Competition Groups | 11.124 | 186969.6544 | 0.18697 | 274.3032 | 0.040554 | 11 | Commercial_2025_SC A_million_m3_After Competition Groups_11 | Steam System Optimization | 4.055% | 0.18697 | 11.124 | Commercial_2025_SC A_million_m3_After Competition Groups_Steam System Optimization
Commercial | Com ¦ Destratification | 2025 | SC A | million_m3 | After Competition Groups | 10.4401 | 751669.2001 | 0.75167 | 274.3032 | 0.03806 | 12 | Commercial_2025_SC A_million_m3_After Competition Groups_12 | Destratification | 3.806% | 0.75167 | 10.4401 | Commercial_2025_SC A_million_m3_After Competition Groups_Destratification
Commercial | Com ¦ Furnace Tune-Up | 2025 | SC A | million_m3 | After Competition Groups | 10.3427 | 83607.0259 | 0.083607 | 274.3032 | 0.037705 | 13 | Commercial_2025_SC A_million_m3_After Competition Groups_13 | Furnace Tune-Up | 3.771% | 0.083607 | 10.3427 | Commercial_2025_SC A_million_m3_After Competition Groups_Furnace Tune-Up
Commercial | Com ¦ Gas Fired Rooftop Units | 2025 | SC A | million_m3 | After Competition Groups | 10.3397 | 891863.9303 | 0.89186 | 274.3032 | 0.037694 | 14 | Commercial_2025_SC A_million_m3_After Competition Groups_14 | Gas Fired Rooftop Units | 3.769% | 0.89186 | 10.3397 | Commercial_2025_SC A_million_m3_After Competition Groups_Gas Fired Rooftop Units
Commercial | Com ¦ Wall Insulation | 2025 | SC A | million_m3 | After Competition Groups | 5.8493 | 431991.236 | 0.43199 | 274.3032 | 0.021324 | 15 | Commercial_2025_SC A_million_m3_After Competition Groups_15 | Wall Insulation | 2.132% | 0.43199 | 5.8493 | Commercial_2025_SC A_million_m3_After Competition Groups_Wall Insulation
Commercial | Com ¦ Education and Capacity Building/Energy Behavior | 2025 | SC A | million_m3 | After Competition Groups | 5.8058 | 5055205.0295 | 5.0552 | 274.3032 | 0.021166 | 16 | Commercial_2025_SC A_million_m3_After Competition Groups_16 | Education and Capacity Building/Energy Behavior | 2.117% | 5.0552 | 5.8058 | Commercial_2025_SC A_million_m3_After Competition Groups_Education and Capacity Building/Energy Behavior
Commercial | Com ¦ Condensing Unit Heaters or other Efficient Unit Heating System | 2025 | SC A | million_m3 | After Competition Groups | 5.0179 | 524482.0724 | 0.52448 | 274.3032 | 0.018293 | 17 | Commercial_2025_SC A_million_m3_After Competition Groups_17 | Condensing Unit Heaters or other Efficient Unit Heating System | 1.829% | 0.52448 | 5.0179 | Commercial_2025_SC A_million_m3_After Competition Groups_Condensing Unit Heaters or other Efficient Unit Heating System
Commercial | Com ¦ Demand controlled Circulating Systems | 2025 | SC A | million_m3 | After Competition Groups | 2.896 | 202053.4613 | 0.20205 | 274.3032 | 0.010558 | 18 | Commercial_2025_SC A_million_m3_After Competition Groups_18 | Demand controlled Circulating Systems | 1.056% | 0.20205 | 2.896 | Commercial_2025_SC A_million_m3_After Competition Groups_Demand controlled Circulating Systems
Commercial | Com ¦ High Efficiency Underfired Broilers | 2025 | SC A | million_m3 | After Competition Groups | 2.0795 | 114693.2114 | 0.11469 | 274.3032 | 0.0075812 | 19 | Commercial_2025_SC A_million_m3_After Competition Groups_19 | High Efficiency Underfired Broilers | 0.7581% | 0.11469 | 2.0795 | Commercial_2025_SC A_million_m3_After Competition Groups_High Efficiency Underfired Broilers
Commercial | Com ¦ ENERGY STAR Fryer (84% eff) | 2025 | SC A | million_m3 | After Competition Groups | 1.9426 | 136630.3686 | 0.13663 | 274.3032 | 0.0070818 | 20 | Commercial_2025_SC A_million_m3_After Competition Groups_20 | ENERGY STAR Fryer (84% eff) | 0.7082% | 0.13663 | 1.9426 | Commercial_2025_SC A_million_m3_After Competition Groups_ENERGY STAR Fryer (84% eff)
Commercial | Com ¦ Duct Insulation, R8 | 2025 | SC A | million_m3 | After Competition Groups | 1.8712 | 145359.6841 | 0.14536 | 274.3032 | 0.0068217 | 21 | Commercial_2025_SC A_million_m3_After Competition Groups_21 | Duct Insulation, R8 | 0.6822% | 0.14536 | 1.8712 | Commercial_2025_SC A_million_m3_After Competition Groups_Duct Insulation, R8
Commercial | Com ¦ Energy Efficient Laboratory Fume Hood | 2025 | SC A | million_m3 | After Competition Groups | 1.4004 | 154534.879 | 0.15453 | 274.3032 | 0.0051054 | 22 | Commercial_2025_SC A_million_m3_After Competition Groups_22 | Energy Efficient Laboratory Fume Hood | 0.5105% | 0.15453 | 1.4004 | Commercial_2025_SC A_million_m3_After Competition Groups_Energy Efficient Laboratory Fume Hood
Commercial | Com ¦ Ozone Laundry Treatment | 2025 | SC A | million_m3 | After Competition Groups | 0.94746 | 93670.7347 | 0.093671 | 274.3032 | 0.0034541 | 23 | Commercial_2025_SC A_million_m3_After Competition Groups_23 | Ozone Laundry Treatment | 0.3454% | 0.093671 | 0.94746 | Commercial_2025_SC A_million_m3_After Competition Groups_Ozone Laundry Treatment
Commercial | Com ¦ ENERGY STAR Griddle (74% eff) | 2025 | SC A | million_m3 | After Competition Groups | 0.76038 | 0 | 0 | 274.3032 | 0.002772 | 24 | Commercial_2025_SC A_million_m3_After Competition Groups_24 | ENERGY STAR Griddle (74% eff) | 0.2772% | 0 | 0.76038 | Commercial_2025_SC A_million_m3_After Competition Groups_ENERGY STAR Griddle (74% eff)
Commercial | Com ¦ ENERGY STAR Dishwasher | 2025 | SC A | million_m3 | After Competition Groups | 0.68709 | 59957.0126 | 0.059957 | 274.3032 | 0.0025049 | 25 | Commercial_2025_SC A_million_m3_After Competition Groups_25 | ENERGY STAR Dishwasher | 0.2505% | 0.059957 | 0.68709 | Commercial_2025_SC A_million_m3_After Competition Groups_ENERGY STAR Dishwasher
Commercial | Com ¦ Infrared Heaters | 2025 | SC A | million_m3 | After Competition Groups | 0.51968 | 61750.6578 | 0.061751 | 274.3032 | 0.0018945 | 26 | Commercial_2025_SC A_million_m3_After Competition Groups_26 | Infrared Heaters | 0.1895% | 0.061751 | 0.51968 | Commercial_2025_SC A_million_m3_After Competition Groups_Infrared Heaters
Commercial | Com ¦ CEE Tier 2/Energy Star Clothes Washers | 2025 | SC A | million_m3 | After Competition Groups | 0.36911 | 18060.3292 | 0.01806 | 274.3032 | 0.0013456 | 27 | Commercial_2025_SC A_million_m3_After Competition Groups_27 | CEE Tier 2/Energy Star Clothes Washers | 0.1346% | 0.01806 | 0.36911 | Commercial_2025_SC A_million_m3_After Competition Groups_CEE Tier 2/Energy Star Clothes Washers
Commercial | Com ¦ Drain Water Heat Recovery (DWHR) ¦ Retro | 2025 | SC A | million_m3 | After Competition Groups | 0.2638 | 15767.0128 | 0.015767 | 274.3032 | 0.00096172 | 28 | Commercial_2025_SC A_million_m3_After Competition Groups_28 | Drain Water Heat Recovery (DWHR) ¦ Retro | 0.09617% | 0.015767 | 0.2638 | Commercial_2025_SC A_million_m3_After Competition Groups_Drain Water Heat Recovery (DWHR) ¦ Retro
Commercial | Com ¦ ENERGY STAR Steam Cooker | 2025 | SC A | million_m3 | After Competition Groups | 0.20132 | 9568.3147 | 0.0095683 | 274.3032 | 0.00073392 | 29 | Commercial_2025_SC A_million_m3_After Competition Groups_29 | ENERGY STAR Steam Cooker | 0.07339% | 0.0095683 | 0.20132 | Commercial_2025_SC A_million_m3_After Competition Groups_ENERGY STAR Steam Cooker
Commercial | Com ¦ Low Flow Pre-Rinse Spray Nozzle | 2025 | SC A | million_m3 | After Competition Groups | 0.19267 | 4591.3072 | 0.0045913 | 274.3032 | 0.0007024 | 30 | Commercial_2025_SC A_million_m3_After Competition Groups_30 | Low Flow Pre-Rinse Spray Nozzle | 0.07024% | 0.0045913 | 0.19267 | Commercial_2025_SC A_million_m3_After Competition Groups_Low Flow Pre-Rinse Spray Nozzle
Commercial | Com ¦ Energy Recovery Ventilation and Ventilation (Enhanced) | 2025 | SC A | million_m3 | After Competition Groups | 0.12513 | 5348.0982 | 0.0053481 | 274.3032 | 0.00045616 | 31 | Commercial_2025_SC A_million_m3_After Competition Groups_31 | Energy Recovery Ventilation and Ventilation (Enhanced) | 0.04562% | 0.0053481 | 0.12513 | Commercial_2025_SC A_million_m3_After Competition Groups_Energy Recovery Ventilation and Ventilation (Enhanced)
Commercial | Com ¦ Drain Water Heat Recovery (DWHR) ¦New | 2025 | SC A | million_m3 | After Competition Groups | 0.054428 | 4079.2827 | 0.0040793 | 274.3032 | 0.00019842 | 32 | Commercial_2025_SC A_million_m3_After Competition Groups_32 | Drain Water Heat Recovery (DWHR) ¦New | 0.01984% | 0.0040793 | 0.054428 | Commercial_2025_SC A_million_m3_After Competition Groups_Drain Water Heat Recovery (DWHR) ¦New
Commercial | Com ¦ Heat Recovery Ventilator | 2025 | SC A | million_m3 | After Competition Groups | 0.029395 | 1353.2221 | 0.0013532 | 274.3032 | 0.00010716 | 33 | Commercial_2025_SC A_million_m3_After Competition Groups_33 | Heat Recovery Ventilator | 0.01072% | 0.0013532 | 0.029395 | Commercial_2025_SC A_million_m3_After Competition Groups_Heat Recovery Ventilator
Commercial | Com ¦ Solar Water Preheat (Pools/DHW) | 2025 | SC A | million_m3 | After Competition Groups | 0.011254 | 1439.3651 | 0.0014394 | 274.3032 | 4.1028e-05 | 34 | Commercial_2025_SC A_million_m3_After Competition Groups_34 | Solar Water Preheat (Pools/DHW) | 0.004103% | 0.0014394 | 0.011254 | Commercial_2025_SC A_million_m3_After Competition Groups_Solar Water Preheat (Pools/DHW)
Commercial | Com ¦ Gas Heat Pump Water Heater | 2025 | SC A | million_m3 | After Competition Groups | 0.00023335 | 0 | 0 | 274.3032 | 8.507e-07 | 35 | Commercial_2025_SC A_million_m3_After Competition Groups_35 | Gas Heat Pump Water Heater | 8.507e-05% | 0 | 0.00023335 | Commercial_2025_SC A_million_m3_After Competition Groups_Gas Heat Pump Water Heater
Commercial | Com ¦ Air Curtains | 2025 | SC A | million_m3 | After Competition Groups | 7.0538e-05 | 0 | 0 | 274.3032 | 2.5715e-07 | 36 | Commercial_2025_SC A_million_m3_After Competition Groups_36 | Air Curtains | 2.572e-05% | 0 | 7.0538e-05 | Commercial_2025_SC A_million_m3_After Competition Groups_Air Curtains
Commercial | Com ¦ Demand Control Ventilation | 2025 | SC B | million_m3 | After Competition Groups | 73.8292 | 22687612.1682 | 22.6876 | 594.2565 | 0.12424 | 1 | Commercial_2025_SC B_million_m3_After Competition Groups_1 | Demand Control Ventilation | 12.42% | 22.6876 | 73.8292 | Commercial_2025_SC B_million_m3_After Competition Groups_Demand Control Ventilation
Commercial | Com ¦ Adaptive Thermostats | 2025 | SC B | million_m3 | After Competition Groups | 70.6645 | 3971434.0405 | 3.9714 | 594.2565 | 0.11891 | 2 | Commercial_2025_SC B_million_m3_After Competition Groups_2 | Adaptive Thermostats | 11.89% | 3.9714 | 70.6645 | Commercial_2025_SC B_million_m3_After Competition Groups_Adaptive Thermostats
Commercial | Com ¦ Air Handler with Dedicated Outdoor Air Systems | 2025 | SC B | million_m3 | After Competition Groups | 51.8188 | 21070727.6272 | 21.0707 | 594.2565 | 0.087199 | 3 | Commercial_2025_SC B_million_m3_After Competition Groups_3 | Air Handler with Dedicated Outdoor Air Systems | 8.72% | 21.0707 | 51.8188 | Commercial_2025_SC B_million_m3_After Competition Groups_Air Handler with Dedicated Outdoor Air Systems
Commercial | Com ¦ Condensing Boiler ¦ Std | 2025 | SC B | million_m3 | After Competition Groups | 48.0735 | 31205787.5716 | 31.2058 | 594.2565 | 0.080897 | 4 | Commercial_2025_SC B_million_m3_After Competition Groups_4 | Condensing Boiler ¦ Std | 8.09% | 31.2058 | 48.0735 | Commercial_2025_SC B_million_m3_After Competition Groups_Condensing Boiler ¦ Std
Commercial | Com ¦ Building Recommissioning, Operations and Maintenance (O&M) Improvements | 2025 | SC B | million_m3 | After Competition Groups | 34.5006 | 11339290.5667 | 11.3393 | 594.2565 | 0.058057 | 5 | Commercial_2025_SC B_million_m3_After Competition Groups_5 | Building Recommissioning, Operations and Maintenance (O&M) Improvements | 5.806% | 11.3393 | 34.5006 | Commercial_2025_SC B_million_m3_After Competition Groups_Building Recommissioning, Operations and Maintenance (O&M) Improvements
Commercial | Com ¦ Boilers - Advanced Controls (Steam Systems) | 2025 | SC B | million_m3 | After Competition Groups | 32.6347 | 2608850.3409 | 2.6089 | 594.2565 | 0.054917 | 6 | Commercial_2025_SC B_million_m3_After Competition Groups_6 | Boilers - Advanced Controls (Steam Systems) | 5.492% | 2.6089 | 32.6347 | Commercial_2025_SC B_million_m3_After Competition Groups_Boilers - Advanced Controls (Steam Systems)
Commercial | Com ¦ Education and Capacity Building/Energy Behavior | 2025 | SC B | million_m3 | After Competition Groups | 29.029 | 25276025.1474 | 25.276 | 594.2565 | 0.048849 | 7 | Commercial_2025_SC B_million_m3_After Competition Groups_7 | Education and Capacity Building/Energy Behavior | 4.885% | 25.276 | 29.029 | Commercial_2025_SC B_million_m3_After Competition Groups_Education and Capacity Building/Energy Behavior
Commercial | Com ¦ Steam System Optimization | 2025 | SC B | million_m3 | After Competition Groups | 28.2574 | 414726.1115 | 0.41473 | 594.2565 | 0.047551 | 8 | Commercial_2025_SC B_million_m3_After Competition Groups_8 | Steam System Optimization | 4.755% | 0.41473 | 28.2574 | Commercial_2025_SC B_million_m3_After Competition Groups_Steam System Optimization
Commercial | Com ¦ Destratification | 2025 | SC B | million_m3 | After Competition Groups | 27.7964 | 3400926.4924 | 3.4009 | 594.2565 | 0.046775 | 9 | Commercial_2025_SC B_million_m3_After Competition Groups_9 | Destratification | 4.678% | 3.4009 | 27.7964 | Commercial_2025_SC B_million_m3_After Competition Groups_Destratification
Commercial | Com ¦ Furnace Tune-Up | 2025 | SC B | million_m3 | After Competition Groups | 26.3306 | 186716.9608 | 0.18672 | 594.2565 | 0.044308 | 10 | Commercial_2025_SC B_million_m3_After Competition Groups_10 | Furnace Tune-Up | 4.431% | 0.18672 | 26.3306 | Commercial_2025_SC B_million_m3_After Competition Groups_Furnace Tune-Up
Commercial | Com ¦ Demand Control Kitchen Ventilation | 2025 | SC B | million_m3 | After Competition Groups | 25.8458 | 4642944.1055 | 4.6429 | 594.2565 | 0.043493 | 11 | Commercial_2025_SC B_million_m3_After Competition Groups_11 | Demand Control Kitchen Ventilation | 4.349% | 4.6429 | 25.8458 | Commercial_2025_SC B_million_m3_After Competition Groups_Demand Control Kitchen Ventilation
Commercial | Com ¦ Gas Fired Rooftop Units | 2025 | SC B | million_m3 | After Competition Groups | 23.8649 | 2961186.9425 | 2.9612 | 594.2565 | 0.040159 | 12 | Commercial_2025_SC B_million_m3_After Competition Groups_12 | Gas Fired Rooftop Units | 4.016% | 2.9612 | 23.8649 | Commercial_2025_SC B_million_m3_After Competition Groups_Gas Fired Rooftop Units
Commercial | Com ¦ Condensing Make Up Air Unit | 2025 | SC B | million_m3 | After Competition Groups | 20.3971 | 4159785.4891 | 4.1598 | 594.2565 | 0.034324 | 13 | Commercial_2025_SC B_million_m3_After Competition Groups_13 | Condensing Make Up Air Unit | 3.432% | 4.1598 | 20.3971 | Commercial_2025_SC B_million_m3_After Competition Groups_Condensing Make Up Air Unit
Commercial | Com ¦ Gas Fired Heat Pump | 2025 | SC B | million_m3 | After Competition Groups | 19.4102 | 4448393.2415 | 4.4484 | 594.2565 | 0.032663 | 14 | Commercial_2025_SC B_million_m3_After Competition Groups_14 | Gas Fired Heat Pump | 3.266% | 4.4484 | 19.4102 | Commercial_2025_SC B_million_m3_After Competition Groups_Gas Fired Heat Pump
Commercial | Com ¦ Advanced BAS/Controllers | 2025 | SC B | million_m3 | After Competition Groups | 15.9593 | 4795107.4561 | 4.7951 | 594.2565 | 0.026856 | 15 | Commercial_2025_SC B_million_m3_After Competition Groups_15 | Advanced BAS/Controllers | 2.686% | 4.7951 | 15.9593 | Commercial_2025_SC B_million_m3_After Competition Groups_Advanced BAS/Controllers
Commercial | Com ¦ Wall Insulation | 2025 | SC B | million_m3 | After Competition Groups | 14.9134 | 1184055.6284 | 1.1841 | 594.2565 | 0.025096 | 16 | Commercial_2025_SC B_million_m3_After Competition Groups_16 | Wall Insulation | 2.51% | 1.1841 | 14.9134 | Commercial_2025_SC B_million_m3_After Competition Groups_Wall Insulation
Commercial | Com ¦ Condensing Unit Heaters or other Efficient Unit Heating System | 2025 | SC B | million_m3 | After Competition Groups | 10.365 | 4926189.4323 | 4.9262 | 594.2565 | 0.017442 | 17 | Commercial_2025_SC B_million_m3_After Competition Groups_17 | Condensing Unit Heaters or other Efficient Unit Heating System | 1.744% | 4.9262 | 10.365 | Commercial_2025_SC B_million_m3_After Competition Groups_Condensing Unit Heaters or other Efficient Unit Heating System
Commercial | Com ¦ Energy Efficient Laboratory Fume Hood | 2025 | SC B | million_m3 | After Competition Groups | 10.1246 | 5015068.354 | 5.0151 | 594.2565 | 0.017037 | 18 | Commercial_2025_SC B_million_m3_After Competition Groups_18 | Energy Efficient Laboratory Fume Hood | 1.704% | 5.0151 | 10.1246 | Commercial_2025_SC B_million_m3_After Competition Groups_Energy Efficient Laboratory Fume Hood
Commercial | Com ¦ Demand controlled Circulating Systems | 2025 | SC B | million_m3 | After Competition Groups | 7.8341 | 930288.8399 | 0.93029 | 594.2565 | 0.013183 | 19 | Commercial_2025_SC B_million_m3_After Competition Groups_19 | Demand controlled Circulating Systems | 1.318% | 0.93029 | 7.8341 | Commercial_2025_SC B_million_m3_After Competition Groups_Demand controlled Circulating Systems
Commercial | Com ¦ Duct Insulation, R8 | 2025 | SC B | million_m3 | After Competition Groups | 6.078 | 1513505.2216 | 1.5135 | 594.2565 | 0.010228 | 20 | Commercial_2025_SC B_million_m3_After Competition Groups_20 | Duct Insulation, R8 | 1.023% | 1.5135 | 6.078 | Commercial_2025_SC B_million_m3_After Competition Groups_Duct Insulation, R8
Commercial | Com ¦ Ozone Laundry Treatment | 2025 | SC B | million_m3 | After Competition Groups | 3.6281 | 1340972.2576 | 1.341 | 594.2565 | 0.0061052 | 21 | Commercial_2025_SC B_million_m3_After Competition Groups_21 | Ozone Laundry Treatment | 0.6105% | 1.341 | 3.6281 | Commercial_2025_SC B_million_m3_After Competition Groups_Ozone Laundry Treatment
Commercial | Com ¦ ENERGY STAR Fryer (84% eff) | 2025 | SC B | million_m3 | After Competition Groups | 2.8385 | 780296.6881 | 0.7803 | 594.2565 | 0.0047765 | 22 | Commercial_2025_SC B_million_m3_After Competition Groups_22 | ENERGY STAR Fryer (84% eff) | 0.4777% | 0.7803 | 2.8385 | Commercial_2025_SC B_million_m3_After Competition Groups_ENERGY STAR Fryer (84% eff)
Commercial | Com ¦ High Efficiency Underfired Broilers | 2025 | SC B | million_m3 | After Competition Groups | 2.4708 | 231009.3581 | 0.23101 | 594.2565 | 0.0041578 | 23 | Commercial_2025_SC B_million_m3_After Competition Groups_23 | High Efficiency Underfired Broilers | 0.4158% | 0.23101 | 2.4708 | Commercial_2025_SC B_million_m3_After Competition Groups_High Efficiency Underfired Broilers
Commercial | Com ¦ ENERGY STAR Griddle (74% eff) | 2025 | SC B | million_m3 | After Competition Groups | 1.8738 | 758879.6303 | 0.75888 | 594.2565 | 0.0031531 | 24 | Commercial_2025_SC B_million_m3_After Competition Groups_24 | ENERGY STAR Griddle (74% eff) | 0.3153% | 0.75888 | 1.8738 | Commercial_2025_SC B_million_m3_After Competition Groups_ENERGY STAR Griddle (74% eff)
Commercial | Com ¦ Infrared Heaters | 2025 | SC B | million_m3 | After Competition Groups | 1.2564 | 633214.9527 | 0.63321 | 594.2565 | 0.0021143 | 25 | Commercial_2025_SC B_million_m3_After Competition Groups_25 | Infrared Heaters | 0.2114% | 0.63321 | 1.2564 | Commercial_2025_SC B_million_m3_After Competition Groups_Infrared Heaters
Commercial | Com ¦ Heat Recovery Ventilator | 2025 | SC B | million_m3 | After Competition Groups | 0.89995 | 600610.3708 | 0.60061 | 594.2565 | 0.0015144 | 26 | Commercial_2025_SC B_million_m3_After Competition Groups_26 | Heat Recovery Ventilator | 0.1514% | 0.60061 | 0.89995 | Commercial_2025_SC B_million_m3_After Competition Groups_Heat Recovery Ventilator
Commercial | Com ¦ ENERGY STAR Dishwasher | 2025 | SC B | million_m3 | After Competition Groups | 0.8647 | 304924.1337 | 0.30492 | 594.2565 | 0.0014551 | 27 | Commercial_2025_SC B_million_m3_After Competition Groups_27 | ENERGY STAR Dishwasher | 0.1455% | 0.30492 | 0.8647 | Commercial_2025_SC B_million_m3_After Competition Groups_ENERGY STAR Dishwasher
Commercial | Com ¦ Energy Recovery Ventilation and Ventilation (Enhanced) | 2025 | SC B | million_m3 | After Competition Groups | 0.80581 | 460894.1217 | 0.46089 | 594.2565 | 0.001356 | 28 | Commercial_2025_SC B_million_m3_After Competition Groups_28 | Energy Recovery Ventilation and Ventilation (Enhanced) | 0.1356% | 0.46089 | 0.80581 | Commercial_2025_SC B_million_m3_After Competition Groups_Energy Recovery Ventilation and Ventilation (Enhanced)
Commercial | Com ¦ Drain Water Heat Recovery (DWHR) ¦ Retro | 2025 | SC B | million_m3 | After Competition Groups | 0.6711 | 56402.3868 | 0.056402 | 594.2565 | 0.0011293 | 29 | Commercial_2025_SC B_million_m3_After Competition Groups_29 | Drain Water Heat Recovery (DWHR) ¦ Retro | 0.1129% | 0.056402 | 0.6711 | Commercial_2025_SC B_million_m3_After Competition Groups_Drain Water Heat Recovery (DWHR) ¦ Retro
Commercial | Com ¦ CEE Tier 2/Energy Star Clothes Washers | 2025 | SC B | million_m3 | After Competition Groups | 0.51537 | 104800.8871 | 0.1048 | 594.2565 | 0.00086725 | 30 | Commercial_2025_SC B_million_m3_After Competition Groups_30 | CEE Tier 2/Energy Star Clothes Washers | 0.08672% | 0.1048 | 0.51537 | Commercial_2025_SC B_million_m3_After Competition Groups_CEE Tier 2/Energy Star Clothes Washers
Commercial | Com ¦ Low Flow Pre-Rinse Spray Nozzle | 2025 | SC B | million_m3 | After Competition Groups | 0.28892 | 42000.0058 | 0.042 | 594.2565 | 0.00048618 | 31 | Commercial_2025_SC B_million_m3_After Competition Groups_31 | Low Flow Pre-Rinse Spray Nozzle | 0.04862% | 0.042 | 0.28892 | Commercial_2025_SC B_million_m3_After Competition Groups_Low Flow Pre-Rinse Spray Nozzle
Commercial | Com ¦ ENERGY STAR Steam Cooker | 2025 | SC B | million_m3 | After Competition Groups | 0.20313 | 13869.2799 | 0.013869 | 594.2565 | 0.00034182 | 32 | Commercial_2025_SC B_million_m3_After Competition Groups_32 | ENERGY STAR Steam Cooker | 0.03418% | 0.013869 | 0.20313 | Commercial_2025_SC B_million_m3_After Competition Groups_ENERGY STAR Steam Cooker
Commercial | Com ¦ Drain Water Heat Recovery (DWHR) ¦New | 2025 | SC B | million_m3 | After Competition Groups | 0.07855 | 10855.4139 | 0.010855 | 594.2565 | 0.00013218 | 33 | Commercial_2025_SC B_million_m3_After Competition Groups_33 | Drain Water Heat Recovery (DWHR) ¦New | 0.01322% | 0.010855 | 0.07855 | Commercial_2025_SC B_million_m3_After Competition Groups_Drain Water Heat Recovery (DWHR) ¦New
Commercial | Com ¦ Air Curtains | 2025 | SC B | million_m3 | After Competition Groups | 0.069262 | 40499.9458 | 0.0405 | 594.2565 | 0.00011655 | 34 | Commercial_2025_SC B_million_m3_After Competition Groups_34 | Air Curtains | 0.01166% | 0.0405 | 0.069262 | Commercial_2025_SC B_million_m3_After Competition Groups_Air Curtains
Commercial | Com ¦ Gas Heat Pump Water Heater | 2025 | SC B | million_m3 | After Competition Groups | 0.03353 | 61455.3674 | 0.061455 | 594.2565 | 5.6424e-05 | 35 | Commercial_2025_SC B_million_m3_After Competition Groups_35 | Gas Heat Pump Water Heater | 0.005642% | 0.061455 | 0.03353 | Commercial_2025_SC B_million_m3_After Competition Groups_Gas Heat Pump Water Heater
Commercial | Com ¦ Solar Water Preheat (Pools/DHW) | 2025 | SC B | million_m3 | After Competition Groups | 0.031733 | 7938.8847 | 0.0079389 | 594.2565 | 5.34e-05 | 36 | Commercial_2025_SC B_million_m3_After Competition Groups_36 | Solar Water Preheat (Pools/DHW) | 0.00534% | 0.0079389 | 0.031733 | Commercial_2025_SC B_million_m3_After Competition Groups_Solar Water Preheat (Pools/DHW)
Commercial | Com ¦ Adaptive Thermostats | 2025 | SC C | million_m3 | After Competition Groups | 32.769 | 2064216.2323 | 2.0642 | 291.2532 | 0.11251 | 1 | Commercial_2025_SC C_million_m3_After Competition Groups_1 | Adaptive Thermostats | 11.25% | 2.0642 | 32.769 | Commercial_2025_SC C_million_m3_After Competition Groups_Adaptive Thermostats
Commercial | Com ¦ Boilers - Advanced Controls (Steam Systems) | 2025 | SC C | million_m3 | After Competition Groups | 32.635 | 2609135.571 | 2.6091 | 291.2532 | 0.11205 | 2 | Commercial_2025_SC C_million_m3_After Competition Groups_2 | Boilers - Advanced Controls (Steam Systems) | 11.21% | 2.6091 | 32.635 | Commercial_2025_SC C_million_m3_After Competition Groups_Boilers - Advanced Controls (Steam Systems)
Commercial | Com ¦ Demand Control Ventilation | 2025 | SC C | million_m3 | After Competition Groups | 31.2037 | 5056579.9432 | 5.0566 | 291.2532 | 0.10714 | 3 | Commercial_2025_SC C_million_m3_After Competition Groups_3 | Demand Control Ventilation | 10.71% | 5.0566 | 31.2037 | Commercial_2025_SC C_million_m3_After Competition Groups_Demand Control Ventilation
Commercial | Com ¦ Condensing Boiler ¦ Std | 2025 | SC C | million_m3 | After Competition Groups | 24.3222 | 8028326.8864 | 8.0283 | 291.2532 | 0.083509 | 4 | Commercial_2025_SC C_million_m3_After Competition Groups_4 | Condensing Boiler ¦ Std | 8.351% | 8.0283 | 24.3222 | Commercial_2025_SC C_million_m3_After Competition Groups_Condensing Boiler ¦ Std
Commercial | Com ¦ Building Recommissioning, Operations and Maintenance (O&M) Improvements | 2025 | SC C | million_m3 | After Competition Groups | 23.4445 | 2599770.3317 | 2.5998 | 291.2532 | 0.080495 | 5 | Commercial_2025_SC C_million_m3_After Competition Groups_5 | Building Recommissioning, Operations and Maintenance (O&M) Improvements | 8.05% | 2.5998 | 23.4445 | Commercial_2025_SC C_million_m3_After Competition Groups_Building Recommissioning, Operations and Maintenance (O&M) Improvements
Commercial | Com ¦ Air Handler with Dedicated Outdoor Air Systems | 2025 | SC C | million_m3 | After Competition Groups | 16.1328 | 3217740.5795 | 3.2177 | 291.2532 | 0.055391 | 6 | Commercial_2025_SC C_million_m3_After Competition Groups_6 | Air Handler with Dedicated Outdoor Air Systems | 5.539% | 3.2177 | 16.1328 | Commercial_2025_SC C_million_m3_After Competition Groups_Air Handler with Dedicated Outdoor Air Systems
Commercial | Com ¦ Condensing Make Up Air Unit | 2025 | SC C | million_m3 | After Competition Groups | 14.8907 | 2779577.185 | 2.7796 | 291.2532 | 0.051126 | 7 | Commercial_2025_SC C_million_m3_After Competition Groups_7 | Condensing Make Up Air Unit | 5.113% | 2.7796 | 14.8907 | Commercial_2025_SC C_million_m3_After Competition Groups_Condensing Make Up Air Unit
Commercial | Com ¦ Gas Fired Heat Pump | 2025 | SC C | million_m3 | After Competition Groups | 14.2645 | 2303561.1396 | 2.3036 | 291.2532 | 0.048976 | 8 | Commercial_2025_SC C_million_m3_After Competition Groups_8 | Gas Fired Heat Pump | 4.898% | 2.3036 | 14.2645 | Commercial_2025_SC C_million_m3_After Competition Groups_Gas Fired Heat Pump
Commercial | Com ¦ Advanced BAS/Controllers | 2025 | SC C | million_m3 | After Competition Groups | 12.4788 | 1717057.2253 | 1.7171 | 291.2532 | 0.042845 | 9 | Commercial_2025_SC C_million_m3_After Competition Groups_9 | Advanced BAS/Controllers | 4.285% | 1.7171 | 12.4788 | Commercial_2025_SC C_million_m3_After Competition Groups_Advanced BAS/Controllers
Commercial | Com ¦ Demand Control Kitchen Ventilation | 2025 | SC C | million_m3 | After Competition Groups | 12.0818 | 2003531.6955 | 2.0035 | 291.2532 | 0.041482 | 10 | Commercial_2025_SC C_million_m3_After Competition Groups_10 | Demand Control Kitchen Ventilation | 4.148% | 2.0035 | 12.0818 | Commercial_2025_SC C_million_m3_After Competition Groups_Demand Control Kitchen Ventilation
Commercial | Com ¦ Steam System Optimization | 2025 | SC C | million_m3 | After Competition Groups | 11.124 | 186969.6544 | 0.18697 | 291.2532 | 0.038193 | 11 | Commercial_2025_SC C_million_m3_After Competition Groups_11 | Steam System Optimization | 3.819% | 0.18697 | 11.124 | Commercial_2025_SC C_million_m3_After Competition Groups_Steam System Optimization
Commercial | Com ¦ Destratification | 2025 | SC C | million_m3 | After Competition Groups | 10.9046 | 1517245.2813 | 1.5172 | 291.2532 | 0.03744 | 12 | Commercial_2025_SC C_million_m3_After Competition Groups_12 | Destratification | 3.744% | 1.5172 | 10.9046 | Commercial_2025_SC C_million_m3_After Competition Groups_Destratification
Commercial | Com ¦ Gas Fired Rooftop Units | 2025 | SC C | million_m3 | After Competition Groups | 10.4659 | 1242795.71 | 1.2428 | 291.2532 | 0.035934 | 13 | Commercial_2025_SC C_million_m3_After Competition Groups_13 | Gas Fired Rooftop Units | 3.593% | 1.2428 | 10.4659 | Commercial_2025_SC C_million_m3_After Competition Groups_Gas Fired Rooftop Units
Commercial | Com ¦ Furnace Tune-Up | 2025 | SC C | million_m3 | After Competition Groups | 10.3427 | 83607.0259 | 0.083607 | 291.2532 | 0.035511 | 14 | Commercial_2025_SC C_million_m3_After Competition Groups_14 | Furnace Tune-Up | 3.551% | 0.083607 | 10.3427 | Commercial_2025_SC C_million_m3_After Competition Groups_Furnace Tune-Up
Commercial | Com ¦ Condensing Unit Heaters or other Efficient Unit Heating System | 2025 | SC C | million_m3 | After Competition Groups | 5.9245 | 1533946.5407 | 1.5339 | 291.2532 | 0.020341 | 15 | Commercial_2025_SC C_million_m3_After Competition Groups_15 | Condensing Unit Heaters or other Efficient Unit Heating System | 2.034% | 1.5339 | 5.9245 | Commercial_2025_SC C_million_m3_After Competition Groups_Condensing Unit Heaters or other Efficient Unit Heating System
Commercial | Com ¦ Wall Insulation | 2025 | SC C | million_m3 | After Competition Groups | 5.8721 | 534134.9902 | 0.53413 | 291.2532 | 0.020162 | 16 | Commercial_2025_SC C_million_m3_After Competition Groups_16 | Wall Insulation | 2.016% | 0.53413 | 5.8721 | Commercial_2025_SC C_million_m3_After Competition Groups_Wall Insulation
Commercial | Com ¦ Education and Capacity Building/Energy Behavior | 2025 | SC C | million_m3 | After Competition Groups | 5.8058 | 5055205.0295 | 5.0552 | 291.2532 | 0.019934 | 17 | Commercial_2025_SC C_million_m3_After Competition Groups_17 | Education and Capacity Building/Energy Behavior | 1.993% | 5.0552 | 5.8058 | Commercial_2025_SC C_million_m3_After Competition Groups_Education and Capacity Building/Energy Behavior
Commercial | Com ¦ Demand controlled Circulating Systems | 2025 | SC C | million_m3 | After Competition Groups | 2.968 | 293045.5415 | 0.29305 | 291.2532 | 0.01019 | 18 | Commercial_2025_SC C_million_m3_After Competition Groups_18 | Demand controlled Circulating Systems | 1.019% | 0.29305 | 2.968 | Commercial_2025_SC C_million_m3_After Competition Groups_Demand controlled Circulating Systems
Commercial | Com ¦ ENERGY STAR Fryer (84% eff) | 2025 | SC C | million_m3 | After Competition Groups | 2.2338 | 310019.4645 | 0.31002 | 291.2532 | 0.0076697 | 19 | Commercial_2025_SC C_million_m3_After Competition Groups_19 | ENERGY STAR Fryer (84% eff) | 0.767% | 0.31002 | 2.2338 | Commercial_2025_SC C_million_m3_After Competition Groups_ENERGY STAR Fryer (84% eff)
Commercial | Com ¦ Duct Insulation, R8 | 2025 | SC C | million_m3 | After Competition Groups | 2.2264 | 505976.315 | 0.50598 | 291.2532 | 0.0076441 | 20 | Commercial_2025_SC C_million_m3_After Competition Groups_20 | Duct Insulation, R8 | 0.7644% | 0.50598 | 2.2264 | Commercial_2025_SC C_million_m3_After Competition Groups_Duct Insulation, R8
Commercial | Com ¦ High Efficiency Underfired Broilers | 2025 | SC C | million_m3 | After Competition Groups | 2.1163 | 188869.5205 | 0.18887 | 291.2532 | 0.0072661 | 21 | Commercial_2025_SC C_million_m3_After Competition Groups_21 | High Efficiency Underfired Broilers | 0.7266% | 0.18887 | 2.1163 | Commercial_2025_SC C_million_m3_After Competition Groups_High Efficiency Underfired Broilers
Commercial | Com ¦ Energy Efficient Laboratory Fume Hood | 2025 | SC C | million_m3 | After Competition Groups | 2.0632 | 455754.4232 | 0.45575 | 291.2532 | 0.007084 | 22 | Commercial_2025_SC C_million_m3_After Competition Groups_22 | Energy Efficient Laboratory Fume Hood | 0.7084% | 0.45575 | 2.0632 | Commercial_2025_SC C_million_m3_After Competition Groups_Energy Efficient Laboratory Fume Hood
Commercial | Com ¦ Ozone Laundry Treatment | 2025 | SC C | million_m3 | After Competition Groups | 1.1744 | 248816.1444 | 0.24882 | 291.2532 | 0.0040324 | 23 | Commercial_2025_SC C_million_m3_After Competition Groups_23 | Ozone Laundry Treatment | 0.4032% | 0.24882 | 1.1744 | Commercial_2025_SC C_million_m3_After Competition Groups_Ozone Laundry Treatment
Commercial | Com ¦ ENERGY STAR Griddle (74% eff) | 2025 | SC C | million_m3 | After Competition Groups | 1.0445 | 154844.0134 | 0.15484 | 291.2532 | 0.0035864 | 24 | Commercial_2025_SC C_million_m3_After Competition Groups_24 | ENERGY STAR Griddle (74% eff) | 0.3586% | 0.15484 | 1.0445 | Commercial_2025_SC C_million_m3_After Competition Groups_ENERGY STAR Griddle (74% eff)
Commercial | Com ¦ ENERGY STAR Dishwasher | 2025 | SC C | million_m3 | After Competition Groups | 0.75499 | 133207.5259 | 0.13321 | 291.2532 | 0.0025922 | 25 | Commercial_2025_SC C_million_m3_After Competition Groups_25 | ENERGY STAR Dishwasher | 0.2592% | 0.13321 | 0.75499 | Commercial_2025_SC C_million_m3_After Competition Groups_ENERGY STAR Dishwasher
Commercial | Com ¦ Infrared Heaters | 2025 | SC C | million_m3 | After Competition Groups | 0.61893 | 187703.306 | 0.1877 | 291.2532 | 0.002125 | 26 | Commercial_2025_SC C_million_m3_After Competition Groups_26 | Infrared Heaters | 0.2125% | 0.1877 | 0.61893 | Commercial_2025_SC C_million_m3_After Competition Groups_Infrared Heaters
Commercial | Com ¦ CEE Tier 2/Energy Star Clothes Washers | 2025 | SC C | million_m3 | After Competition Groups | 0.39852 | 39940.7015 | 0.039941 | 291.2532 | 0.0013683 | 27 | Commercial_2025_SC C_million_m3_After Competition Groups_27 | CEE Tier 2/Energy Star Clothes Washers | 0.1368% | 0.039941 | 0.39852 | Commercial_2025_SC C_million_m3_After Competition Groups_CEE Tier 2/Energy Star Clothes Washers
Commercial | Com ¦ Drain Water Heat Recovery (DWHR) ¦ Retro | 2025 | SC C | million_m3 | After Competition Groups | 0.26597 | 25948.2011 | 0.025948 | 291.2532 | 0.00091319 | 28 | Commercial_2025_SC C_million_m3_After Competition Groups_28 | Drain Water Heat Recovery (DWHR) ¦ Retro | 0.09132% | 0.025948 | 0.26597 | Commercial_2025_SC C_million_m3_After Competition Groups_Drain Water Heat Recovery (DWHR) ¦ Retro
Commercial | Com ¦ Low Flow Pre-Rinse Spray Nozzle | 2025 | SC C | million_m3 | After Competition Groups | 0.20489 | 14195.9362 | 0.014196 | 291.2532 | 0.00070346 | 29 | Commercial_2025_SC C_million_m3_After Competition Groups_29 | Low Flow Pre-Rinse Spray Nozzle | 0.07035% | 0.014196 | 0.20489 | Commercial_2025_SC C_million_m3_After Competition Groups_Low Flow Pre-Rinse Spray Nozzle
Commercial | Com ¦ ENERGY STAR Steam Cooker | 2025 | SC C | million_m3 | After Competition Groups | 0.20313 | 13870.7744 | 0.013871 | 291.2532 | 0.00069743 | 30 | Commercial_2025_SC C_million_m3_After Competition Groups_30 | ENERGY STAR Steam Cooker | 0.06974% | 0.013871 | 0.20313 | Commercial_2025_SC C_million_m3_After Competition Groups_ENERGY STAR Steam Cooker
Commercial | Com ¦ Energy Recovery Ventilation and Ventilation (Enhanced) | 2025 | SC C | million_m3 | After Competition Groups | 0.17888 | 44760.7459 | 0.044761 | 291.2532 | 0.00061417 | 31 | Commercial_2025_SC C_million_m3_After Competition Groups_31 | Energy Recovery Ventilation and Ventilation (Enhanced) | 0.06142% | 0.044761 | 0.17888 | Commercial_2025_SC C_million_m3_After Competition Groups_Energy Recovery Ventilation and Ventilation (Enhanced)
Commercial | Com ¦ Heat Recovery Ventilator | 2025 | SC C | million_m3 | After Competition Groups | 0.070853 | 16183.3337 | 0.016183 | 291.2532 | 0.00024327 | 32 | Commercial_2025_SC C_million_m3_After Competition Groups_32 | Heat Recovery Ventilator | 0.02433% | 0.016183 | 0.070853 | Commercial_2025_SC C_million_m3_After Competition Groups_Heat Recovery Ventilator
Commercial | Com ¦ Drain Water Heat Recovery (DWHR) ¦New | 2025 | SC C | million_m3 | After Competition Groups | 0.05474 | 6653.0742 | 0.0066531 | 291.2532 | 0.00018795 | 33 | Commercial_2025_SC C_million_m3_After Competition Groups_33 | Drain Water Heat Recovery (DWHR) ¦New | 0.01879% | 0.0066531 | 0.05474 | Commercial_2025_SC C_million_m3_After Competition Groups_Drain Water Heat Recovery (DWHR) ¦New
Commercial | Com ¦ Solar Water Preheat (Pools/DHW) | 2025 | SC C | million_m3 | After Competition Groups | 0.011839 | 2507.1366 | 0.0025071 | 291.2532 | 4.0647e-05 | 34 | Commercial_2025_SC C_million_m3_After Competition Groups_34 | Solar Water Preheat (Pools/DHW) | 0.004065% | 0.0025071 | 0.011839 | Commercial_2025_SC C_million_m3_After Competition Groups_Solar Water Preheat (Pools/DHW)
Commercial | Com ¦ Gas Heat Pump Water Heater | 2025 | SC C | million_m3 | After Competition Groups | 0.00092421 | 446.939 | 0.00044694 | 291.2532 | 3.1732e-06 | 35 | Commercial_2025_SC C_million_m3_After Competition Groups_35 | Gas Heat Pump Water Heater | 0.0003173% | 0.00044694 | 0.00092421 | Commercial_2025_SC C_million_m3_After Competition Groups_Gas Heat Pump Water Heater
Commercial | Com ¦ Air Curtains | 2025 | SC C | million_m3 | After Competition Groups | 0.00016656 | 37.8334 | 3.7833e-05 | 291.2532 | 5.7186e-07 | 36 | Commercial_2025_SC C_million_m3_After Competition Groups_36 | Air Curtains | 5.719e-05% | 3.7833e-05 | 0.00016656 | Commercial_2025_SC C_million_m3_After Competition Groups_Air Curtains
Commercial | Com ¦ Building Recommissioning, Operations and Maintenance (O&M) Improvements | 2025 | Technical | million_m3 | After Competition Groups | 260.8537 | 0 | 0 | 1829.8227 | 0.14256 | 1 | Commercial_2025_Technical_million_m3_After Competition Groups_1 | Building Recommissioning, Operations and Maintenance (O&M) Improvements | 14.26% | 0 | 260.8537 | Commercial_2025_Technical_million_m3_After Competition Groups_Building Recommissioning, Operations and Maintenance (O&M) Improvements
Commercial | Com ¦ Demand Control Ventilation | 2025 | Technical | million_m3 | After Competition Groups | 169.5093 | 0 | 0 | 1829.8227 | 0.092637 | 2 | Commercial_2025_Technical_million_m3_After Competition Groups_2 | Demand Control Ventilation | 9.264% | 0 | 169.5093 | Commercial_2025_Technical_million_m3_After Competition Groups_Demand Control Ventilation
Commercial | Com ¦ Condensing Boiler ¦ Std | 2025 | Technical | million_m3 | After Competition Groups | 154.1808 | 0 | 0 | 1829.8227 | 0.08426 | 3 | Commercial_2025_Technical_million_m3_After Competition Groups_3 | Condensing Boiler ¦ Std | 8.426% | 0 | 154.1808 | Commercial_2025_Technical_million_m3_After Competition Groups_Condensing Boiler ¦ Std
Commercial | Com ¦ Boilers - Advanced Controls (Steam Systems) | 2025 | Technical | million_m3 | After Competition Groups | 137.0823 | 0 | 0 | 1829.8227 | 0.074916 | 4 | Commercial_2025_Technical_million_m3_After Competition Groups_4 | Boilers - Advanced Controls (Steam Systems) | 7.492% | 0 | 137.0823 | Commercial_2025_Technical_million_m3_After Competition Groups_Boilers - Advanced Controls (Steam Systems)
Commercial | Com ¦ Adaptive Thermostats | 2025 | Technical | million_m3 | After Competition Groups | 131.5937 | 0 | 0 | 1829.8227 | 0.071916 | 5 | Commercial_2025_Technical_million_m3_After Competition Groups_5 | Adaptive Thermostats | 7.192% | 0 | 131.5937 | Commercial_2025_Technical_million_m3_After Competition Groups_Adaptive Thermostats
Commercial | Com ¦ Gas Fired Rooftop Units | 2025 | Technical | million_m3 | After Competition Groups | 113.3902 | 0 | 0 | 1829.8227 | 0.061968 | 6 | Commercial_2025_Technical_million_m3_After Competition Groups_6 | Gas Fired Rooftop Units | 6.197% | 0 | 113.3902 | Commercial_2025_Technical_million_m3_After Competition Groups_Gas Fired Rooftop Units
Commercial | Com ¦ Air Handler with Dedicated Outdoor Air Systems | 2025 | Technical | million_m3 | After Competition Groups | 97.3166 | 0 | 0 | 1829.8227 | 0.053184 | 7 | Commercial_2025_Technical_million_m3_After Competition Groups_7 | Air Handler with Dedicated Outdoor Air Systems | 5.318% | 0 | 97.3166 | Commercial_2025_Technical_million_m3_After Competition Groups_Air Handler with Dedicated Outdoor Air Systems
Commercial | Com ¦ Education and Capacity Building/Energy Behavior | 2025 | Technical | million_m3 | After Competition Groups | 82.8866 | 0 | 0 | 1829.8227 | 0.045298 | 8 | Commercial_2025_Technical_million_m3_After Competition Groups_8 | Education and Capacity Building/Energy Behavior | 4.53% | 0 | 82.8866 | Commercial_2025_Technical_million_m3_After Competition Groups_Education and Capacity Building/Energy Behavior
Commercial | Com ¦ Advanced BAS/Controllers | 2025 | Technical | million_m3 | After Competition Groups | 70.8863 | 0 | 0 | 1829.8227 | 0.038739 | 9 | Commercial_2025_Technical_million_m3_After Competition Groups_9 | Advanced BAS/Controllers | 3.874% | 0 | 70.8863 | Commercial_2025_Technical_million_m3_After Competition Groups_Advanced BAS/Controllers
Commercial | Com ¦ Demand Control Kitchen Ventilation | 2025 | Technical | million_m3 | After Competition Groups | 56.7908 | 0 | 0 | 1829.8227 | 0.031036 | 10 | Commercial_2025_Technical_million_m3_After Competition Groups_10 | Demand Control Kitchen Ventilation | 3.104% | 0 | 56.7908 | Commercial_2025_Technical_million_m3_After Competition Groups_Demand Control Kitchen Ventilation
Commercial | Com ¦ Condensing Make Up Air Unit | 2025 | Technical | million_m3 | After Competition Groups | 53.7157 | 0 | 0 | 1829.8227 | 0.029356 | 11 | Commercial_2025_Technical_million_m3_After Competition Groups_11 | Condensing Make Up Air Unit | 2.936% | 0 | 53.7157 | Commercial_2025_Technical_million_m3_After Competition Groups_Condensing Make Up Air Unit
Commercial | Com ¦ Steam System Optimization | 2025 | Technical | million_m3 | After Competition Groups | 52.3505 | 0 | 0 | 1829.8227 | 0.02861 | 12 | Commercial_2025_Technical_million_m3_After Competition Groups_12 | Steam System Optimization | 2.861% | 0 | 52.3505 | Commercial_2025_Technical_million_m3_After Competition Groups_Steam System Optimization
Commercial | Com ¦ Energy Recovery Ventilation and Ventilation (Enhanced) | 2025 | Technical | million_m3 | After Competition Groups | 51.6204 | 0 | 0 | 1829.8227 | 0.028211 | 13 | Commercial_2025_Technical_million_m3_After Competition Groups_13 | Energy Recovery Ventilation and Ventilation (Enhanced) | 2.821% | 0 | 51.6204 | Commercial_2025_Technical_million_m3_After Competition Groups_Energy Recovery Ventilation and Ventilation (Enhanced)
Commercial | Com ¦ Destratification | 2025 | Technical | million_m3 | After Competition Groups | 50.7581 | 0 | 0 | 1829.8227 | 0.027739 | 14 | Commercial_2025_Technical_million_m3_After Competition Groups_14 | Destratification | 2.774% | 0 | 50.7581 | Commercial_2025_Technical_million_m3_After Competition Groups_Destratification
Commercial | Com ¦ Furnace Tune-Up | 2025 | Technical | million_m3 | After Competition Groups | 49.3549 | 0 | 0 | 1829.8227 | 0.026973 | 15 | Commercial_2025_Technical_million_m3_After Competition Groups_15 | Furnace Tune-Up | 2.697% | 0 | 49.3549 | Commercial_2025_Technical_million_m3_After Competition Groups_Furnace Tune-Up
Commercial | Com ¦ Gas Fired Heat Pump | 2025 | Technical | million_m3 | After Competition Groups | 45.6459 | 0 | 0 | 1829.8227 | 0.024946 | 16 | Commercial_2025_Technical_million_m3_After Competition Groups_16 | Gas Fired Heat Pump | 2.495% | 0 | 45.6459 | Commercial_2025_Technical_million_m3_After Competition Groups_Gas Fired Heat Pump
Commercial | Com ¦ High Efficiency Condensing Furnace AFUE 95% from 80% code | 2025 | Technical | million_m3 | After Competition Groups | 36.2554 | 0 | 0 | 1829.8227 | 0.019814 | 17 | Commercial_2025_Technical_million_m3_After Competition Groups_17 | High Efficiency Condensing Furnace AFUE 95% from 80% code | 1.981% | 0 | 36.2554 | Commercial_2025_Technical_million_m3_After Competition Groups_High Efficiency Condensing Furnace AFUE 95% from 80% code
Commercial | Com ¦ Condensing Unit Heaters or other Efficient Unit Heating System | 2025 | Technical | million_m3 | After Competition Groups | 32.03 | 0 | 0 | 1829.8227 | 0.017504 | 18 | Commercial_2025_Technical_million_m3_After Competition Groups_18 | Condensing Unit Heaters or other Efficient Unit Heating System | 1.75% | 0 | 32.03 | Commercial_2025_Technical_million_m3_After Competition Groups_Condensing Unit Heaters or other Efficient Unit Heating System
Commercial | Com ¦ Heat Recovery Ventilator | 2025 | Technical | million_m3 | After Competition Groups | 29.5601 | 0 | 0 | 1829.8227 | 0.016155 | 19 | Commercial_2025_Technical_million_m3_After Competition Groups_19 | Heat Recovery Ventilator | 1.615% | 0 | 29.5601 | Commercial_2025_Technical_million_m3_After Competition Groups_Heat Recovery Ventilator
Commercial | Com ¦ Wall Insulation | 2025 | Technical | million_m3 | After Competition Groups | 27.6011 | 0 | 0 | 1829.8227 | 0.015084 | 20 | Commercial_2025_Technical_million_m3_After Competition Groups_20 | Wall Insulation | 1.508% | 0 | 27.6011 | Commercial_2025_Technical_million_m3_After Competition Groups_Wall Insulation
Commercial | Com ¦ Energy Efficient Laboratory Fume Hood | 2025 | Technical | million_m3 | After Competition Groups | 19.4887 | 0 | 0 | 1829.8227 | 0.010651 | 21 | Commercial_2025_Technical_million_m3_After Competition Groups_21 | Energy Efficient Laboratory Fume Hood | 1.065% | 0 | 19.4887 | Commercial_2025_Technical_million_m3_After Competition Groups_Energy Efficient Laboratory Fume Hood
Commercial | Com ¦ Demand controlled Circulating Systems | 2025 | Technical | million_m3 | After Competition Groups | 14.499 | 0 | 0 | 1829.8227 | 0.0079237 | 22 | Commercial_2025_Technical_million_m3_After Competition Groups_22 | Demand controlled Circulating Systems | 0.7924% | 0 | 14.499 | Commercial_2025_Technical_million_m3_After Competition Groups_Demand controlled Circulating Systems
Commercial | Com ¦ Super-High Efficiency Furnaces (Emerging Tech) | 2025 | Technical | million_m3 | After Competition Groups | 13.8329 | 0 | 0 | 1829.8227 | 0.0075597 | 23 | Commercial_2025_Technical_million_m3_After Competition Groups_23 | Super-High Efficiency Furnaces (Emerging Tech) | 0.756% | 0 | 13.8329 | Commercial_2025_Technical_million_m3_After Competition Groups_Super-High Efficiency Furnaces (Emerging Tech)
Commercial | Com ¦ Boiler Measures | 2025 | Technical | million_m3 | After Competition Groups | 13.7347 | 0 | 0 | 1829.8227 | 0.007506 | 24 | Commercial_2025_Technical_million_m3_After Competition Groups_24 | Boiler Measures | 0.7506% | 0 | 13.7347 | Commercial_2025_Technical_million_m3_After Competition Groups_Boiler Measures
Commercial | Com ¦ Duct Insulation, R8 | 2025 | Technical | million_m3 | After Competition Groups | 11.3267 | 0 | 0 | 1829.8227 | 0.0061901 | 25 | Commercial_2025_Technical_million_m3_After Competition Groups_25 | Duct Insulation, R8 | 0.619% | 0 | 11.3267 | Commercial_2025_Technical_million_m3_After Competition Groups_Duct Insulation, R8
Commercial | Com ¦ Roof Insulation/Ceiling Insulation (R25 Code to R35) | 2025 | Technical | million_m3 | After Competition Groups | 8.3399 | 0 | 0 | 1829.8227 | 0.0045578 | 26 | Commercial_2025_Technical_million_m3_After Competition Groups_26 | Roof Insulation/Ceiling Insulation (R25 Code to R35) | 0.4558% | 0 | 8.3399 | Commercial_2025_Technical_million_m3_After Competition Groups_Roof Insulation/Ceiling Insulation (R25 Code to R35)
Commercial | Com ¦ Ozone Laundry Treatment | 2025 | Technical | million_m3 | After Competition Groups | 7.3028 | 0 | 0 | 1829.8227 | 0.003991 | 27 | Commercial_2025_Technical_million_m3_After Competition Groups_27 | Ozone Laundry Treatment | 0.3991% | 0 | 7.3028 | Commercial_2025_Technical_million_m3_After Competition Groups_Ozone Laundry Treatment
Commercial | Com ¦ ENERGY STAR Fryer (84% eff) | 2025 | Technical | million_m3 | After Competition Groups | 5.1338 | 0 | 0 | 1829.8227 | 0.0028056 | 28 | Commercial_2025_Technical_million_m3_After Competition Groups_28 | ENERGY STAR Fryer (84% eff) | 0.2806% | 0 | 5.1338 | Commercial_2025_Technical_million_m3_After Competition Groups_ENERGY STAR Fryer (84% eff)
Commercial | Com ¦ Infrared Heaters | 2025 | Technical | million_m3 | After Competition Groups | 4.9198 | 0 | 0 | 1829.8227 | 0.0026887 | 29 | Commercial_2025_Technical_million_m3_After Competition Groups_29 | Infrared Heaters | 0.2689% | 0 | 4.9198 | Commercial_2025_Technical_million_m3_After Competition Groups_Infrared Heaters
Commercial | Com ¦ High Efficiency Underfired Broilers | 2025 | Technical | million_m3 | After Competition Groups | 4.3556 | 0 | 0 | 1829.8227 | 0.0023803 | 30 | Commercial_2025_Technical_million_m3_After Competition Groups_30 | High Efficiency Underfired Broilers | 0.238% | 0 | 4.3556 | Commercial_2025_Technical_million_m3_After Competition Groups_High Efficiency Underfired Broilers
Commercial | Com ¦ Condensing Storage Water Heater | 2025 | Technical | million_m3 | After Competition Groups | 4.2802 | 0 | 0 | 1829.8227 | 0.0023391 | 31 | Commercial_2025_Technical_million_m3_After Competition Groups_31 | Condensing Storage Water Heater | 0.2339% | 0 | 4.2802 | Commercial_2025_Technical_million_m3_After Competition Groups_Condensing Storage Water Heater
Commercial | Com ¦ HOTEL OCCUPANCY CONTROLS (HVAC + LIGHTING) | 2025 | Technical | million_m3 | After Competition Groups | 3.688 | 0 | 0 | 1829.8227 | 0.0020155 | 32 | Commercial_2025_Technical_million_m3_After Competition Groups_32 | HOTEL OCCUPANCY CONTROLS (HVAC + LIGHTING) | 0.2015% | 0 | 3.688 | Commercial_2025_Technical_million_m3_After Competition Groups_HOTEL OCCUPANCY CONTROLS (HVAC + LIGHTING)
Commercial | Com ¦ Ice Rink Heat Recovery | 2025 | Technical | million_m3 | After Competition Groups | 3.6407 | 0 | 0 | 1829.8227 | 0.0019897 | 33 | Commercial_2025_Technical_million_m3_After Competition Groups_33 | Ice Rink Heat Recovery | 0.199% | 0 | 3.6407 | Commercial_2025_Technical_million_m3_After Competition Groups_Ice Rink Heat Recovery
Commercial | Com ¦ ENERGY STAR Griddle (74% eff) | 2025 | Technical | million_m3 | After Competition Groups | 3.3524 | 0 | 0 | 1829.8227 | 0.0018321 | 34 | Commercial_2025_Technical_million_m3_After Competition Groups_34 | ENERGY STAR Griddle (74% eff) | 0.1832% | 0 | 3.3524 | Commercial_2025_Technical_million_m3_After Competition Groups_ENERGY STAR Griddle (74% eff)
Commercial | Com ¦ ENERGY STAR Dishwasher | 2025 | Technical | million_m3 | After Competition Groups | 3.1405 | 0 | 0 | 1829.8227 | 0.0017163 | 35 | Commercial_2025_Technical_million_m3_After Competition Groups_35 | ENERGY STAR Dishwasher | 0.1716% | 0 | 3.1405 | Commercial_2025_Technical_million_m3_After Competition Groups_ENERGY STAR Dishwasher
Commercial | Com ¦ Dock Door Seals | 2025 | Technical | million_m3 | After Competition Groups | 1.5702 | 0 | 0 | 1829.8227 | 0.00085811 | 36 | Commercial_2025_Technical_million_m3_After Competition Groups_36 | Dock Door Seals | 0.08581% | 0 | 1.5702 | Commercial_2025_Technical_million_m3_After Competition Groups_Dock Door Seals
Commercial | Com ¦ Drain Water Heat Recovery (DWHR) ¦ Retro | 2025 | Technical | million_m3 | After Competition Groups | 1.1988 | 0 | 0 | 1829.8227 | 0.00065513 | 37 | Commercial_2025_Technical_million_m3_After Competition Groups_37 | Drain Water Heat Recovery (DWHR) ¦ Retro | 0.06551% | 0 | 1.1988 | Commercial_2025_Technical_million_m3_After Competition Groups_Drain Water Heat Recovery (DWHR) ¦ Retro
Commercial | Com ¦ CEE Tier 2/Energy Star Clothes Washers | 2025 | Technical | million_m3 | After Competition Groups | 0.86943 | 0 | 0 | 1829.8227 | 0.00047514 | 38 | Commercial_2025_Technical_million_m3_After Competition Groups_38 | CEE Tier 2/Energy Star Clothes Washers | 0.04751% | 0 | 0.86943 | Commercial_2025_Technical_million_m3_After Competition Groups_CEE Tier 2/Energy Star Clothes Washers
Commercial | Com ¦ Low Flow Pre-Rinse Spray Nozzle | 2025 | Technical | million_m3 | After Competition Groups | 0.57672 | 0 | 0 | 1829.8227 | 0.00031518 | 39 | Commercial_2025_Technical_million_m3_After Competition Groups_39 | Low Flow Pre-Rinse Spray Nozzle | 0.03152% | 0 | 0.57672 | Commercial_2025_Technical_million_m3_After Competition Groups_Low Flow Pre-Rinse Spray Nozzle
Commercial | Com ¦ ENERGY STAR Steam Cooker | 2025 | Technical | million_m3 | After Competition Groups | 0.36732 | 0 | 0 | 1829.8227 | 0.00020074 | 40 | Commercial_2025_Technical_million_m3_After Competition Groups_40 | ENERGY STAR Steam Cooker | 0.02007% | 0 | 0.36732 | Commercial_2025_Technical_million_m3_After Competition Groups_ENERGY STAR Steam Cooker
Commercial | Com ¦ Drain Water Heat Recovery (DWHR) ¦New | 2025 | Technical | million_m3 | After Competition Groups | 0.28786 | 0 | 0 | 1829.8227 | 0.00015732 | 41 | Commercial_2025_Technical_million_m3_After Competition Groups_41 | Drain Water Heat Recovery (DWHR) ¦New | 0.01573% | 0 | 0.28786 | Commercial_2025_Technical_million_m3_After Competition Groups_Drain Water Heat Recovery (DWHR) ¦New
Commercial | Com ¦ Solar Water Preheat (Pools/DHW) | 2025 | Technical | million_m3 | After Competition Groups | 0.17107 | 0 | 0 | 1829.8227 | 9.3489e-05 | 42 | Commercial_2025_Technical_million_m3_After Competition Groups_42 | Solar Water Preheat (Pools/DHW) | 0.009349% | 0 | 0.17107 | Commercial_2025_Technical_million_m3_After Competition Groups_Solar Water Preheat (Pools/DHW)
Commercial | Com ¦ Air Curtains | 2025 | Technical | million_m3 | After Competition Groups | 0.13701 | 0 | 0 | 1829.8227 | 7.4877e-05 | 43 | Commercial_2025_Technical_million_m3_After Competition Groups_43 | Air Curtains | 0.007488% | 0 | 0.13701 | Commercial_2025_Technical_million_m3_After Competition Groups_Air Curtains
Commercial | Com ¦ Gas Convection Oven | 2025 | Technical | million_m3 | After Competition Groups | 0.086537 | 0 | 0 | 1829.8227 | 4.7293e-05 | 44 | Commercial_2025_Technical_million_m3_After Competition Groups_44 | Gas Convection Oven | 0.004729% | 0 | 0.086537 | Commercial_2025_Technical_million_m3_After Competition Groups_Gas Convection Oven
Commercial | Com ¦ Solar Preheat Make up Air | 2025 | Technical | million_m3 | After Competition Groups | 0.065539 | 0 | 0 | 1829.8227 | 3.5817e-05 | 45 | Commercial_2025_Technical_million_m3_After Competition Groups_45 | Solar Preheat Make up Air | 0.003582% | 0 | 0.065539 | Commercial_2025_Technical_million_m3_After Competition Groups_Solar Preheat Make up Air
Commercial | Com ¦ Super High Perf Glazing ¦RET | 2025 | Technical | million_m3 | After Competition Groups | 0.059222 | 0 | 0 | 1829.8227 | 3.2365e-05 | 46 | Commercial_2025_Technical_million_m3_After Competition Groups_46 | Super High Perf Glazing ¦RET | 0.003237% | 0 | 0.059222 | Commercial_2025_Technical_million_m3_After Competition Groups_Super High Perf Glazing ¦RET
Commercial | Com ¦ Super High Perf Glazing ¦New | 2025 | Technical | million_m3 | After Competition Groups | 0.014951 | 0 | 0 | 1829.8227 | 8.1705e-06 | 47 | Commercial_2025_Technical_million_m3_After Competition Groups_47 | Super High Perf Glazing ¦New | 0.0008171% | 0 | 0.014951 | Commercial_2025_Technical_million_m3_After Competition Groups_Super High Perf Glazing ¦New
Commercial | Com ¦ Building Recommissioning, Operations and Maintenance (O&M) Improvements | 2026 | Economic | million_m3 | After Competition Groups | 255.6106 | 0 | 0 | 1701.9907 | 0.15018 | 1 | Commercial_2026_Economic_million_m3_After Competition Groups_1 | Building Recommissioning, Operations and Maintenance (O&M) Improvements | 15.02% | 0 | 255.6106 | Commercial_2026_Economic_million_m3_After Competition Groups_Building Recommissioning, Operations and Maintenance (O&M) Improvements
Commercial | Com ¦ Condensing Boiler ¦ Std | 2026 | Economic | million_m3 | After Competition Groups | 172.7869 | 0 | 0 | 1701.9907 | 0.10152 | 2 | Commercial_2026_Economic_million_m3_After Competition Groups_2 | Condensing Boiler ¦ Std | 10.15% | 0 | 172.7869 | Commercial_2026_Economic_million_m3_After Competition Groups_Condensing Boiler ¦ Std
Commercial | Com ¦ Demand Control Ventilation | 2026 | Economic | million_m3 | After Competition Groups | 168.3247 | 0 | 0 | 1701.9907 | 0.098899 | 3 | Commercial_2026_Economic_million_m3_After Competition Groups_3 | Demand Control Ventilation | 9.89% | 0 | 168.3247 | Commercial_2026_Economic_million_m3_After Competition Groups_Demand Control Ventilation
Commercial | Com ¦ Boilers - Advanced Controls (Steam Systems) | 2026 | Economic | million_m3 | After Competition Groups | 138.312 | 0 | 0 | 1701.9907 | 0.081265 | 4 | Commercial_2026_Economic_million_m3_After Competition Groups_4 | Boilers - Advanced Controls (Steam Systems) | 8.126% | 0 | 138.312 | Commercial_2026_Economic_million_m3_After Competition Groups_Boilers - Advanced Controls (Steam Systems)
Commercial | Com ¦ Adaptive Thermostats | 2026 | Economic | million_m3 | After Competition Groups | 131.7901 | 0 | 0 | 1701.9907 | 0.077433 | 5 | Commercial_2026_Economic_million_m3_After Competition Groups_5 | Adaptive Thermostats | 7.743% | 0 | 131.7901 | Commercial_2026_Economic_million_m3_After Competition Groups_Adaptive Thermostats
Commercial | Com ¦ Gas Fired Rooftop Units | 2026 | Economic | million_m3 | After Competition Groups | 126.1958 | 0 | 0 | 1701.9907 | 0.074146 | 6 | Commercial_2026_Economic_million_m3_After Competition Groups_6 | Gas Fired Rooftop Units | 7.415% | 0 | 126.1958 | Commercial_2026_Economic_million_m3_After Competition Groups_Gas Fired Rooftop Units
Commercial | Com ¦ Air Handler with Dedicated Outdoor Air Systems | 2026 | Economic | million_m3 | After Competition Groups | 95.3606 | 0 | 0 | 1701.9907 | 0.056029 | 7 | Commercial_2026_Economic_million_m3_After Competition Groups_7 | Air Handler with Dedicated Outdoor Air Systems | 5.603% | 0 | 95.3606 | Commercial_2026_Economic_million_m3_After Competition Groups_Air Handler with Dedicated Outdoor Air Systems
Commercial | Com ¦ Education and Capacity Building/Energy Behavior | 2026 | Economic | million_m3 | After Competition Groups | 77.1329 | 0 | 0 | 1701.9907 | 0.045319 | 8 | Commercial_2026_Economic_million_m3_After Competition Groups_8 | Education and Capacity Building/Energy Behavior | 4.532% | 0 | 77.1329 | Commercial_2026_Economic_million_m3_After Competition Groups_Education and Capacity Building/Energy Behavior
Commercial | Com ¦ Advanced BAS/Controllers | 2026 | Economic | million_m3 | After Competition Groups | 71.4818 | 0 | 0 | 1701.9907 | 0.041999 | 9 | Commercial_2026_Economic_million_m3_After Competition Groups_9 | Advanced BAS/Controllers | 4.2% | 0 | 71.4818 | Commercial_2026_Economic_million_m3_After Competition Groups_Advanced BAS/Controllers
Commercial | Com ¦ Condensing Make Up Air Unit | 2026 | Economic | million_m3 | After Competition Groups | 60.2141 | 0 | 0 | 1701.9907 | 0.035379 | 10 | Commercial_2026_Economic_million_m3_After Competition Groups_10 | Condensing Make Up Air Unit | 3.538% | 0 | 60.2141 | Commercial_2026_Economic_million_m3_After Competition Groups_Condensing Make Up Air Unit
Commercial | Com ¦ Demand Control Kitchen Ventilation | 2026 | Economic | million_m3 | After Competition Groups | 58.7878 | 0 | 0 | 1701.9907 | 0.034541 | 11 | Commercial_2026_Economic_million_m3_After Competition Groups_11 | Demand Control Kitchen Ventilation | 3.454% | 0 | 58.7878 | Commercial_2026_Economic_million_m3_After Competition Groups_Demand Control Kitchen Ventilation
Commercial | Com ¦ Steam System Optimization | 2026 | Economic | million_m3 | After Competition Groups | 51.2982 | 0 | 0 | 1701.9907 | 0.03014 | 12 | Commercial_2026_Economic_million_m3_After Competition Groups_12 | Steam System Optimization | 3.014% | 0 | 51.2982 | Commercial_2026_Economic_million_m3_After Competition Groups_Steam System Optimization
Commercial | Com ¦ Gas Fired Heat Pump | 2026 | Economic | million_m3 | After Competition Groups | 50.5773 | 0 | 0 | 1701.9907 | 0.029717 | 13 | Commercial_2026_Economic_million_m3_After Competition Groups_13 | Gas Fired Heat Pump | 2.972% | 0 | 50.5773 | Commercial_2026_Economic_million_m3_After Competition Groups_Gas Fired Heat Pump
Commercial | Com ¦ Destratification | 2026 | Economic | million_m3 | After Competition Groups | 49.6711 | 0 | 0 | 1701.9907 | 0.029184 | 14 | Commercial_2026_Economic_million_m3_After Competition Groups_14 | Destratification | 2.918% | 0 | 49.6711 | Commercial_2026_Economic_million_m3_After Competition Groups_Destratification
Commercial | Com ¦ Furnace Tune-Up | 2026 | Economic | million_m3 | After Competition Groups | 48.3629 | 0 | 0 | 1701.9907 | 0.028415 | 15 | Commercial_2026_Economic_million_m3_After Competition Groups_15 | Furnace Tune-Up | 2.842% | 0 | 48.3629 | Commercial_2026_Economic_million_m3_After Competition Groups_Furnace Tune-Up
Commercial | Com ¦ Condensing Unit Heaters or other Efficient Unit Heating System | 2026 | Economic | million_m3 | After Competition Groups | 35.8294 | 0 | 0 | 1701.9907 | 0.021051 | 16 | Commercial_2026_Economic_million_m3_After Competition Groups_16 | Condensing Unit Heaters or other Efficient Unit Heating System | 2.105% | 0 | 35.8294 | Commercial_2026_Economic_million_m3_After Competition Groups_Condensing Unit Heaters or other Efficient Unit Heating System
Commercial | Com ¦ Wall Insulation | 2026 | Economic | million_m3 | After Competition Groups | 27.0463 | 0 | 0 | 1701.9907 | 0.015891 | 17 | Commercial_2026_Economic_million_m3_After Competition Groups_17 | Wall Insulation | 1.589% | 0 | 27.0463 | Commercial_2026_Economic_million_m3_After Competition Groups_Wall Insulation
Commercial | Com ¦ Energy Efficient Laboratory Fume Hood | 2026 | Economic | million_m3 | After Competition Groups | 19.0969 | 0 | 0 | 1701.9907 | 0.01122 | 18 | Commercial_2026_Economic_million_m3_After Competition Groups_18 | Energy Efficient Laboratory Fume Hood | 1.122% | 0 | 19.0969 | Commercial_2026_Economic_million_m3_After Competition Groups_Energy Efficient Laboratory Fume Hood
Commercial | Com ¦ Demand controlled Circulating Systems | 2026 | Economic | million_m3 | After Competition Groups | 14.2076 | 0 | 0 | 1701.9907 | 0.0083476 | 19 | Commercial_2026_Economic_million_m3_After Competition Groups_19 | Demand controlled Circulating Systems | 0.8348% | 0 | 14.2076 | Commercial_2026_Economic_million_m3_After Competition Groups_Demand controlled Circulating Systems
Commercial | Com ¦ Duct Insulation, R8 | 2026 | Economic | million_m3 | After Competition Groups | 11.0991 | 0 | 0 | 1701.9907 | 0.0065212 | 20 | Commercial_2026_Economic_million_m3_After Competition Groups_20 | Duct Insulation, R8 | 0.6521% | 0 | 11.0991 | Commercial_2026_Economic_million_m3_After Competition Groups_Duct Insulation, R8
Commercial | Com ¦ Ozone Laundry Treatment | 2026 | Economic | million_m3 | After Competition Groups | 7.3459 | 0 | 0 | 1701.9907 | 0.0043161 | 21 | Commercial_2026_Economic_million_m3_After Competition Groups_21 | Ozone Laundry Treatment | 0.4316% | 0 | 7.3459 | Commercial_2026_Economic_million_m3_After Competition Groups_Ozone Laundry Treatment
Commercial | Com ¦ ENERGY STAR Fryer (84% eff) | 2026 | Economic | million_m3 | After Competition Groups | 5.6804 | 0 | 0 | 1701.9907 | 0.0033375 | 22 | Commercial_2026_Economic_million_m3_After Competition Groups_22 | ENERGY STAR Fryer (84% eff) | 0.3338% | 0 | 5.6804 | Commercial_2026_Economic_million_m3_After Competition Groups_ENERGY STAR Fryer (84% eff)
Commercial | Com ¦ Infrared Heaters | 2026 | Economic | million_m3 | After Competition Groups | 5.4598 | 0 | 0 | 1701.9907 | 0.0032079 | 23 | Commercial_2026_Economic_million_m3_After Competition Groups_23 | Infrared Heaters | 0.3208% | 0 | 5.4598 | Commercial_2026_Economic_million_m3_After Competition Groups_Infrared Heaters
Commercial | Com ¦ High Efficiency Underfired Broilers | 2026 | Economic | million_m3 | After Competition Groups | 4.8196 | 0 | 0 | 1701.9907 | 0.0028317 | 24 | Commercial_2026_Economic_million_m3_After Competition Groups_24 | High Efficiency Underfired Broilers | 0.2832% | 0 | 4.8196 | Commercial_2026_Economic_million_m3_After Competition Groups_High Efficiency Underfired Broilers
Commercial | Com ¦ ENERGY STAR Griddle (74% eff) | 2026 | Economic | million_m3 | After Competition Groups | 3.7122 | 0 | 0 | 1701.9907 | 0.0021811 | 25 | Commercial_2026_Economic_million_m3_After Competition Groups_25 | ENERGY STAR Griddle (74% eff) | 0.2181% | 0 | 3.7122 | Commercial_2026_Economic_million_m3_After Competition Groups_ENERGY STAR Griddle (74% eff)
Commercial | Com ¦ ENERGY STAR Dishwasher | 2026 | Economic | million_m3 | After Competition Groups | 3.2461 | 0 | 0 | 1701.9907 | 0.0019072 | 26 | Commercial_2026_Economic_million_m3_After Competition Groups_26 | ENERGY STAR Dishwasher | 0.1907% | 0 | 3.2461 | Commercial_2026_Economic_million_m3_After Competition Groups_ENERGY STAR Dishwasher
Commercial | Com ¦ Energy Recovery Ventilation and Ventilation (Enhanced) | 2026 | Economic | million_m3 | After Competition Groups | 2.3751 | 0 | 0 | 1701.9907 | 0.0013955 | 27 | Commercial_2026_Economic_million_m3_After Competition Groups_27 | Energy Recovery Ventilation and Ventilation (Enhanced) | 0.1395% | 0 | 2.3751 | Commercial_2026_Economic_million_m3_After Competition Groups_Energy Recovery Ventilation and Ventilation (Enhanced)
Commercial | Com ¦ Heat Recovery Ventilator | 2026 | Economic | million_m3 | After Competition Groups | 2.1944 | 0 | 0 | 1701.9907 | 0.0012893 | 28 | Commercial_2026_Economic_million_m3_After Competition Groups_28 | Heat Recovery Ventilator | 0.1289% | 0 | 2.1944 | Commercial_2026_Economic_million_m3_After Competition Groups_Heat Recovery Ventilator
Commercial | Com ¦ Drain Water Heat Recovery (DWHR) ¦ Retro | 2026 | Economic | million_m3 | After Competition Groups | 1.1747 | 0 | 0 | 1701.9907 | 0.00069017 | 29 | Commercial_2026_Economic_million_m3_After Competition Groups_29 | Drain Water Heat Recovery (DWHR) ¦ Retro | 0.06902% | 0 | 1.1747 | Commercial_2026_Economic_million_m3_After Competition Groups_Drain Water Heat Recovery (DWHR) ¦ Retro
Commercial | Com ¦ CEE Tier 2/Energy Star Clothes Washers | 2026 | Economic | million_m3 | After Competition Groups | 0.94463 | 0 | 0 | 1701.9907 | 0.00055502 | 30 | Commercial_2026_Economic_million_m3_After Competition Groups_30 | CEE Tier 2/Energy Star Clothes Washers | 0.0555% | 0 | 0.94463 | Commercial_2026_Economic_million_m3_After Competition Groups_CEE Tier 2/Energy Star Clothes Washers
Commercial | Com ¦ Low Flow Pre-Rinse Spray Nozzle | 2026 | Economic | million_m3 | After Competition Groups | 0.60733 | 0 | 0 | 1701.9907 | 0.00035683 | 31 | Commercial_2026_Economic_million_m3_After Competition Groups_31 | Low Flow Pre-Rinse Spray Nozzle | 0.03568% | 0 | 0.60733 | Commercial_2026_Economic_million_m3_After Competition Groups_Low Flow Pre-Rinse Spray Nozzle
Commercial | Com ¦ ENERGY STAR Steam Cooker | 2026 | Economic | million_m3 | After Competition Groups | 0.40644 | 0 | 0 | 1701.9907 | 0.0002388 | 32 | Commercial_2026_Economic_million_m3_After Competition Groups_32 | ENERGY STAR Steam Cooker | 0.02388% | 0 | 0.40644 | Commercial_2026_Economic_million_m3_After Competition Groups_ENERGY STAR Steam Cooker
Commercial | Com ¦ Drain Water Heat Recovery (DWHR) ¦New | 2026 | Economic | million_m3 | After Competition Groups | 0.32485 | 0 | 0 | 1701.9907 | 0.00019087 | 33 | Commercial_2026_Economic_million_m3_After Competition Groups_33 | Drain Water Heat Recovery (DWHR) ¦New | 0.01909% | 0 | 0.32485 | Commercial_2026_Economic_million_m3_After Competition Groups_Drain Water Heat Recovery (DWHR) ¦New
Commercial | Com ¦ Gas Heat Pump Water Heater | 2026 | Economic | million_m3 | After Competition Groups | 0.19181 | 0 | 0 | 1701.9907 | 0.0001127 | 34 | Commercial_2026_Economic_million_m3_After Competition Groups_34 | Gas Heat Pump Water Heater | 0.01127% | 0 | 0.19181 | Commercial_2026_Economic_million_m3_After Competition Groups_Gas Heat Pump Water Heater
Commercial | Com ¦ Solar Water Preheat (Pools/DHW) | 2026 | Economic | million_m3 | After Competition Groups | 0.18326 | 0 | 0 | 1701.9907 | 0.00010767 | 35 | Commercial_2026_Economic_million_m3_After Competition Groups_35 | Solar Water Preheat (Pools/DHW) | 0.01077% | 0 | 0.18326 | Commercial_2026_Economic_million_m3_After Competition Groups_Solar Water Preheat (Pools/DHW)
Commercial | Com ¦ Air Curtains | 2026 | Economic | million_m3 | After Competition Groups | 0.13813 | 0 | 0 | 1701.9907 | 8.1158e-05 | 36 | Commercial_2026_Economic_million_m3_After Competition Groups_36 | Air Curtains | 0.008116% | 0 | 0.13813 | Commercial_2026_Economic_million_m3_After Competition Groups_Air Curtains
Commercial | Com ¦ Adaptive Thermostats | 2026 | SC A | million_m3 | After Competition Groups | 39.0113 | 2189889.6025 | 2.1899 | 328.6586 | 0.1187 | 1 | Commercial_2026_SC A_million_m3_After Competition Groups_1 | Adaptive Thermostats | 11.87% | 2.1899 | 39.0113 | Commercial_2026_SC A_million_m3_After Competition Groups_Adaptive Thermostats
Commercial | Com ¦ Boilers - Advanced Controls (Steam Systems) | 2026 | SC A | million_m3 | After Competition Groups | 37.2326 | 1859840.7812 | 1.8598 | 328.6586 | 0.11329 | 2 | Commercial_2026_SC A_million_m3_After Competition Groups_2 | Boilers - Advanced Controls (Steam Systems) | 11.33% | 1.8598 | 37.2326 | Commercial_2026_SC A_million_m3_After Competition Groups_Boilers - Advanced Controls (Steam Systems)
Commercial | Com ¦ Demand Control Ventilation | 2026 | SC A | million_m3 | After Competition Groups | 34.8872 | 1939323.7049 | 1.9393 | 328.6586 | 0.10615 | 3 | Commercial_2026_SC A_million_m3_After Competition Groups_3 | Demand Control Ventilation | 10.62% | 1.9393 | 34.8872 | Commercial_2026_SC A_million_m3_After Competition Groups_Demand Control Ventilation
Commercial | Com ¦ Building Recommissioning, Operations and Maintenance (O&M) Improvements | 2026 | SC A | million_m3 | After Competition Groups | 27.3436 | 582083.7277 | 0.58208 | 328.6586 | 0.083198 | 4 | Commercial_2026_SC A_million_m3_After Competition Groups_4 | Building Recommissioning, Operations and Maintenance (O&M) Improvements | 8.32% | 0.58208 | 27.3436 | Commercial_2026_SC A_million_m3_After Competition Groups_Building Recommissioning, Operations and Maintenance (O&M) Improvements
Commercial | Com ¦ Condensing Boiler ¦ Std | 2026 | SC A | million_m3 | After Competition Groups | 22.8119 | 3086631.7898 | 3.0866 | 328.6586 | 0.069409 | 5 | Commercial_2026_SC A_million_m3_After Competition Groups_5 | Condensing Boiler ¦ Std | 6.941% | 3.0866 | 22.8119 | Commercial_2026_SC A_million_m3_After Competition Groups_Condensing Boiler ¦ Std
Commercial | Com ¦ Condensing Make Up Air Unit | 2026 | SC A | million_m3 | After Competition Groups | 17.5185 | 1469217.9528 | 1.4692 | 328.6586 | 0.053303 | 6 | Commercial_2026_SC A_million_m3_After Competition Groups_6 | Condensing Make Up Air Unit | 5.33% | 1.4692 | 17.5185 | Commercial_2026_SC A_million_m3_After Competition Groups_Condensing Make Up Air Unit
Commercial | Com ¦ Air Handler with Dedicated Outdoor Air Systems | 2026 | SC A | million_m3 | After Competition Groups | 16.5372 | 683538.9374 | 0.68354 | 328.6586 | 0.050317 | 7 | Commercial_2026_SC A_million_m3_After Competition Groups_7 | Air Handler with Dedicated Outdoor Air Systems | 5.032% | 0.68354 | 16.5372 | Commercial_2026_SC A_million_m3_After Competition Groups_Air Handler with Dedicated Outdoor Air Systems
Commercial | Com ¦ Gas Fired Heat Pump | 2026 | SC A | million_m3 | After Competition Groups | 15.9549 | 833091.301 | 0.83309 | 328.6586 | 0.048546 | 8 | Commercial_2026_SC A_million_m3_After Competition Groups_8 | Gas Fired Heat Pump | 4.855% | 0.83309 | 15.9549 | Commercial_2026_SC A_million_m3_After Competition Groups_Gas Fired Heat Pump
Commercial | Com ¦ Advanced BAS/Controllers | 2026 | SC A | million_m3 | After Competition Groups | 14.329 | 627065.5197 | 0.62707 | 328.6586 | 0.043598 | 9 | Commercial_2026_SC A_million_m3_After Competition Groups_9 | Advanced BAS/Controllers | 4.36% | 0.62707 | 14.329 | Commercial_2026_SC A_million_m3_After Competition Groups_Advanced BAS/Controllers
Commercial | Com ¦ Demand Control Kitchen Ventilation | 2026 | SC A | million_m3 | After Competition Groups | 14.1372 | 982134.6618 | 0.98213 | 328.6586 | 0.043015 | 10 | Commercial_2026_SC A_million_m3_After Competition Groups_10 | Demand Control Kitchen Ventilation | 4.301% | 0.98213 | 14.1372 | Commercial_2026_SC A_million_m3_After Competition Groups_Demand Control Kitchen Ventilation
Commercial | Com ¦ Gas Fired Rooftop Units | 2026 | SC A | million_m3 | After Competition Groups | 13.9828 | 1075233.7102 | 1.0752 | 328.6586 | 0.042545 | 11 | Commercial_2026_SC A_million_m3_After Competition Groups_11 | Gas Fired Rooftop Units | 4.255% | 1.0752 | 13.9828 | Commercial_2026_SC A_million_m3_After Competition Groups_Gas Fired Rooftop Units
Commercial | Com ¦ Steam System Optimization | 2026 | SC A | million_m3 | After Competition Groups | 13.3064 | 203182.3687 | 0.20318 | 328.6586 | 0.040487 | 12 | Commercial_2026_SC A_million_m3_After Competition Groups_12 | Steam System Optimization | 4.049% | 0.20318 | 13.3064 | Commercial_2026_SC A_million_m3_After Competition Groups_Steam System Optimization
Commercial | Com ¦ Destratification | 2026 | SC A | million_m3 | After Competition Groups | 12.4079 | 771393.6613 | 0.77139 | 328.6586 | 0.037753 | 13 | Commercial_2026_SC A_million_m3_After Competition Groups_13 | Destratification | 3.775% | 0.77139 | 12.4079 | Commercial_2026_SC A_million_m3_After Competition Groups_Destratification
Commercial | Com ¦ Furnace Tune-Up | 2026 | SC A | million_m3 | After Competition Groups | 12.3682 | 90855.0199 | 0.090855 | 328.6586 | 0.037632 | 14 | Commercial_2026_SC A_million_m3_After Competition Groups_14 | Furnace Tune-Up | 3.763% | 0.090855 | 12.3682 | Commercial_2026_SC A_million_m3_After Competition Groups_Furnace Tune-Up
Commercial | Com ¦ Wall Insulation | 2026 | SC A | million_m3 | After Competition Groups | 6.9829 | 444392.9278 | 0.44439 | 328.6586 | 0.021247 | 15 | Commercial_2026_SC A_million_m3_After Competition Groups_15 | Wall Insulation | 2.125% | 0.44439 | 6.9829 | Commercial_2026_SC A_million_m3_After Competition Groups_Wall Insulation
Commercial | Com ¦ Education and Capacity Building/Energy Behavior | 2026 | SC A | million_m3 | After Competition Groups | 6.8133 | 5745307.7211 | 5.7453 | 328.6586 | 0.020731 | 16 | Commercial_2026_SC A_million_m3_After Competition Groups_16 | Education and Capacity Building/Energy Behavior | 2.073% | 5.7453 | 6.8133 | Commercial_2026_SC A_million_m3_After Competition Groups_Education and Capacity Building/Energy Behavior
Commercial | Com ¦ Condensing Unit Heaters or other Efficient Unit Heating System | 2026 | SC A | million_m3 | After Competition Groups | 6.2365 | 596257.4902 | 0.59626 | 328.6586 | 0.018976 | 17 | Commercial_2026_SC A_million_m3_After Competition Groups_17 | Condensing Unit Heaters or other Efficient Unit Heating System | 1.898% | 0.59626 | 6.2365 | Commercial_2026_SC A_million_m3_After Competition Groups_Condensing Unit Heaters or other Efficient Unit Heating System
Commercial | Com ¦ Demand controlled Circulating Systems | 2026 | SC A | million_m3 | After Competition Groups | 3.4412 | 184966.5586 | 0.18497 | 328.6586 | 0.01047 | 18 | Commercial_2026_SC A_million_m3_After Competition Groups_18 | Demand controlled Circulating Systems | 1.047% | 0.18497 | 3.4412 | Commercial_2026_SC A_million_m3_After Competition Groups_Demand controlled Circulating Systems
Commercial | Com ¦ High Efficiency Underfired Broilers | 2026 | SC A | million_m3 | After Competition Groups | 2.4149 | 113593.506 | 0.11359 | 328.6586 | 0.0073479 | 19 | Commercial_2026_SC A_million_m3_After Competition Groups_19 | High Efficiency Underfired Broilers | 0.7348% | 0.11359 | 2.4149 | Commercial_2026_SC A_million_m3_After Competition Groups_High Efficiency Underfired Broilers
Commercial | Com ¦ ENERGY STAR Fryer (84% eff) | 2026 | SC A | million_m3 | After Competition Groups | 2.2182 | 139115.0086 | 0.13912 | 328.6586 | 0.0067493 | 20 | Commercial_2026_SC A_million_m3_After Competition Groups_20 | ENERGY STAR Fryer (84% eff) | 0.6749% | 0.13912 | 2.2182 | Commercial_2026_SC A_million_m3_After Competition Groups_ENERGY STAR Fryer (84% eff)
Commercial | Com ¦ Duct Insulation, R8 | 2026 | SC A | million_m3 | After Competition Groups | 2.2072 | 148432.5399 | 0.14843 | 328.6586 | 0.0067158 | 21 | Commercial_2026_SC A_million_m3_After Competition Groups_21 | Duct Insulation, R8 | 0.6716% | 0.14843 | 2.2072 | Commercial_2026_SC A_million_m3_After Competition Groups_Duct Insulation, R8
Commercial | Com ¦ Energy Efficient Laboratory Fume Hood | 2026 | SC A | million_m3 | After Competition Groups | 1.6426 | 163220.4759 | 0.16322 | 328.6586 | 0.004998 | 22 | Commercial_2026_SC A_million_m3_After Competition Groups_22 | Energy Efficient Laboratory Fume Hood | 0.4998% | 0.16322 | 1.6426 | Commercial_2026_SC A_million_m3_After Competition Groups_Energy Efficient Laboratory Fume Hood
Commercial | Com ¦ Ozone Laundry Treatment | 2026 | SC A | million_m3 | After Competition Groups | 1.1317 | 102560.975 | 0.10256 | 328.6586 | 0.0034434 | 23 | Commercial_2026_SC A_million_m3_After Competition Groups_23 | Ozone Laundry Treatment | 0.3443% | 0.10256 | 1.1317 | Commercial_2026_SC A_million_m3_After Competition Groups_Ozone Laundry Treatment
Commercial | Com ¦ ENERGY STAR Griddle (74% eff) | 2026 | SC A | million_m3 | After Competition Groups | 0.82529 | 0 | 0 | 328.6586 | 0.0025111 | 24 | Commercial_2026_SC A_million_m3_After Competition Groups_24 | ENERGY STAR Griddle (74% eff) | 0.2511% | 0 | 0.82529 | Commercial_2026_SC A_million_m3_After Competition Groups_ENERGY STAR Griddle (74% eff)
Commercial | Com ¦ ENERGY STAR Dishwasher | 2026 | SC A | million_m3 | After Competition Groups | 0.79172 | 62342.8617 | 0.062343 | 328.6586 | 0.0024089 | 25 | Commercial_2026_SC A_million_m3_After Competition Groups_25 | ENERGY STAR Dishwasher | 0.2409% | 0.062343 | 0.79172 | Commercial_2026_SC A_million_m3_After Competition Groups_ENERGY STAR Dishwasher
Commercial | Com ¦ Infrared Heaters | 2026 | SC A | million_m3 | After Competition Groups | 0.6657 | 71953.2589 | 0.071953 | 328.6586 | 0.0020255 | 26 | Commercial_2026_SC A_million_m3_After Competition Groups_26 | Infrared Heaters | 0.2025% | 0.071953 | 0.6657 | Commercial_2026_SC A_million_m3_After Competition Groups_Infrared Heaters
Commercial | Com ¦ CEE Tier 2/Energy Star Clothes Washers | 2026 | SC A | million_m3 | After Competition Groups | 0.42582 | 18515.6299 | 0.018516 | 328.6586 | 0.0012956 | 27 | Commercial_2026_SC A_million_m3_After Competition Groups_27 | CEE Tier 2/Energy Star Clothes Washers | 0.1296% | 0.018516 | 0.42582 | Commercial_2026_SC A_million_m3_After Competition Groups_CEE Tier 2/Energy Star Clothes Washers
Commercial | Com ¦ Drain Water Heat Recovery (DWHR) ¦ Retro | 2026 | SC A | million_m3 | After Competition Groups | 0.31529 | 16291.5906 | 0.016292 | 328.6586 | 0.00095932 | 28 | Commercial_2026_SC A_million_m3_After Competition Groups_28 | Drain Water Heat Recovery (DWHR) ¦ Retro | 0.09593% | 0.016292 | 0.31529 | Commercial_2026_SC A_million_m3_After Competition Groups_Drain Water Heat Recovery (DWHR) ¦ Retro
Commercial | Com ¦ ENERGY STAR Steam Cooker | 2026 | SC A | million_m3 | After Competition Groups | 0.22846 | 9193.8322 | 0.0091938 | 328.6586 | 0.00069514 | 29 | Commercial_2026_SC A_million_m3_After Competition Groups_29 | ENERGY STAR Steam Cooker | 0.06951% | 0.0091938 | 0.22846 | Commercial_2026_SC A_million_m3_After Competition Groups_ENERGY STAR Steam Cooker
Commercial | Com ¦ Low Flow Pre-Rinse Spray Nozzle | 2026 | SC A | million_m3 | After Competition Groups | 0.21879 | 4599.0186 | 0.004599 | 328.6586 | 0.00066571 | 30 | Commercial_2026_SC A_million_m3_After Competition Groups_30 | Low Flow Pre-Rinse Spray Nozzle | 0.06657% | 0.004599 | 0.21879 | Commercial_2026_SC A_million_m3_After Competition Groups_Low Flow Pre-Rinse Spray Nozzle
Commercial | Com ¦ Energy Recovery Ventilation and Ventilation (Enhanced) | 2026 | SC A | million_m3 | After Competition Groups | 0.15311 | 6685.3026 | 0.0066853 | 328.6586 | 0.00046586 | 31 | Commercial_2026_SC A_million_m3_After Competition Groups_31 | Energy Recovery Ventilation and Ventilation (Enhanced) | 0.04659% | 0.0066853 | 0.15311 | Commercial_2026_SC A_million_m3_After Competition Groups_Energy Recovery Ventilation and Ventilation (Enhanced)
Commercial | Com ¦ Drain Water Heat Recovery (DWHR) ¦New | 2026 | SC A | million_m3 | After Competition Groups | 0.068404 | 4552.4284 | 0.0045524 | 328.6586 | 0.00020813 | 32 | Commercial_2026_SC A_million_m3_After Competition Groups_32 | Drain Water Heat Recovery (DWHR) ¦New | 0.02081% | 0.0045524 | 0.068404 | Commercial_2026_SC A_million_m3_After Competition Groups_Drain Water Heat Recovery (DWHR) ¦New
Commercial | Com ¦ Heat Recovery Ventilator | 2026 | SC A | million_m3 | After Competition Groups | 0.032864 | 872.7173 | 0.00087272 | 328.6586 | 9.9996e-05 | 33 | Commercial_2026_SC A_million_m3_After Competition Groups_33 | Heat Recovery Ventilator | 0.01% | 0.00087272 | 0.032864 | Commercial_2026_SC A_million_m3_After Competition Groups_Heat Recovery Ventilator
Commercial | Com ¦ Solar Water Preheat (Pools/DHW) | 2026 | SC A | million_m3 | After Competition Groups | 0.015586 | 1724.9965 | 0.001725 | 328.6586 | 4.7422e-05 | 34 | Commercial_2026_SC A_million_m3_After Competition Groups_34 | Solar Water Preheat (Pools/DHW) | 0.004742% | 0.001725 | 0.015586 | Commercial_2026_SC A_million_m3_After Competition Groups_Solar Water Preheat (Pools/DHW)
Commercial | Com ¦ Gas Heat Pump Water Heater | 2026 | SC A | million_m3 | After Competition Groups | 0.00033989 | 0 | 0 | 328.6586 | 1.0342e-06 | 35 | Commercial_2026_SC A_million_m3_After Competition Groups_35 | Gas Heat Pump Water Heater | 0.0001034% | 0 | 0.00033989 | Commercial_2026_SC A_million_m3_After Competition Groups_Gas Heat Pump Water Heater
Commercial | Com ¦ Air Curtains | 2026 | SC A | million_m3 | After Competition Groups | 7.9003e-05 | 0 | 0 | 328.6586 | 2.4038e-07 | 36 | Commercial_2026_SC A_million_m3_After Competition Groups_36 | Air Curtains | 2.404e-05% | 0 | 7.9003e-05 | Commercial_2026_SC A_million_m3_After Competition Groups_Air Curtains
Commercial | Com ¦ Demand Control Ventilation | 2026 | SC B | million_m3 | After Competition Groups | 87.4913 | 22910207.4 | 22.9102 | 708.7105 | 0.12345 | 1 | Commercial_2026_SC B_million_m3_After Competition Groups_1 | Demand Control Ventilation | 12.35% | 22.9102 | 87.4913 | Commercial_2026_SC B_million_m3_After Competition Groups_Demand Control Ventilation
Commercial | Com ¦ Adaptive Thermostats | 2026 | SC B | million_m3 | After Competition Groups | 81.7302 | 3895018.8409 | 3.895 | 708.7105 | 0.11532 | 2 | Commercial_2026_SC B_million_m3_After Competition Groups_2 | Adaptive Thermostats | 11.53% | 3.895 | 81.7302 | Commercial_2026_SC B_million_m3_After Competition Groups_Adaptive Thermostats
Commercial | Com ¦ Condensing Boiler ¦ Std | 2026 | SC B | million_m3 | After Competition Groups | 61.0958 | 35531333.0764 | 35.5313 | 708.7105 | 0.086207 | 3 | Commercial_2026_SC B_million_m3_After Competition Groups_3 | Condensing Boiler ¦ Std | 8.621% | 35.5313 | 61.0958 | Commercial_2026_SC B_million_m3_After Competition Groups_Condensing Boiler ¦ Std
Commercial | Com ¦ Air Handler with Dedicated Outdoor Air Systems | 2026 | SC B | million_m3 | After Competition Groups | 59.7086 | 20286099.7286 | 20.2861 | 708.7105 | 0.08425 | 4 | Commercial_2026_SC B_million_m3_After Competition Groups_4 | Air Handler with Dedicated Outdoor Air Systems | 8.425% | 20.2861 | 59.7086 | Commercial_2026_SC B_million_m3_After Competition Groups_Air Handler with Dedicated Outdoor Air Systems
Commercial | Com ¦ Building Recommissioning, Operations and Maintenance (O&M) Improvements | 2026 | SC B | million_m3 | After Competition Groups | 43.3911 | 13352777.9109 | 13.3528 | 708.7105 | 0.061225 | 5 | Commercial_2026_SC B_million_m3_After Competition Groups_5 | Building Recommissioning, Operations and Maintenance (O&M) Improvements | 6.123% | 13.3528 | 43.3911 | Commercial_2026_SC B_million_m3_After Competition Groups_Building Recommissioning, Operations and Maintenance (O&M) Improvements
Commercial | Com ¦ Boilers - Advanced Controls (Steam Systems) | 2026 | SC B | million_m3 | After Competition Groups | 37.4912 | 2734139.5678 | 2.7341 | 708.7105 | 0.052901 | 6 | Commercial_2026_SC B_million_m3_After Competition Groups_6 | Boilers - Advanced Controls (Steam Systems) | 5.29% | 2.7341 | 37.4912 | Commercial_2026_SC B_million_m3_After Competition Groups_Boilers - Advanced Controls (Steam Systems)
Commercial | Com ¦ Education and Capacity Building/Energy Behavior | 2026 | SC B | million_m3 | After Competition Groups | 34.0667 | 28726538.6057 | 28.7265 | 708.7105 | 0.048069 | 7 | Commercial_2026_SC B_million_m3_After Competition Groups_7 | Education and Capacity Building/Energy Behavior | 4.807% | 28.7265 | 34.0667 | Commercial_2026_SC B_million_m3_After Competition Groups_Education and Capacity Building/Energy Behavior
Commercial | Com ¦ Steam System Optimization | 2026 | SC B | million_m3 | After Competition Groups | 32.529 | 397649.3671 | 0.39765 | 708.7105 | 0.045899 | 8 | Commercial_2026_SC B_million_m3_After Competition Groups_8 | Steam System Optimization | 4.59% | 0.39765 | 32.529 | Commercial_2026_SC B_million_m3_After Competition Groups_Steam System Optimization
Commercial | Com ¦ Gas Fired Rooftop Units | 2026 | SC B | million_m3 | After Competition Groups | 32.2455 | 3541312.4608 | 3.5413 | 708.7105 | 0.045499 | 9 | Commercial_2026_SC B_million_m3_After Competition Groups_9 | Gas Fired Rooftop Units | 4.55% | 3.5413 | 32.2455 | Commercial_2026_SC B_million_m3_After Competition Groups_Gas Fired Rooftop Units
Commercial | Com ¦ Destratification | 2026 | SC B | million_m3 | After Competition Groups | 32.0386 | 3278418.8089 | 3.2784 | 708.7105 | 0.045207 | 10 | Commercial_2026_SC B_million_m3_After Competition Groups_10 | Destratification | 4.521% | 3.2784 | 32.0386 | Commercial_2026_SC B_million_m3_After Competition Groups_Destratification
Commercial | Com ¦ Demand Control Kitchen Ventilation | 2026 | SC B | million_m3 | After Competition Groups | 30.6429 | 4602821.9232 | 4.6028 | 708.7105 | 0.043237 | 11 | Commercial_2026_SC B_million_m3_After Competition Groups_11 | Demand Control Kitchen Ventilation | 4.324% | 4.6028 | 30.6429 | Commercial_2026_SC B_million_m3_After Competition Groups_Demand Control Kitchen Ventilation
Commercial | Com ¦ Furnace Tune-Up | 2026 | SC B | million_m3 | After Competition Groups | 30.3351 | 179652.604 | 0.17965 | 708.7105 | 0.042803 | 12 | Commercial_2026_SC B_million_m3_After Competition Groups_12 | Furnace Tune-Up | 4.28% | 0.17965 | 30.3351 | Commercial_2026_SC B_million_m3_After Competition Groups_Furnace Tune-Up
Commercial | Com ¦ Condensing Make Up Air Unit | 2026 | SC B | million_m3 | After Competition Groups | 25.3751 | 4619784.2447 | 4.6198 | 708.7105 | 0.035805 | 13 | Commercial_2026_SC B_million_m3_After Competition Groups_13 | Condensing Make Up Air Unit | 3.58% | 4.6198 | 25.3751 | Commercial_2026_SC B_million_m3_After Competition Groups_Condensing Make Up Air Unit
Commercial | Com ¦ Gas Fired Heat Pump | 2026 | SC B | million_m3 | After Competition Groups | 23.7268 | 4836445.6981 | 4.8364 | 708.7105 | 0.033479 | 14 | Commercial_2026_SC B_million_m3_After Competition Groups_14 | Gas Fired Heat Pump | 3.348% | 4.8364 | 23.7268 | Commercial_2026_SC B_million_m3_After Competition Groups_Gas Fired Heat Pump
Commercial | Com ¦ Advanced BAS/Controllers | 2026 | SC B | million_m3 | After Competition Groups | 19.3815 | 5399867.871 | 5.3999 | 708.7105 | 0.027348 | 15 | Commercial_2026_SC B_million_m3_After Competition Groups_15 | Advanced BAS/Controllers | 2.735% | 5.3999 | 19.3815 | Commercial_2026_SC B_million_m3_After Competition Groups_Advanced BAS/Controllers
Commercial | Com ¦ Wall Insulation | 2026 | SC B | million_m3 | After Competition Groups | 17.1667 | 1134943.5211 | 1.1349 | 708.7105 | 0.024222 | 16 | Commercial_2026_SC B_million_m3_After Competition Groups_16 | Wall Insulation | 2.422% | 1.1349 | 17.1667 | Commercial_2026_SC B_million_m3_After Competition Groups_Wall Insulation
Commercial | Com ¦ Condensing Unit Heaters or other Efficient Unit Heating System | 2026 | SC B | million_m3 | After Competition Groups | 13.187 | 5592598.3736 | 5.5926 | 708.7105 | 0.018607 | 17 | Commercial_2026_SC B_million_m3_After Competition Groups_17 | Condensing Unit Heaters or other Efficient Unit Heating System | 1.861% | 5.5926 | 13.187 | Commercial_2026_SC B_million_m3_After Competition Groups_Condensing Unit Heaters or other Efficient Unit Heating System
Commercial | Com ¦ Energy Efficient Laboratory Fume Hood | 2026 | SC B | million_m3 | After Competition Groups | 11.7267 | 4854193.9208 | 4.8542 | 708.7105 | 0.016547 | 18 | Commercial_2026_SC B_million_m3_After Competition Groups_18 | Energy Efficient Laboratory Fume Hood | 1.655% | 4.8542 | 11.7267 | Commercial_2026_SC B_million_m3_After Competition Groups_Energy Efficient Laboratory Fume Hood
Commercial | Com ¦ Demand controlled Circulating Systems | 2026 | SC B | million_m3 | After Competition Groups | 9.0178 | 889549.5302 | 0.88955 | 708.7105 | 0.012724 | 19 | Commercial_2026_SC B_million_m3_After Competition Groups_19 | Demand controlled Circulating Systems | 1.272% | 0.88955 | 9.0178 | Commercial_2026_SC B_million_m3_After Competition Groups_Demand controlled Circulating Systems
Commercial | Com ¦ Duct Insulation, R8 | 2026 | SC B | million_m3 | After Competition Groups | 6.9996 | 1454035.74 | 1.454 | 708.7105 | 0.0098765 | 20 | Commercial_2026_SC B_million_m3_After Competition Groups_20 | Duct Insulation, R8 | 0.9877% | 1.454 | 6.9996 | Commercial_2026_SC B_million_m3_After Competition Groups_Duct Insulation, R8
Commercial | Com ¦ Ozone Laundry Treatment | 2026 | SC B | million_m3 | After Competition Groups | 4.2217 | 1321555.7807 | 1.3216 | 708.7105 | 0.0059569 | 21 | Commercial_2026_SC B_million_m3_After Competition Groups_21 | Ozone Laundry Treatment | 0.5957% | 1.3216 | 4.2217 | Commercial_2026_SC B_million_m3_After Competition Groups_Ozone Laundry Treatment
Commercial | Com ¦ ENERGY STAR Fryer (84% eff) | 2026 | SC B | million_m3 | After Competition Groups | 3.2308 | 792008.4916 | 0.79201 | 708.7105 | 0.0045588 | 22 | Commercial_2026_SC B_million_m3_After Competition Groups_22 | ENERGY STAR Fryer (84% eff) | 0.4559% | 0.79201 | 3.2308 | Commercial_2026_SC B_million_m3_After Competition Groups_ENERGY STAR Fryer (84% eff)
Commercial | Com ¦ High Efficiency Underfired Broilers | 2026 | SC B | million_m3 | After Competition Groups | 2.8898 | 236334.8184 | 0.23633 | 708.7105 | 0.0040776 | 23 | Commercial_2026_SC B_million_m3_After Competition Groups_23 | High Efficiency Underfired Broilers | 0.4078% | 0.23633 | 2.8898 | Commercial_2026_SC B_million_m3_After Competition Groups_High Efficiency Underfired Broilers
Commercial | Com ¦ ENERGY STAR Griddle (74% eff) | 2026 | SC B | million_m3 | After Competition Groups | 2.1344 | 770289.6867 | 0.77029 | 708.7105 | 0.0030117 | 24 | Commercial_2026_SC B_million_m3_After Competition Groups_24 | ENERGY STAR Griddle (74% eff) | 0.3012% | 0.77029 | 2.1344 | Commercial_2026_SC B_million_m3_After Competition Groups_ENERGY STAR Griddle (74% eff)
Commercial | Com ¦ Infrared Heaters | 2026 | SC B | million_m3 | After Competition Groups | 1.6408 | 737509.7208 | 0.73751 | 708.7105 | 0.0023152 | 25 | Commercial_2026_SC B_million_m3_After Competition Groups_25 | Infrared Heaters | 0.2315% | 0.73751 | 1.6408 | Commercial_2026_SC B_million_m3_After Competition Groups_Infrared Heaters
Commercial | Com ¦ Heat Recovery Ventilator | 2026 | SC B | million_m3 | After Competition Groups | 1.0657 | 599200.0391 | 0.5992 | 708.7105 | 0.0015037 | 26 | Commercial_2026_SC B_million_m3_After Competition Groups_26 | Heat Recovery Ventilator | 0.1504% | 0.5992 | 1.0657 | Commercial_2026_SC B_million_m3_After Competition Groups_Heat Recovery Ventilator
Commercial | Com ¦ ENERGY STAR Dishwasher | 2026 | SC B | million_m3 | After Competition Groups | 0.99796 | 317596.8986 | 0.3176 | 708.7105 | 0.0014081 | 27 | Commercial_2026_SC B_million_m3_After Competition Groups_27 | ENERGY STAR Dishwasher | 0.1408% | 0.3176 | 0.99796 | Commercial_2026_SC B_million_m3_After Competition Groups_ENERGY STAR Dishwasher
Commercial | Com ¦ Energy Recovery Ventilation and Ventilation (Enhanced) | 2026 | SC B | million_m3 | After Competition Groups | 0.98191 | 487564.4844 | 0.48756 | 708.7105 | 0.0013855 | 28 | Commercial_2026_SC B_million_m3_After Competition Groups_28 | Energy Recovery Ventilation and Ventilation (Enhanced) | 0.1385% | 0.48756 | 0.98191 | Commercial_2026_SC B_million_m3_After Competition Groups_Energy Recovery Ventilation and Ventilation (Enhanced)
Commercial | Com ¦ Drain Water Heat Recovery (DWHR) ¦ Retro | 2026 | SC B | million_m3 | After Competition Groups | 0.77069 | 53510.3379 | 0.05351 | 708.7105 | 0.0010875 | 29 | Commercial_2026_SC B_million_m3_After Competition Groups_29 | Drain Water Heat Recovery (DWHR) ¦ Retro | 0.1087% | 0.05351 | 0.77069 | Commercial_2026_SC B_million_m3_After Competition Groups_Drain Water Heat Recovery (DWHR) ¦ Retro
Commercial | Com ¦ CEE Tier 2/Energy Star Clothes Washers | 2026 | SC B | million_m3 | After Competition Groups | 0.59508 | 104079.8964 | 0.10408 | 708.7105 | 0.00083966 | 30 | Commercial_2026_SC B_million_m3_After Competition Groups_30 | CEE Tier 2/Energy Star Clothes Washers | 0.08397% | 0.10408 | 0.59508 | Commercial_2026_SC B_million_m3_After Competition Groups_CEE Tier 2/Energy Star Clothes Washers
Commercial | Com ¦ Low Flow Pre-Rinse Spray Nozzle | 2026 | SC B | million_m3 | After Competition Groups | 0.33037 | 40193.5154 | 0.040194 | 708.7105 | 0.00046615 | 31 | Commercial_2026_SC B_million_m3_After Competition Groups_31 | Low Flow Pre-Rinse Spray Nozzle | 0.04662% | 0.040194 | 0.33037 | Commercial_2026_SC B_million_m3_After Competition Groups_Low Flow Pre-Rinse Spray Nozzle
Commercial | Com ¦ ENERGY STAR Steam Cooker | 2026 | SC B | million_m3 | After Competition Groups | 0.23121 | 14077.4939 | 0.014077 | 708.7105 | 0.00032624 | 32 | Commercial_2026_SC B_million_m3_After Competition Groups_32 | ENERGY STAR Steam Cooker | 0.03262% | 0.014077 | 0.23121 | Commercial_2026_SC B_million_m3_After Competition Groups_ENERGY STAR Steam Cooker
Commercial | Com ¦ Drain Water Heat Recovery (DWHR) ¦New | 2026 | SC B | million_m3 | After Competition Groups | 0.10165 | 12708.0866 | 0.012708 | 708.7105 | 0.00014343 | 33 | Commercial_2026_SC B_million_m3_After Competition Groups_33 | Drain Water Heat Recovery (DWHR) ¦New | 0.01434% | 0.012708 | 0.10165 | Commercial_2026_SC B_million_m3_After Competition Groups_Drain Water Heat Recovery (DWHR) ¦New
Commercial | Com ¦ Air Curtains | 2026 | SC B | million_m3 | After Competition Groups | 0.080462 | 40100.2434 | 0.0401 | 708.7105 | 0.00011353 | 34 | Commercial_2026_SC B_million_m3_After Competition Groups_34 | Air Curtains | 0.01135% | 0.0401 | 0.080462 | Commercial_2026_SC B_million_m3_After Competition Groups_Air Curtains
Commercial | Com ¦ Gas Heat Pump Water Heater | 2026 | SC B | million_m3 | After Competition Groups | 0.047431 | 74971.1313 | 0.074971 | 708.7105 | 6.6926e-05 | 35 | Commercial_2026_SC B_million_m3_After Competition Groups_35 | Gas Heat Pump Water Heater | 0.006693% | 0.074971 | 0.047431 | Commercial_2026_SC B_million_m3_After Competition Groups_Gas Heat Pump Water Heater
Commercial | Com ¦ Solar Water Preheat (Pools/DHW) | 2026 | SC B | million_m3 | After Competition Groups | 0.043369 | 9538.9842 | 0.009539 | 708.7105 | 6.1194e-05 | 36 | Commercial_2026_SC B_million_m3_After Competition Groups_36 | Solar Water Preheat (Pools/DHW) | 0.006119% | 0.009539 | 0.043369 | Commercial_2026_SC B_million_m3_After Competition Groups_Solar Water Preheat (Pools/DHW)
Commercial | Com ¦ Adaptive Thermostats | 2026 | SC C | million_m3 | After Competition Groups | 39.0142 | 2239306.3881 | 2.2393 | 350.7266 | 0.11124 | 1 | Commercial_2026_SC C_million_m3_After Competition Groups_1 | Adaptive Thermostats | 11.12% | 2.2393 | 39.0142 | Commercial_2026_SC C_million_m3_After Competition Groups_Adaptive Thermostats
Commercial | Com ¦ Demand Control Ventilation | 2026 | SC C | million_m3 | After Competition Groups | 37.9993 | 5650465.944 | 5.6505 | 350.7266 | 0.10834 | 2 | Commercial_2026_SC C_million_m3_After Competition Groups_2 | Demand Control Ventilation | 10.83% | 5.6505 | 37.9993 | Commercial_2026_SC C_million_m3_After Competition Groups_Demand Control Ventilation
Commercial | Com ¦ Boilers - Advanced Controls (Steam Systems) | 2026 | SC C | million_m3 | After Competition Groups | 37.4916 | 2734439.2242 | 2.7344 | 350.7266 | 0.1069 | 3 | Commercial_2026_SC C_million_m3_After Competition Groups_3 | Boilers - Advanced Controls (Steam Systems) | 10.69% | 2.7344 | 37.4916 | Commercial_2026_SC C_million_m3_After Competition Groups_Boilers - Advanced Controls (Steam Systems)
Commercial | Com ¦ Condensing Boiler ¦ Std | 2026 | SC C | million_m3 | After Competition Groups | 30.5219 | 9305354.8646 | 9.3054 | 350.7266 | 0.087025 | 4 | Commercial_2026_SC C_million_m3_After Competition Groups_4 | Condensing Boiler ¦ Std | 8.702% | 9.3054 | 30.5219 | Commercial_2026_SC C_million_m3_After Competition Groups_Condensing Boiler ¦ Std
Commercial | Com ¦ Building Recommissioning, Operations and Maintenance (O&M) Improvements | 2026 | SC C | million_m3 | After Competition Groups | 27.8372 | 2828459.454 | 2.8285 | 350.7266 | 0.07937 | 5 | Commercial_2026_SC C_million_m3_After Competition Groups_5 | Building Recommissioning, Operations and Maintenance (O&M) Improvements | 7.937% | 2.8285 | 27.8372 | Commercial_2026_SC C_million_m3_After Competition Groups_Building Recommissioning, Operations and Maintenance (O&M) Improvements
Commercial | Com ¦ Air Handler with Dedicated Outdoor Air Systems | 2026 | SC C | million_m3 | After Competition Groups | 19.213 | 3486921.6431 | 3.4869 | 350.7266 | 0.054781 | 6 | Commercial_2026_SC C_million_m3_After Competition Groups_6 | Air Handler with Dedicated Outdoor Air Systems | 5.478% | 3.4869 | 19.213 | Commercial_2026_SC C_million_m3_After Competition Groups_Air Handler with Dedicated Outdoor Air Systems
Commercial | Com ¦ Condensing Make Up Air Unit | 2026 | SC C | million_m3 | After Competition Groups | 18.2717 | 3140649.8106 | 3.1406 | 350.7266 | 0.052097 | 7 | Commercial_2026_SC C_million_m3_After Competition Groups_7 | Condensing Make Up Air Unit | 5.21% | 3.1406 | 18.2717 | Commercial_2026_SC C_million_m3_After Competition Groups_Condensing Make Up Air Unit
Commercial | Com ¦ Gas Fired Heat Pump | 2026 | SC C | million_m3 | After Competition Groups | 17.2734 | 2556291.6147 | 2.5563 | 350.7266 | 0.04925 | 8 | Commercial_2026_SC C_million_m3_After Competition Groups_8 | Gas Fired Heat Pump | 4.925% | 2.5563 | 17.2734 | Commercial_2026_SC C_million_m3_After Competition Groups_Gas Fired Heat Pump
Commercial | Com ¦ Demand Control Kitchen Ventilation | 2026 | SC C | million_m3 | After Competition Groups | 14.7242 | 2215423.8696 | 2.2154 | 350.7266 | 0.041982 | 9 | Commercial_2026_SC C_million_m3_After Competition Groups_9 | Demand Control Kitchen Ventilation | 4.198% | 2.2154 | 14.7242 | Commercial_2026_SC C_million_m3_After Competition Groups_Demand Control Kitchen Ventilation
Commercial | Com ¦ Advanced BAS/Controllers | 2026 | SC C | million_m3 | After Competition Groups | 14.612 | 1836737.7931 | 1.8367 | 350.7266 | 0.041662 | 10 | Commercial_2026_SC C_million_m3_After Competition Groups_10 | Advanced BAS/Controllers | 4.166% | 1.8367 | 14.612 | Commercial_2026_SC C_million_m3_After Competition Groups_Advanced BAS/Controllers
Commercial | Com ¦ Gas Fired Rooftop Units | 2026 | SC C | million_m3 | After Competition Groups | 14.1709 | 1538936.2749 | 1.5389 | 350.7266 | 0.040404 | 11 | Commercial_2026_SC C_million_m3_After Competition Groups_11 | Gas Fired Rooftop Units | 4.04% | 1.5389 | 14.1709 | Commercial_2026_SC C_million_m3_After Competition Groups_Gas Fired Rooftop Units
Commercial | Com ¦ Steam System Optimization | 2026 | SC C | million_m3 | After Competition Groups | 13.3064 | 203182.3687 | 0.20318 | 350.7266 | 0.037939 | 12 | Commercial_2026_SC C_million_m3_After Competition Groups_12 | Steam System Optimization | 3.794% | 0.20318 | 13.3064 | Commercial_2026_SC C_million_m3_After Competition Groups_Steam System Optimization
Commercial | Com ¦ Destratification | 2026 | SC C | million_m3 | After Competition Groups | 13.0379 | 1648758.9558 | 1.6488 | 350.7266 | 0.037174 | 13 | Commercial_2026_SC C_million_m3_After Competition Groups_13 | Destratification | 3.717% | 1.6488 | 13.0379 | Commercial_2026_SC C_million_m3_After Competition Groups_Destratification
Commercial | Com ¦ Furnace Tune-Up | 2026 | SC C | million_m3 | After Competition Groups | 12.3682 | 90855.0199 | 0.090855 | 350.7266 | 0.035265 | 14 | Commercial_2026_SC C_million_m3_After Competition Groups_14 | Furnace Tune-Up | 3.526% | 0.090855 | 12.3682 | Commercial_2026_SC C_million_m3_After Competition Groups_Furnace Tune-Up
Commercial | Com ¦ Condensing Unit Heaters or other Efficient Unit Heating System | 2026 | SC C | million_m3 | After Competition Groups | 7.44 | 1777074.6416 | 1.7771 | 350.7266 | 0.021213 | 15 | Commercial_2026_SC C_million_m3_After Competition Groups_15 | Condensing Unit Heaters or other Efficient Unit Heating System | 2.121% | 1.7771 | 7.44 | Commercial_2026_SC C_million_m3_After Competition Groups_Condensing Unit Heaters or other Efficient Unit Heating System
Commercial | Com ¦ Wall Insulation | 2026 | SC C | million_m3 | After Competition Groups | 7.0245 | 580452.5328 | 0.58045 | 350.7266 | 0.020028 | 16 | Commercial_2026_SC C_million_m3_After Competition Groups_16 | Wall Insulation | 2.003% | 0.58045 | 7.0245 | Commercial_2026_SC C_million_m3_After Competition Groups_Wall Insulation
Commercial | Com ¦ Education and Capacity Building/Energy Behavior | 2026 | SC C | million_m3 | After Competition Groups | 6.8133 | 5745307.7211 | 5.7453 | 350.7266 | 0.019426 | 17 | Commercial_2026_SC C_million_m3_After Competition Groups_17 | Education and Capacity Building/Energy Behavior | 1.943% | 5.7453 | 6.8133 | Commercial_2026_SC C_million_m3_After Competition Groups_Education and Capacity Building/Energy Behavior
Commercial | Com ¦ Demand controlled Circulating Systems | 2026 | SC C | million_m3 | After Competition Groups | 3.5487 | 318227.777 | 0.31823 | 350.7266 | 0.010118 | 18 | Commercial_2026_SC C_million_m3_After Competition Groups_18 | Demand controlled Circulating Systems | 1.012% | 0.31823 | 3.5487 | Commercial_2026_SC C_million_m3_After Competition Groups_Demand controlled Circulating Systems
Commercial | Com ¦ Duct Insulation, R8 | 2026 | SC C | million_m3 | After Competition Groups | 2.6599 | 549504.5093 | 0.5495 | 350.7266 | 0.007584 | 19 | Commercial_2026_SC C_million_m3_After Competition Groups_19 | Duct Insulation, R8 | 0.7584% | 0.5495 | 2.6599 | Commercial_2026_SC C_million_m3_After Competition Groups_Duct Insulation, R8
Commercial | Com ¦ ENERGY STAR Fryer (84% eff) | 2026 | SC C | million_m3 | After Competition Groups | 2.5531 | 315239.9854 | 0.31524 | 350.7266 | 0.0072793 | 20 | Commercial_2026_SC C_million_m3_After Competition Groups_20 | ENERGY STAR Fryer (84% eff) | 0.7279% | 0.31524 | 2.5531 | Commercial_2026_SC C_million_m3_After Competition Groups_ENERGY STAR Fryer (84% eff)
Commercial | Com ¦ High Efficiency Underfired Broilers | 2026 | SC C | million_m3 | After Competition Groups | 2.4663 | 197389.8848 | 0.19739 | 350.7266 | 0.0070318 | 21 | Commercial_2026_SC C_million_m3_After Competition Groups_21 | High Efficiency Underfired Broilers | 0.7032% | 0.19739 | 2.4663 | Commercial_2026_SC C_million_m3_After Competition Groups_High Efficiency Underfired Broilers
Commercial | Com ¦ Energy Efficient Laboratory Fume Hood | 2026 | SC C | million_m3 | After Competition Groups | 2.4502 | 488863.7904 | 0.48886 | 350.7266 | 0.0069861 | 22 | Commercial_2026_SC C_million_m3_After Competition Groups_22 | Energy Efficient Laboratory Fume Hood | 0.6986% | 0.48886 | 2.4502 | Commercial_2026_SC C_million_m3_After Competition Groups_Energy Efficient Laboratory Fume Hood
Commercial | Com ¦ Ozone Laundry Treatment | 2026 | SC C | million_m3 | After Competition Groups | 1.4135 | 273883.431 | 0.27388 | 350.7266 | 0.0040301 | 23 | Commercial_2026_SC C_million_m3_After Competition Groups_23 | Ozone Laundry Treatment | 0.403% | 0.27388 | 1.4135 | Commercial_2026_SC C_million_m3_After Competition Groups_Ozone Laundry Treatment
Commercial | Com ¦ ENERGY STAR Griddle (74% eff) | 2026 | SC C | million_m3 | After Competition Groups | 1.204 | 157497.3598 | 0.1575 | 350.7266 | 0.0034329 | 24 | Commercial_2026_SC C_million_m3_After Competition Groups_24 | ENERGY STAR Griddle (74% eff) | 0.3433% | 0.1575 | 1.204 | Commercial_2026_SC C_million_m3_After Competition Groups_ENERGY STAR Griddle (74% eff)
Commercial | Com ¦ ENERGY STAR Dishwasher | 2026 | SC C | million_m3 | After Competition Groups | 0.87166 | 138585.6505 | 0.13859 | 350.7266 | 0.0024853 | 25 | Commercial_2026_SC C_million_m3_After Competition Groups_25 | ENERGY STAR Dishwasher | 0.2485% | 0.13859 | 0.87166 | Commercial_2026_SC C_million_m3_After Competition Groups_ENERGY STAR Dishwasher
Commercial | Com ¦ Infrared Heaters | 2026 | SC C | million_m3 | After Competition Groups | 0.79834 | 223893.3046 | 0.22389 | 350.7266 | 0.0022762 | 26 | Commercial_2026_SC C_million_m3_After Competition Groups_26 | Infrared Heaters | 0.2276% | 0.22389 | 0.79834 | Commercial_2026_SC C_million_m3_After Competition Groups_Infrared Heaters
Commercial | Com ¦ CEE Tier 2/Energy Star Clothes Washers | 2026 | SC C | million_m3 | After Competition Groups | 0.45993 | 40896.0927 | 0.040896 | 350.7266 | 0.0013114 | 27 | Commercial_2026_SC C_million_m3_After Competition Groups_27 | CEE Tier 2/Energy Star Clothes Washers | 0.1311% | 0.040896 | 0.45993 | Commercial_2026_SC C_million_m3_After Competition Groups_CEE Tier 2/Energy Star Clothes Washers
Commercial | Com ¦ Drain Water Heat Recovery (DWHR) ¦ Retro | 2026 | SC C | million_m3 | After Competition Groups | 0.31845 | 28199.9191 | 0.0282 | 350.7266 | 0.00090797 | 28 | Commercial_2026_SC C_million_m3_After Competition Groups_28 | Drain Water Heat Recovery (DWHR) ¦ Retro | 0.0908% | 0.0282 | 0.31845 | Commercial_2026_SC C_million_m3_After Competition Groups_Drain Water Heat Recovery (DWHR) ¦ Retro
Commercial | Com ¦ Low Flow Pre-Rinse Spray Nozzle | 2026 | SC C | million_m3 | After Competition Groups | 0.23344 | 14199.2897 | 0.014199 | 350.7266 | 0.00066559 | 29 | Commercial_2026_SC C_million_m3_After Competition Groups_29 | Low Flow Pre-Rinse Spray Nozzle | 0.06656% | 0.014199 | 0.23344 | Commercial_2026_SC C_million_m3_After Competition Groups_Low Flow Pre-Rinse Spray Nozzle
Commercial | Com ¦ ENERGY STAR Steam Cooker | 2026 | SC C | million_m3 | After Competition Groups | 0.23121 | 14079.0094 | 0.014079 | 350.7266 | 0.00065923 | 30 | Commercial_2026_SC C_million_m3_After Competition Groups_30 | ENERGY STAR Steam Cooker | 0.06592% | 0.014079 | 0.23121 | Commercial_2026_SC C_million_m3_After Competition Groups_ENERGY STAR Steam Cooker
Commercial | Com ¦ Energy Recovery Ventilation and Ventilation (Enhanced) | 2026 | SC C | million_m3 | After Competition Groups | 0.22657 | 52187.8504 | 0.052188 | 350.7266 | 0.00064601 | 31 | Commercial_2026_SC C_million_m3_After Competition Groups_31 | Energy Recovery Ventilation and Ventilation (Enhanced) | 0.0646% | 0.052188 | 0.22657 | Commercial_2026_SC C_million_m3_After Competition Groups_Energy Recovery Ventilation and Ventilation (Enhanced)
Commercial | Com ¦ Heat Recovery Ventilator | 2026 | SC C | million_m3 | After Competition Groups | 0.084764 | 16856.8938 | 0.016857 | 350.7266 | 0.00024168 | 32 | Commercial_2026_SC C_million_m3_After Competition Groups_32 | Heat Recovery Ventilator | 0.02417% | 0.016857 | 0.084764 | Commercial_2026_SC C_million_m3_After Competition Groups_Heat Recovery Ventilator
Commercial | Com ¦ Drain Water Heat Recovery (DWHR) ¦New | 2026 | SC C | million_m3 | After Competition Groups | 0.068926 | 7803.1934 | 0.0078032 | 350.7266 | 0.00019652 | 33 | Commercial_2026_SC C_million_m3_After Competition Groups_33 | Drain Water Heat Recovery (DWHR) ¦New | 0.01965% | 0.0078032 | 0.068926 | Commercial_2026_SC C_million_m3_After Competition Groups_Drain Water Heat Recovery (DWHR) ¦New
Commercial | Com ¦ Solar Water Preheat (Pools/DHW) | 2026 | SC C | million_m3 | After Competition Groups | 0.016471 | 3140.257 | 0.0031403 | 350.7266 | 4.6963e-05 | 34 | Commercial_2026_SC C_million_m3_After Competition Groups_34 | Solar Water Preheat (Pools/DHW) | 0.004696% | 0.0031403 | 0.016471 | Commercial_2026_SC C_million_m3_After Competition Groups_Solar Water Preheat (Pools/DHW)
Commercial | Com ¦ Gas Heat Pump Water Heater | 2026 | SC C | million_m3 | After Competition Groups | 0.0013456 | 568.1742 | 0.00056817 | 350.7266 | 3.8365e-06 | 35 | Commercial_2026_SC C_million_m3_After Competition Groups_35 | Gas Heat Pump Water Heater | 0.0003836% | 0.00056817 | 0.0013456 | Commercial_2026_SC C_million_m3_After Competition Groups_Gas Heat Pump Water Heater
Commercial | Com ¦ Air Curtains | 2026 | SC C | million_m3 | After Competition Groups | 0.00019986 | 38.0698 | 3.807e-05 | 350.7266 | 5.6985e-07 | 36 | Commercial_2026_SC C_million_m3_After Competition Groups_36 | Air Curtains | 5.698e-05% | 3.807e-05 | 0.00019986 | Commercial_2026_SC C_million_m3_After Competition Groups_Air Curtains
Commercial | Com ¦ Building Recommissioning, Operations and Maintenance (O&M) Improvements | 2026 | Technical | million_m3 | After Competition Groups | 255.6106 | 0 | 0 | 1879.4397 | 0.136 | 1 | Commercial_2026_Technical_million_m3_After Competition Groups_1 | Building Recommissioning, Operations and Maintenance (O&M) Improvements | 13.6% | 0 | 255.6106 | Commercial_2026_Technical_million_m3_After Competition Groups_Building Recommissioning, Operations and Maintenance (O&M) Improvements
Commercial | Com ¦ Demand Control Ventilation | 2026 | Technical | million_m3 | After Competition Groups | 175.2833 | 0 | 0 | 1879.4397 | 0.093264 | 2 | Commercial_2026_Technical_million_m3_After Competition Groups_2 | Demand Control Ventilation | 9.326% | 0 | 175.2833 | Commercial_2026_Technical_million_m3_After Competition Groups_Demand Control Ventilation
Commercial | Com ¦ Condensing Boiler ¦ Std | 2026 | Technical | million_m3 | After Competition Groups | 172.7869 | 0 | 0 | 1879.4397 | 0.091935 | 3 | Commercial_2026_Technical_million_m3_After Competition Groups_3 | Condensing Boiler ¦ Std | 9.194% | 0 | 172.7869 | Commercial_2026_Technical_million_m3_After Competition Groups_Condensing Boiler ¦ Std
Commercial | Com ¦ Boilers - Advanced Controls (Steam Systems) | 2026 | Technical | million_m3 | After Competition Groups | 138.312 | 0 | 0 | 1879.4397 | 0.073592 | 4 | Commercial_2026_Technical_million_m3_After Competition Groups_4 | Boilers - Advanced Controls (Steam Systems) | 7.359% | 0 | 138.312 | Commercial_2026_Technical_million_m3_After Competition Groups_Boilers - Advanced Controls (Steam Systems)
Commercial | Com ¦ Adaptive Thermostats | 2026 | Technical | million_m3 | After Competition Groups | 131.7901 | 0 | 0 | 1879.4397 | 0.070122 | 5 | Commercial_2026_Technical_million_m3_After Competition Groups_5 | Adaptive Thermostats | 7.012% | 0 | 131.7901 | Commercial_2026_Technical_million_m3_After Competition Groups_Adaptive Thermostats
Commercial | Com ¦ Gas Fired Rooftop Units | 2026 | Technical | million_m3 | After Competition Groups | 126.1958 | 0 | 0 | 1879.4397 | 0.067145 | 6 | Commercial_2026_Technical_million_m3_After Competition Groups_6 | Gas Fired Rooftop Units | 6.715% | 0 | 126.1958 | Commercial_2026_Technical_million_m3_After Competition Groups_Gas Fired Rooftop Units
Commercial | Com ¦ Air Handler with Dedicated Outdoor Air Systems | 2026 | Technical | million_m3 | After Competition Groups | 95.3606 | 0 | 0 | 1879.4397 | 0.050739 | 7 | Commercial_2026_Technical_million_m3_After Competition Groups_7 | Air Handler with Dedicated Outdoor Air Systems | 5.074% | 0 | 95.3606 | Commercial_2026_Technical_million_m3_After Competition Groups_Air Handler with Dedicated Outdoor Air Systems
Commercial | Com ¦ Education and Capacity Building/Energy Behavior | 2026 | Technical | million_m3 | After Competition Groups | 81.2206 | 0 | 0 | 1879.4397 | 0.043215 | 8 | Commercial_2026_Technical_million_m3_After Competition Groups_8 | Education and Capacity Building/Energy Behavior | 4.322% | 0 | 81.2206 | Commercial_2026_Technical_million_m3_After Competition Groups_Education and Capacity Building/Energy Behavior
Commercial | Com ¦ Advanced BAS/Controllers | 2026 | Technical | million_m3 | After Competition Groups | 71.4818 | 0 | 0 | 1879.4397 | 0.038034 | 9 | Commercial_2026_Technical_million_m3_After Competition Groups_9 | Advanced BAS/Controllers | 3.803% | 0 | 71.4818 | Commercial_2026_Technical_million_m3_After Competition Groups_Advanced BAS/Controllers
Commercial | Com ¦ Condensing Make Up Air Unit | 2026 | Technical | million_m3 | After Competition Groups | 60.2141 | 0 | 0 | 1879.4397 | 0.032038 | 10 | Commercial_2026_Technical_million_m3_After Competition Groups_10 | Condensing Make Up Air Unit | 3.204% | 0 | 60.2141 | Commercial_2026_Technical_million_m3_After Competition Groups_Condensing Make Up Air Unit
Commercial | Com ¦ Demand Control Kitchen Ventilation | 2026 | Technical | million_m3 | After Competition Groups | 58.7878 | 0 | 0 | 1879.4397 | 0.031279 | 11 | Commercial_2026_Technical_million_m3_After Competition Groups_11 | Demand Control Kitchen Ventilation | 3.128% | 0 | 58.7878 | Commercial_2026_Technical_million_m3_After Competition Groups_Demand Control Kitchen Ventilation
Commercial | Com ¦ Energy Recovery Ventilation and Ventilation (Enhanced) | 2026 | Technical | million_m3 | After Competition Groups | 53.4277 | 0 | 0 | 1879.4397 | 0.028427 | 12 | Commercial_2026_Technical_million_m3_After Competition Groups_12 | Energy Recovery Ventilation and Ventilation (Enhanced) | 2.843% | 0 | 53.4277 | Commercial_2026_Technical_million_m3_After Competition Groups_Energy Recovery Ventilation and Ventilation (Enhanced)
Commercial | Com ¦ Steam System Optimization | 2026 | Technical | million_m3 | After Competition Groups | 51.2982 | 0 | 0 | 1879.4397 | 0.027294 | 13 | Commercial_2026_Technical_million_m3_After Competition Groups_13 | Steam System Optimization | 2.729% | 0 | 51.2982 | Commercial_2026_Technical_million_m3_After Competition Groups_Steam System Optimization
Commercial | Com ¦ Gas Fired Heat Pump | 2026 | Technical | million_m3 | After Competition Groups | 51.0171 | 0 | 0 | 1879.4397 | 0.027145 | 14 | Commercial_2026_Technical_million_m3_After Competition Groups_14 | Gas Fired Heat Pump | 2.714% | 0 | 51.0171 | Commercial_2026_Technical_million_m3_After Competition Groups_Gas Fired Heat Pump
Commercial | Com ¦ Destratification | 2026 | Technical | million_m3 | After Competition Groups | 49.6711 | 0 | 0 | 1879.4397 | 0.026429 | 15 | Commercial_2026_Technical_million_m3_After Competition Groups_15 | Destratification | 2.643% | 0 | 49.6711 | Commercial_2026_Technical_million_m3_After Competition Groups_Destratification
Commercial | Com ¦ Furnace Tune-Up | 2026 | Technical | million_m3 | After Competition Groups | 48.3629 | 0 | 0 | 1879.4397 | 0.025733 | 16 | Commercial_2026_Technical_million_m3_After Competition Groups_16 | Furnace Tune-Up | 2.573% | 0 | 48.3629 | Commercial_2026_Technical_million_m3_After Competition Groups_Furnace Tune-Up
Commercial | Com ¦ Condensing Unit Heaters or other Efficient Unit Heating System | 2026 | Technical | million_m3 | After Competition Groups | 35.8294 | 0 | 0 | 1879.4397 | 0.019064 | 17 | Commercial_2026_Technical_million_m3_After Competition Groups_17 | Condensing Unit Heaters or other Efficient Unit Heating System | 1.906% | 0 | 35.8294 | Commercial_2026_Technical_million_m3_After Competition Groups_Condensing Unit Heaters or other Efficient Unit Heating System
Commercial | Com ¦ High Efficiency Condensing Furnace AFUE 95% from 80% code | 2026 | Technical | million_m3 | After Competition Groups | 35.5266 | 0 | 0 | 1879.4397 | 0.018903 | 18 | Commercial_2026_Technical_million_m3_After Competition Groups_18 | High Efficiency Condensing Furnace AFUE 95% from 80% code | 1.89% | 0 | 35.5266 | Commercial_2026_Technical_million_m3_After Competition Groups_High Efficiency Condensing Furnace AFUE 95% from 80% code
Commercial | Com ¦ Heat Recovery Ventilator | 2026 | Technical | million_m3 | After Competition Groups | 29.5726 | 0 | 0 | 1879.4397 | 0.015735 | 19 | Commercial_2026_Technical_million_m3_After Competition Groups_19 | Heat Recovery Ventilator | 1.573% | 0 | 29.5726 | Commercial_2026_Technical_million_m3_After Competition Groups_Heat Recovery Ventilator
Commercial | Com ¦ Wall Insulation | 2026 | Technical | million_m3 | After Competition Groups | 27.0463 | 0 | 0 | 1879.4397 | 0.014391 | 20 | Commercial_2026_Technical_million_m3_After Competition Groups_20 | Wall Insulation | 1.439% | 0 | 27.0463 | Commercial_2026_Technical_million_m3_After Competition Groups_Wall Insulation
Commercial | Com ¦ Energy Efficient Laboratory Fume Hood | 2026 | Technical | million_m3 | After Competition Groups | 19.0969 | 0 | 0 | 1879.4397 | 0.010161 | 21 | Commercial_2026_Technical_million_m3_After Competition Groups_21 | Energy Efficient Laboratory Fume Hood | 1.016% | 0 | 19.0969 | Commercial_2026_Technical_million_m3_After Competition Groups_Energy Efficient Laboratory Fume Hood
Commercial | Com ¦ Super-High Efficiency Furnaces (Emerging Tech) | 2026 | Technical | million_m3 | After Competition Groups | 15.4536 | 0 | 0 | 1879.4397 | 0.0082225 | 22 | Commercial_2026_Technical_million_m3_After Competition Groups_22 | Super-High Efficiency Furnaces (Emerging Tech) | 0.8222% | 0 | 15.4536 | Commercial_2026_Technical_million_m3_After Competition Groups_Super-High Efficiency Furnaces (Emerging Tech)
Commercial | Com ¦ Boiler Measures | 2026 | Technical | million_m3 | After Competition Groups | 14.2991 | 0 | 0 | 1879.4397 | 0.0076082 | 23 | Commercial_2026_Technical_million_m3_After Competition Groups_23 | Boiler Measures | 0.7608% | 0 | 14.2991 | Commercial_2026_Technical_million_m3_After Competition Groups_Boiler Measures
Commercial | Com ¦ Demand controlled Circulating Systems | 2026 | Technical | million_m3 | After Competition Groups | 14.2076 | 0 | 0 | 1879.4397 | 0.0075595 | 24 | Commercial_2026_Technical_million_m3_After Competition Groups_24 | Demand controlled Circulating Systems | 0.7559% | 0 | 14.2076 | Commercial_2026_Technical_million_m3_After Competition Groups_Demand controlled Circulating Systems
Commercial | Com ¦ Duct Insulation, R8 | 2026 | Technical | million_m3 | After Competition Groups | 11.0991 | 0 | 0 | 1879.4397 | 0.0059055 | 25 | Commercial_2026_Technical_million_m3_After Competition Groups_25 | Duct Insulation, R8 | 0.5906% | 0 | 11.0991 | Commercial_2026_Technical_million_m3_After Competition Groups_Duct Insulation, R8
Commercial | Com ¦ Roof Insulation/Ceiling Insulation (R25 Code to R35) | 2026 | Technical | million_m3 | After Competition Groups | 8.4242 | 0 | 0 | 1879.4397 | 0.0044823 | 26 | Commercial_2026_Technical_million_m3_After Competition Groups_26 | Roof Insulation/Ceiling Insulation (R25 Code to R35) | 0.4482% | 0 | 8.4242 | Commercial_2026_Technical_million_m3_After Competition Groups_Roof Insulation/Ceiling Insulation (R25 Code to R35)
Commercial | Com ¦ Ozone Laundry Treatment | 2026 | Technical | million_m3 | After Competition Groups | 7.3459 | 0 | 0 | 1879.4397 | 0.0039086 | 27 | Commercial_2026_Technical_million_m3_After Competition Groups_27 | Ozone Laundry Treatment | 0.3909% | 0 | 7.3459 | Commercial_2026_Technical_million_m3_After Competition Groups_Ozone Laundry Treatment
Commercial | Com ¦ ENERGY STAR Fryer (84% eff) | 2026 | Technical | million_m3 | After Competition Groups | 5.6804 | 0 | 0 | 1879.4397 | 0.0030224 | 28 | Commercial_2026_Technical_million_m3_After Competition Groups_28 | ENERGY STAR Fryer (84% eff) | 0.3022% | 0 | 5.6804 | Commercial_2026_Technical_million_m3_After Competition Groups_ENERGY STAR Fryer (84% eff)
Commercial | Com ¦ Infrared Heaters | 2026 | Technical | million_m3 | After Competition Groups | 5.476 | 0 | 0 | 1879.4397 | 0.0029136 | 29 | Commercial_2026_Technical_million_m3_After Competition Groups_29 | Infrared Heaters | 0.2914% | 0 | 5.476 | Commercial_2026_Technical_million_m3_After Competition Groups_Infrared Heaters
Commercial | Com ¦ High Efficiency Underfired Broilers | 2026 | Technical | million_m3 | After Competition Groups | 4.8196 | 0 | 0 | 1879.4397 | 0.0025644 | 30 | Commercial_2026_Technical_million_m3_After Competition Groups_30 | High Efficiency Underfired Broilers | 0.2564% | 0 | 4.8196 | Commercial_2026_Technical_million_m3_After Competition Groups_High Efficiency Underfired Broilers
Commercial | Com ¦ Condensing Storage Water Heater | 2026 | Technical | million_m3 | After Competition Groups | 4.7683 | 0 | 0 | 1879.4397 | 0.0025371 | 31 | Commercial_2026_Technical_million_m3_After Competition Groups_31 | Condensing Storage Water Heater | 0.2537% | 0 | 4.7683 | Commercial_2026_Technical_million_m3_After Competition Groups_Condensing Storage Water Heater
Commercial | Com ¦ ENERGY STAR Griddle (74% eff) | 2026 | Technical | million_m3 | After Competition Groups | 3.7122 | 0 | 0 | 1879.4397 | 0.0019752 | 32 | Commercial_2026_Technical_million_m3_After Competition Groups_32 | ENERGY STAR Griddle (74% eff) | 0.1975% | 0 | 3.7122 | Commercial_2026_Technical_million_m3_After Competition Groups_ENERGY STAR Griddle (74% eff)
Commercial | Com ¦ HOTEL OCCUPANCY CONTROLS (HVAC + LIGHTING) | 2026 | Technical | million_m3 | After Competition Groups | 3.7029 | 0 | 0 | 1879.4397 | 0.0019702 | 33 | Commercial_2026_Technical_million_m3_After Competition Groups_33 | HOTEL OCCUPANCY CONTROLS (HVAC + LIGHTING) | 0.197% | 0 | 3.7029 | Commercial_2026_Technical_million_m3_After Competition Groups_HOTEL OCCUPANCY CONTROLS (HVAC + LIGHTING)
Commercial | Com ¦ Ice Rink Heat Recovery | 2026 | Technical | million_m3 | After Competition Groups | 3.5675 | 0 | 0 | 1879.4397 | 0.0018982 | 34 | Commercial_2026_Technical_million_m3_After Competition Groups_34 | Ice Rink Heat Recovery | 0.1898% | 0 | 3.5675 | Commercial_2026_Technical_million_m3_After Competition Groups_Ice Rink Heat Recovery
Commercial | Com ¦ ENERGY STAR Dishwasher | 2026 | Technical | million_m3 | After Competition Groups | 3.2461 | 0 | 0 | 1879.4397 | 0.0017272 | 35 | Commercial_2026_Technical_million_m3_After Competition Groups_35 | ENERGY STAR Dishwasher | 0.1727% | 0 | 3.2461 | Commercial_2026_Technical_million_m3_After Competition Groups_ENERGY STAR Dishwasher
Commercial | Com ¦ Dock Door Seals | 2026 | Technical | million_m3 | After Competition Groups | 1.7229 | 0 | 0 | 1879.4397 | 0.00091671 | 36 | Commercial_2026_Technical_million_m3_After Competition Groups_36 | Dock Door Seals | 0.09167% | 0 | 1.7229 | Commercial_2026_Technical_million_m3_After Competition Groups_Dock Door Seals
Commercial | Com ¦ Drain Water Heat Recovery (DWHR) ¦ Retro | 2026 | Technical | million_m3 | After Competition Groups | 1.1747 | 0 | 0 | 1879.4397 | 0.00062501 | 37 | Commercial_2026_Technical_million_m3_After Competition Groups_37 | Drain Water Heat Recovery (DWHR) ¦ Retro | 0.0625% | 0 | 1.1747 | Commercial_2026_Technical_million_m3_After Competition Groups_Drain Water Heat Recovery (DWHR) ¦ Retro
Commercial | Com ¦ CEE Tier 2/Energy Star Clothes Washers | 2026 | Technical | million_m3 | After Competition Groups | 0.94463 | 0 | 0 | 1879.4397 | 0.00050261 | 38 | Commercial_2026_Technical_million_m3_After Competition Groups_38 | CEE Tier 2/Energy Star Clothes Washers | 0.05026% | 0 | 0.94463 | Commercial_2026_Technical_million_m3_After Competition Groups_CEE Tier 2/Energy Star Clothes Washers
Commercial | Com ¦ Low Flow Pre-Rinse Spray Nozzle | 2026 | Technical | million_m3 | After Competition Groups | 0.60733 | 0 | 0 | 1879.4397 | 0.00032314 | 39 | Commercial_2026_Technical_million_m3_After Competition Groups_39 | Low Flow Pre-Rinse Spray Nozzle | 0.03231% | 0 | 0.60733 | Commercial_2026_Technical_million_m3_After Competition Groups_Low Flow Pre-Rinse Spray Nozzle
Commercial | Com ¦ ENERGY STAR Steam Cooker | 2026 | Technical | million_m3 | After Competition Groups | 0.40644 | 0 | 0 | 1879.4397 | 0.00021625 | 40 | Commercial_2026_Technical_million_m3_After Competition Groups_40 | ENERGY STAR Steam Cooker | 0.02163% | 0 | 0.40644 | Commercial_2026_Technical_million_m3_After Competition Groups_ENERGY STAR Steam Cooker
Commercial | Com ¦ Drain Water Heat Recovery (DWHR) ¦New | 2026 | Technical | million_m3 | After Competition Groups | 0.32485 | 0 | 0 | 1879.4397 | 0.00017285 | 41 | Commercial_2026_Technical_million_m3_After Competition Groups_41 | Drain Water Heat Recovery (DWHR) ¦New | 0.01728% | 0 | 0.32485 | Commercial_2026_Technical_million_m3_After Competition Groups_Drain Water Heat Recovery (DWHR) ¦New
Commercial | Com ¦ Solar Water Preheat (Pools/DHW) | 2026 | Technical | million_m3 | After Competition Groups | 0.1908 | 0 | 0 | 1879.4397 | 0.00010152 | 42 | Commercial_2026_Technical_million_m3_After Competition Groups_42 | Solar Water Preheat (Pools/DHW) | 0.01015% | 0 | 0.1908 | Commercial_2026_Technical_million_m3_After Competition Groups_Solar Water Preheat (Pools/DHW)
Commercial | Com ¦ Air Curtains | 2026 | Technical | million_m3 | After Competition Groups | 0.13813 | 0 | 0 | 1879.4397 | 7.3496e-05 | 43 | Commercial_2026_Technical_million_m3_After Competition Groups_43 | Air Curtains | 0.00735% | 0 | 0.13813 | Commercial_2026_Technical_million_m3_After Competition Groups_Air Curtains
Commercial | Com ¦ Gas Convection Oven | 2026 | Technical | million_m3 | After Competition Groups | 0.095839 | 0 | 0 | 1879.4397 | 5.0993e-05 | 44 | Commercial_2026_Technical_million_m3_After Competition Groups_44 | Gas Convection Oven | 0.005099% | 0 | 0.095839 | Commercial_2026_Technical_million_m3_After Competition Groups_Gas Convection Oven
Commercial | Com ¦ Solar Preheat Make up Air | 2026 | Technical | million_m3 | After Competition Groups | 0.064222 | 0 | 0 | 1879.4397 | 3.4171e-05 | 45 | Commercial_2026_Technical_million_m3_After Competition Groups_45 | Solar Preheat Make up Air | 0.003417% | 0 | 0.064222 | Commercial_2026_Technical_million_m3_After Competition Groups_Solar Preheat Make up Air
Commercial | Com ¦ Super High Perf Glazing ¦RET | 2026 | Technical | million_m3 | After Competition Groups | 0.058032 | 0 | 0 | 1879.4397 | 3.0877e-05 | 46 | Commercial_2026_Technical_million_m3_After Competition Groups_46 | Super High Perf Glazing ¦RET | 0.003088% | 0 | 0.058032 | Commercial_2026_Technical_million_m3_After Competition Groups_Super High Perf Glazing ¦RET
Commercial | Com ¦ Super High Perf Glazing ¦New | 2026 | Technical | million_m3 | After Competition Groups | 0.016793 | 0 | 0 | 1879.4397 | 8.9349e-06 | 47 | Commercial_2026_Technical_million_m3_After Competition Groups_47 | Super High Perf Glazing ¦New | 0.0008935% | 0 | 0.016793 | Commercial_2026_Technical_million_m3_After Competition Groups_Super High Perf Glazing ¦New
Commercial | Com ¦ Building Recommissioning, Operations and Maintenance (O&M) Improvements | 2027 | Economic | million_m3 | After Competition Groups | 250.4728 | 0 | 0 | 1744.5887 | 0.14357 | 1 | Commercial_2027_Economic_million_m3_After Competition Groups_1 | Building Recommissioning, Operations and Maintenance (O&M) Improvements | 14.36% | 0 | 250.4728 | Commercial_2027_Economic_million_m3_After Competition Groups_Building Recommissioning, Operations and Maintenance (O&M) Improvements
Commercial | Com ¦ Condensing Boiler ¦ Std | 2027 | Economic | million_m3 | After Competition Groups | 190.5964 | 0 | 0 | 1744.5887 | 0.10925 | 2 | Commercial_2027_Economic_million_m3_After Competition Groups_2 | Condensing Boiler ¦ Std | 10.93% | 0 | 190.5964 | Commercial_2027_Economic_million_m3_After Competition Groups_Condensing Boiler ¦ Std
Commercial | Com ¦ Demand Control Ventilation | 2027 | Economic | million_m3 | After Competition Groups | 173.514 | 0 | 0 | 1744.5887 | 0.099458 | 3 | Commercial_2027_Economic_million_m3_After Competition Groups_3 | Demand Control Ventilation | 9.946% | 0 | 173.514 | Commercial_2027_Economic_million_m3_After Competition Groups_Demand Control Ventilation
Commercial | Com ¦ Boilers - Advanced Controls (Steam Systems) | 2027 | Economic | million_m3 | After Competition Groups | 139.3791 | 0 | 0 | 1744.5887 | 0.079892 | 4 | Commercial_2027_Economic_million_m3_After Competition Groups_4 | Boilers - Advanced Controls (Steam Systems) | 7.989% | 0 | 139.3791 | Commercial_2027_Economic_million_m3_After Competition Groups_Boilers - Advanced Controls (Steam Systems)
Commercial | Com ¦ Gas Fired Rooftop Units | 2027 | Economic | million_m3 | After Competition Groups | 138.1821 | 0 | 0 | 1744.5887 | 0.079206 | 5 | Commercial_2027_Economic_million_m3_After Competition Groups_5 | Gas Fired Rooftop Units | 7.921% | 0 | 138.1821 | Commercial_2027_Economic_million_m3_After Competition Groups_Gas Fired Rooftop Units
Commercial | Com ¦ Adaptive Thermostats | 2027 | Economic | million_m3 | After Competition Groups | 131.9121 | 0 | 0 | 1744.5887 | 0.075612 | 6 | Commercial_2027_Economic_million_m3_After Competition Groups_6 | Adaptive Thermostats | 7.561% | 0 | 131.9121 | Commercial_2027_Economic_million_m3_After Competition Groups_Adaptive Thermostats
Commercial | Com ¦ Air Handler with Dedicated Outdoor Air Systems | 2027 | Economic | million_m3 | After Competition Groups | 93.4438 | 0 | 0 | 1744.5887 | 0.053562 | 7 | Commercial_2027_Economic_million_m3_After Competition Groups_7 | Air Handler with Dedicated Outdoor Air Systems | 5.356% | 0 | 93.4438 | Commercial_2027_Economic_million_m3_After Competition Groups_Air Handler with Dedicated Outdoor Air Systems
Commercial | Com ¦ Education and Capacity Building/Energy Behavior | 2027 | Economic | million_m3 | After Competition Groups | 75.5825 | 0 | 0 | 1744.5887 | 0.043324 | 8 | Commercial_2027_Economic_million_m3_After Competition Groups_8 | Education and Capacity Building/Energy Behavior | 4.332% | 0 | 75.5825 | Commercial_2027_Economic_million_m3_After Competition Groups_Education and Capacity Building/Energy Behavior
Commercial | Com ¦ Advanced BAS/Controllers | 2027 | Economic | million_m3 | After Competition Groups | 72.0288 | 0 | 0 | 1744.5887 | 0.041287 | 9 | Commercial_2027_Economic_million_m3_After Competition Groups_9 | Advanced BAS/Controllers | 4.129% | 0 | 72.0288 | Commercial_2027_Economic_million_m3_After Competition Groups_Advanced BAS/Controllers
Commercial | Com ¦ Condensing Make Up Air Unit | 2027 | Economic | million_m3 | After Competition Groups | 66.4199 | 0 | 0 | 1744.5887 | 0.038072 | 10 | Commercial_2027_Economic_million_m3_After Competition Groups_10 | Condensing Make Up Air Unit | 3.807% | 0 | 66.4199 | Commercial_2027_Economic_million_m3_After Competition Groups_Condensing Make Up Air Unit
Commercial | Com ¦ Demand Control Kitchen Ventilation | 2027 | Economic | million_m3 | After Competition Groups | 60.6286 | 0 | 0 | 1744.5887 | 0.034752 | 11 | Commercial_2027_Economic_million_m3_After Competition Groups_11 | Demand Control Kitchen Ventilation | 3.475% | 0 | 60.6286 | Commercial_2027_Economic_million_m3_After Competition Groups_Demand Control Kitchen Ventilation
Commercial | Com ¦ Gas Fired Heat Pump | 2027 | Economic | million_m3 | After Competition Groups | 55.6232 | 0 | 0 | 1744.5887 | 0.031883 | 12 | Commercial_2027_Economic_million_m3_After Competition Groups_12 | Gas Fired Heat Pump | 3.188% | 0 | 55.6232 | Commercial_2027_Economic_million_m3_After Competition Groups_Gas Fired Heat Pump
Commercial | Com ¦ Steam System Optimization | 2027 | Economic | million_m3 | After Competition Groups | 50.2671 | 0 | 0 | 1744.5887 | 0.028813 | 13 | Commercial_2027_Economic_million_m3_After Competition Groups_13 | Steam System Optimization | 2.881% | 0 | 50.2671 | Commercial_2027_Economic_million_m3_After Competition Groups_Steam System Optimization
Commercial | Com ¦ Destratification | 2027 | Economic | million_m3 | After Competition Groups | 48.638 | 0 | 0 | 1744.5887 | 0.027879 | 14 | Commercial_2027_Economic_million_m3_After Competition Groups_14 | Destratification | 2.788% | 0 | 48.638 | Commercial_2027_Economic_million_m3_After Competition Groups_Destratification
Commercial | Com ¦ Furnace Tune-Up | 2027 | Economic | million_m3 | After Competition Groups | 47.3908 | 0 | 0 | 1744.5887 | 0.027164 | 15 | Commercial_2027_Economic_million_m3_After Competition Groups_15 | Furnace Tune-Up | 2.716% | 0 | 47.3908 | Commercial_2027_Economic_million_m3_After Competition Groups_Furnace Tune-Up
Commercial | Com ¦ Condensing Unit Heaters or other Efficient Unit Heating System | 2027 | Economic | million_m3 | After Competition Groups | 39.461 | 0 | 0 | 1744.5887 | 0.022619 | 16 | Commercial_2027_Economic_million_m3_After Competition Groups_16 | Condensing Unit Heaters or other Efficient Unit Heating System | 2.262% | 0 | 39.461 | Commercial_2027_Economic_million_m3_After Competition Groups_Condensing Unit Heaters or other Efficient Unit Heating System
Commercial | Com ¦ Wall Insulation | 2027 | Economic | million_m3 | After Competition Groups | 26.5027 | 0 | 0 | 1744.5887 | 0.015191 | 17 | Commercial_2027_Economic_million_m3_After Competition Groups_17 | Wall Insulation | 1.519% | 0 | 26.5027 | Commercial_2027_Economic_million_m3_After Competition Groups_Wall Insulation
Commercial | Com ¦ Energy Efficient Laboratory Fume Hood | 2027 | Economic | million_m3 | After Competition Groups | 18.7131 | 0 | 0 | 1744.5887 | 0.010726 | 18 | Commercial_2027_Economic_million_m3_After Competition Groups_18 | Energy Efficient Laboratory Fume Hood | 1.073% | 0 | 18.7131 | Commercial_2027_Economic_million_m3_After Competition Groups_Energy Efficient Laboratory Fume Hood
Commercial | Com ¦ Demand controlled Circulating Systems | 2027 | Economic | million_m3 | After Competition Groups | 13.922 | 0 | 0 | 1744.5887 | 0.0079801 | 19 | Commercial_2027_Economic_million_m3_After Competition Groups_19 | Demand controlled Circulating Systems | 0.798% | 0 | 13.922 | Commercial_2027_Economic_million_m3_After Competition Groups_Demand controlled Circulating Systems
Commercial | Com ¦ Duct Insulation, R8 | 2027 | Economic | million_m3 | After Competition Groups | 10.876 | 0 | 0 | 1744.5887 | 0.0062341 | 20 | Commercial_2027_Economic_million_m3_After Competition Groups_20 | Duct Insulation, R8 | 0.6234% | 0 | 10.876 | Commercial_2027_Economic_million_m3_After Competition Groups_Duct Insulation, R8
Commercial | Com ¦ Ozone Laundry Treatment | 2027 | Economic | million_m3 | After Competition Groups | 7.3858 | 0 | 0 | 1744.5887 | 0.0042335 | 21 | Commercial_2027_Economic_million_m3_After Competition Groups_21 | Ozone Laundry Treatment | 0.4234% | 0 | 7.3858 | Commercial_2027_Economic_million_m3_After Competition Groups_Ozone Laundry Treatment
Commercial | Com ¦ ENERGY STAR Fryer (84% eff) | 2027 | Economic | million_m3 | After Competition Groups | 6.1858 | 0 | 0 | 1744.5887 | 0.0035457 | 22 | Commercial_2027_Economic_million_m3_After Competition Groups_22 | ENERGY STAR Fryer (84% eff) | 0.3546% | 0 | 6.1858 | Commercial_2027_Economic_million_m3_After Competition Groups_ENERGY STAR Fryer (84% eff)
Commercial | Com ¦ Infrared Heaters | 2027 | Economic | million_m3 | After Competition Groups | 5.9809 | 0 | 0 | 1744.5887 | 0.0034283 | 23 | Commercial_2027_Economic_million_m3_After Competition Groups_23 | Infrared Heaters | 0.3428% | 0 | 5.9809 | Commercial_2027_Economic_million_m3_After Competition Groups_Infrared Heaters
Commercial | Com ¦ High Efficiency Underfired Broilers | 2027 | Economic | million_m3 | After Competition Groups | 5.2488 | 0 | 0 | 1744.5887 | 0.0030086 | 24 | Commercial_2027_Economic_million_m3_After Competition Groups_24 | High Efficiency Underfired Broilers | 0.3009% | 0 | 5.2488 | Commercial_2027_Economic_million_m3_After Competition Groups_High Efficiency Underfired Broilers
Commercial | Com ¦ ENERGY STAR Griddle (74% eff) | 2027 | Economic | million_m3 | After Competition Groups | 4.0467 | 0 | 0 | 1744.5887 | 0.0023195 | 25 | Commercial_2027_Economic_million_m3_After Competition Groups_25 | ENERGY STAR Griddle (74% eff) | 0.232% | 0 | 4.0467 | Commercial_2027_Economic_million_m3_After Competition Groups_ENERGY STAR Griddle (74% eff)
Commercial | Com ¦ ENERGY STAR Dishwasher | 2027 | Economic | million_m3 | After Competition Groups | 3.3439 | 0 | 0 | 1744.5887 | 0.0019167 | 26 | Commercial_2027_Economic_million_m3_After Competition Groups_26 | ENERGY STAR Dishwasher | 0.1917% | 0 | 3.3439 | Commercial_2027_Economic_million_m3_After Competition Groups_ENERGY STAR Dishwasher
Commercial | Com ¦ Energy Recovery Ventilation and Ventilation (Enhanced) | 2027 | Economic | million_m3 | After Competition Groups | 2.4899 | 0 | 0 | 1744.5887 | 0.0014272 | 27 | Commercial_2027_Economic_million_m3_After Competition Groups_27 | Energy Recovery Ventilation and Ventilation (Enhanced) | 0.1427% | 0 | 2.4899 | Commercial_2027_Economic_million_m3_After Competition Groups_Energy Recovery Ventilation and Ventilation (Enhanced)
Commercial | Com ¦ Heat Recovery Ventilator | 2027 | Economic | million_m3 | After Competition Groups | 2.1959 | 0 | 0 | 1744.5887 | 0.0012587 | 28 | Commercial_2027_Economic_million_m3_After Competition Groups_28 | Heat Recovery Ventilator | 0.1259% | 0 | 2.1959 | Commercial_2027_Economic_million_m3_After Competition Groups_Heat Recovery Ventilator
Commercial | Com ¦ Drain Water Heat Recovery (DWHR) ¦ Retro | 2027 | Economic | million_m3 | After Competition Groups | 1.1511 | 0 | 0 | 1744.5887 | 0.00065979 | 29 | Commercial_2027_Economic_million_m3_After Competition Groups_29 | Drain Water Heat Recovery (DWHR) ¦ Retro | 0.06598% | 0 | 1.1511 | Commercial_2027_Economic_million_m3_After Competition Groups_Drain Water Heat Recovery (DWHR) ¦ Retro
Commercial | Com ¦ CEE Tier 2/Energy Star Clothes Washers | 2027 | Economic | million_m3 | After Competition Groups | 1.0118 | 0 | 0 | 1744.5887 | 0.00057996 | 30 | Commercial_2027_Economic_million_m3_After Competition Groups_30 | CEE Tier 2/Energy Star Clothes Washers | 0.058% | 0 | 1.0118 | Commercial_2027_Economic_million_m3_After Competition Groups_CEE Tier 2/Energy Star Clothes Washers
Commercial | Com ¦ Low Flow Pre-Rinse Spray Nozzle | 2027 | Economic | million_m3 | After Competition Groups | 0.63181 | 0 | 0 | 1744.5887 | 0.00036216 | 31 | Commercial_2027_Economic_million_m3_After Competition Groups_31 | Low Flow Pre-Rinse Spray Nozzle | 0.03622% | 0 | 0.63181 | Commercial_2027_Economic_million_m3_After Competition Groups_Low Flow Pre-Rinse Spray Nozzle
Commercial | Com ¦ ENERGY STAR Steam Cooker | 2027 | Economic | million_m3 | After Competition Groups | 0.44261 | 0 | 0 | 1744.5887 | 0.0002537 | 32 | Commercial_2027_Economic_million_m3_After Competition Groups_32 | ENERGY STAR Steam Cooker | 0.02537% | 0 | 0.44261 | Commercial_2027_Economic_million_m3_After Competition Groups_ENERGY STAR Steam Cooker
Commercial | Com ¦ Drain Water Heat Recovery (DWHR) ¦New | 2027 | Economic | million_m3 | After Competition Groups | 0.36063 | 0 | 0 | 1744.5887 | 0.00020671 | 33 | Commercial_2027_Economic_million_m3_After Competition Groups_33 | Drain Water Heat Recovery (DWHR) ¦New | 0.02067% | 0 | 0.36063 | Commercial_2027_Economic_million_m3_After Competition Groups_Drain Water Heat Recovery (DWHR) ¦New
Commercial | Com ¦ Gas Heat Pump Water Heater | 2027 | Economic | million_m3 | After Competition Groups | 0.21889 | 0 | 0 | 1744.5887 | 0.00012547 | 34 | Commercial_2027_Economic_million_m3_After Competition Groups_34 | Gas Heat Pump Water Heater | 0.01255% | 0 | 0.21889 | Commercial_2027_Economic_million_m3_After Competition Groups_Gas Heat Pump Water Heater
Commercial | Com ¦ Solar Water Preheat (Pools/DHW) | 2027 | Economic | million_m3 | After Competition Groups | 0.20129 | 0 | 0 | 1744.5887 | 0.00011538 | 35 | Commercial_2027_Economic_million_m3_After Competition Groups_35 | Solar Water Preheat (Pools/DHW) | 0.01154% | 0 | 0.20129 | Commercial_2027_Economic_million_m3_After Competition Groups_Solar Water Preheat (Pools/DHW)
Commercial | Com ¦ Air Curtains | 2027 | Economic | million_m3 | After Competition Groups | 0.13907 | 0 | 0 | 1744.5887 | 7.9715e-05 | 36 | Commercial_2027_Economic_million_m3_After Competition Groups_36 | Air Curtains | 0.007972% | 0 | 0.13907 | Commercial_2027_Economic_million_m3_After Competition Groups_Air Curtains
Commercial | Com ¦ Adaptive Thermostats | 2027 | SC A | million_m3 | After Competition Groups | 45.5031 | 2287231.2033 | 2.2872 | 386.1636 | 0.11783 | 1 | Commercial_2027_SC A_million_m3_After Competition Groups_1 | Adaptive Thermostats | 11.78% | 2.2872 | 45.5031 | Commercial_2027_SC A_million_m3_After Competition Groups_Adaptive Thermostats
Commercial | Com ¦ Boilers - Advanced Controls (Steam Systems) | 2027 | SC A | million_m3 | After Competition Groups | 41.9371 | 1787076.9551 | 1.7871 | 386.1636 | 0.1086 | 2 | Commercial_2027_SC A_million_m3_After Competition Groups_2 | Boilers - Advanced Controls (Steam Systems) | 10.86% | 1.7871 | 41.9371 | Commercial_2027_SC A_million_m3_After Competition Groups_Boilers - Advanced Controls (Steam Systems)
Commercial | Com ¦ Demand Control Ventilation | 2027 | SC A | million_m3 | After Competition Groups | 41.4055 | 2078339.6044 | 2.0783 | 386.1636 | 0.10722 | 3 | Commercial_2027_SC A_million_m3_After Competition Groups_3 | Demand Control Ventilation | 10.72% | 2.0783 | 41.4055 | Commercial_2027_SC A_million_m3_After Competition Groups_Demand Control Ventilation
Commercial | Com ¦ Building Recommissioning, Operations and Maintenance (O&M) Improvements | 2027 | SC A | million_m3 | After Competition Groups | 31.8784 | 551027.7838 | 0.55103 | 386.1636 | 0.082552 | 4 | Commercial_2027_SC A_million_m3_After Competition Groups_4 | Building Recommissioning, Operations and Maintenance (O&M) Improvements | 8.255% | 0.55103 | 31.8784 | Commercial_2027_SC A_million_m3_After Competition Groups_Building Recommissioning, Operations and Maintenance (O&M) Improvements
Commercial | Com ¦ Condensing Boiler ¦ Std | 2027 | SC A | million_m3 | After Competition Groups | 27.8029 | 3472933.6767 | 3.4729 | 386.1636 | 0.071998 | 5 | Commercial_2027_SC A_million_m3_After Competition Groups_5 | Condensing Boiler ¦ Std | 7.2% | 3.4729 | 27.8029 | Commercial_2027_SC A_million_m3_After Competition Groups_Condensing Boiler ¦ Std
Commercial | Com ¦ Condensing Make Up Air Unit | 2027 | SC A | million_m3 | After Competition Groups | 20.9382 | 1532213.5872 | 1.5322 | 386.1636 | 0.054221 | 6 | Commercial_2027_SC A_million_m3_After Competition Groups_6 | Condensing Make Up Air Unit | 5.422% | 1.5322 | 20.9382 | Commercial_2027_SC A_million_m3_After Competition Groups_Condensing Make Up Air Unit
Commercial | Com ¦ Air Handler with Dedicated Outdoor Air Systems | 2027 | SC A | million_m3 | After Competition Groups | 19.1052 | 693427.3366 | 0.69343 | 386.1636 | 0.049474 | 7 | Commercial_2027_SC A_million_m3_After Competition Groups_7 | Air Handler with Dedicated Outdoor Air Systems | 4.947% | 0.69343 | 19.1052 | Commercial_2027_SC A_million_m3_After Competition Groups_Air Handler with Dedicated Outdoor Air Systems
Commercial | Com ¦ Gas Fired Heat Pump | 2027 | SC A | million_m3 | After Competition Groups | 18.7379 | 853676.129 | 0.85368 | 386.1636 | 0.048523 | 8 | Commercial_2027_SC A_million_m3_After Competition Groups_8 | Gas Fired Heat Pump | 4.852% | 0.85368 | 18.7379 | Commercial_2027_SC A_million_m3_After Competition Groups_Gas Fired Heat Pump
Commercial | Com ¦ Gas Fired Rooftop Units | 2027 | SC A | million_m3 | After Competition Groups | 18.2308 | 1249233.2553 | 1.2492 | 386.1636 | 0.04721 | 9 | Commercial_2027_SC A_million_m3_After Competition Groups_9 | Gas Fired Rooftop Units | 4.721% | 1.2492 | 18.2308 | Commercial_2027_SC A_million_m3_After Competition Groups_Gas Fired Rooftop Units
Commercial | Com ¦ Demand Control Kitchen Ventilation | 2027 | SC A | million_m3 | After Competition Groups | 16.8197 | 1018972.3109 | 1.019 | 386.1636 | 0.043556 | 10 | Commercial_2027_SC A_million_m3_After Competition Groups_10 | Demand Control Kitchen Ventilation | 4.356% | 1.019 | 16.8197 | Commercial_2027_SC A_million_m3_After Competition Groups_Demand Control Kitchen Ventilation
Commercial | Com ¦ Advanced BAS/Controllers | 2027 | SC A | million_m3 | After Competition Groups | 16.443 | 632631.1808 | 0.63263 | 386.1636 | 0.04258 | 11 | Commercial_2027_SC A_million_m3_After Competition Groups_11 | Advanced BAS/Controllers | 4.258% | 0.63263 | 16.443 | Commercial_2027_SC A_million_m3_After Competition Groups_Advanced BAS/Controllers
Commercial | Com ¦ Steam System Optimization | 2027 | SC A | million_m3 | After Competition Groups | 15.6011 | 217912.049 | 0.21791 | 386.1636 | 0.0404 | 12 | Commercial_2027_SC A_million_m3_After Competition Groups_12 | Steam System Optimization | 4.04% | 0.21791 | 15.6011 | Commercial_2027_SC A_million_m3_After Competition Groups_Steam System Optimization
Commercial | Com ¦ Furnace Tune-Up | 2027 | SC A | million_m3 | After Competition Groups | 14.4987 | 97475.4256 | 0.097475 | 386.1636 | 0.037545 | 13 | Commercial_2027_SC A_million_m3_After Competition Groups_13 | Furnace Tune-Up | 3.755% | 0.097475 | 14.4987 | Commercial_2027_SC A_million_m3_After Competition Groups_Furnace Tune-Up
Commercial | Com ¦ Destratification | 2027 | SC A | million_m3 | After Competition Groups | 14.4689 | 782925.9767 | 0.78293 | 386.1636 | 0.037468 | 14 | Commercial_2027_SC A_million_m3_After Competition Groups_14 | Destratification | 3.747% | 0.78293 | 14.4689 | Commercial_2027_SC A_million_m3_After Competition Groups_Destratification
Commercial | Com ¦ Wall Insulation | 2027 | SC A | million_m3 | After Competition Groups | 8.1709 | 451271.5115 | 0.45127 | 386.1636 | 0.021159 | 15 | Commercial_2027_SC A_million_m3_After Competition Groups_15 | Wall Insulation | 2.116% | 0.45127 | 8.1709 | Commercial_2027_SC A_million_m3_After Competition Groups_Wall Insulation
Commercial | Com ¦ Education and Capacity Building/Energy Behavior | 2027 | SC A | million_m3 | After Competition Groups | 7.8209 | 6460992.4384 | 6.461 | 386.1636 | 0.020253 | 16 | Commercial_2027_SC A_million_m3_After Competition Groups_16 | Education and Capacity Building/Energy Behavior | 2.025% | 6.461 | 7.8209 | Commercial_2027_SC A_million_m3_After Competition Groups_Education and Capacity Building/Energy Behavior
Commercial | Com ¦ Condensing Unit Heaters or other Efficient Unit Heating System | 2027 | SC A | million_m3 | After Competition Groups | 7.5877 | 663661.4429 | 0.66366 | 386.1636 | 0.019649 | 17 | Commercial_2027_SC A_million_m3_After Competition Groups_17 | Condensing Unit Heaters or other Efficient Unit Heating System | 1.965% | 0.66366 | 7.5877 | Commercial_2027_SC A_million_m3_After Competition Groups_Condensing Unit Heaters or other Efficient Unit Heating System
Commercial | Com ¦ Demand controlled Circulating Systems | 2027 | SC A | million_m3 | After Competition Groups | 4.0121 | 189951.425 | 0.18995 | 386.1636 | 0.01039 | 18 | Commercial_2027_SC A_million_m3_After Competition Groups_18 | Demand controlled Circulating Systems | 1.039% | 0.18995 | 4.0121 | Commercial_2027_SC A_million_m3_After Competition Groups_Demand controlled Circulating Systems
Commercial | Com ¦ High Efficiency Underfired Broilers | 2027 | SC A | million_m3 | After Competition Groups | 2.7485 | 109472.9897 | 0.10947 | 386.1636 | 0.0071175 | 19 | Commercial_2027_SC A_million_m3_After Competition Groups_19 | High Efficiency Underfired Broilers | 0.7118% | 0.10947 | 2.7485 | Commercial_2027_SC A_million_m3_After Competition Groups_High Efficiency Underfired Broilers
Commercial | Com ¦ Duct Insulation, R8 | 2027 | SC A | million_m3 | After Competition Groups | 2.5578 | 152031.2215 | 0.15203 | 386.1636 | 0.0066237 | 20 | Commercial_2027_SC A_million_m3_After Competition Groups_20 | Duct Insulation, R8 | 0.6624% | 0.15203 | 2.5578 | Commercial_2027_SC A_million_m3_After Competition Groups_Duct Insulation, R8
Commercial | Com ¦ ENERGY STAR Fryer (84% eff) | 2027 | SC A | million_m3 | After Competition Groups | 2.4877 | 138751.2012 | 0.13875 | 386.1636 | 0.0064422 | 21 | Commercial_2027_SC A_million_m3_After Competition Groups_21 | ENERGY STAR Fryer (84% eff) | 0.6442% | 0.13875 | 2.4877 | Commercial_2027_SC A_million_m3_After Competition Groups_ENERGY STAR Fryer (84% eff)
Commercial | Com ¦ Energy Efficient Laboratory Fume Hood | 2027 | SC A | million_m3 | After Competition Groups | 1.7871 | 0 | 0 | 386.1636 | 0.0046279 | 22 | Commercial_2027_SC A_million_m3_After Competition Groups_22 | Energy Efficient Laboratory Fume Hood | 0.4628% | 0 | 1.7871 | Commercial_2027_SC A_million_m3_After Competition Groups_Energy Efficient Laboratory Fume Hood
Commercial | Com ¦ Ozone Laundry Treatment | 2027 | SC A | million_m3 | After Competition Groups | 1.3272 | 110960.917 | 0.11096 | 386.1636 | 0.0034368 | 23 | Commercial_2027_SC A_million_m3_After Competition Groups_23 | Ozone Laundry Treatment | 0.3437% | 0.11096 | 1.3272 | Commercial_2027_SC A_million_m3_After Competition Groups_Ozone Laundry Treatment
Commercial | Com ¦ ENERGY STAR Dishwasher | 2027 | SC A | million_m3 | After Competition Groups | 0.89656 | 63718.3802 | 0.063718 | 386.1636 | 0.0023217 | 24 | Commercial_2027_SC A_million_m3_After Competition Groups_24 | ENERGY STAR Dishwasher | 0.2322% | 0.063718 | 0.89656 | Commercial_2027_SC A_million_m3_After Competition Groups_ENERGY STAR Dishwasher
Commercial | Com ¦ ENERGY STAR Griddle (74% eff) | 2027 | SC A | million_m3 | After Competition Groups | 0.88998 | 0 | 0 | 386.1636 | 0.0023047 | 25 | Commercial_2027_SC A_million_m3_After Competition Groups_25 | ENERGY STAR Griddle (74% eff) | 0.2305% | 0 | 0.88998 | Commercial_2027_SC A_million_m3_After Competition Groups_ENERGY STAR Griddle (74% eff)
Commercial | Com ¦ Infrared Heaters | 2027 | SC A | million_m3 | After Competition Groups | 0.83032 | 81035.0096 | 0.081035 | 386.1636 | 0.0021502 | 26 | Commercial_2027_SC A_million_m3_After Competition Groups_26 | Infrared Heaters | 0.215% | 0.081035 | 0.83032 | Commercial_2027_SC A_million_m3_After Competition Groups_Infrared Heaters
Commercial | Com ¦ CEE Tier 2/Energy Star Clothes Washers | 2027 | SC A | million_m3 | After Competition Groups | 0.48179 | 18638.1425 | 0.018638 | 386.1636 | 0.0012476 | 27 | Commercial_2027_SC A_million_m3_After Competition Groups_27 | CEE Tier 2/Energy Star Clothes Washers | 0.1248% | 0.018638 | 0.48179 | Commercial_2027_SC A_million_m3_After Competition Groups_CEE Tier 2/Energy Star Clothes Washers
Commercial | Com ¦ Drain Water Heat Recovery (DWHR) ¦ Retro | 2027 | SC A | million_m3 | After Competition Groups | 0.36927 | 16610.4464 | 0.01661 | 386.1636 | 0.00095626 | 28 | Commercial_2027_SC A_million_m3_After Competition Groups_28 | Drain Water Heat Recovery (DWHR) ¦ Retro | 0.09563% | 0.01661 | 0.36927 | Commercial_2027_SC A_million_m3_After Competition Groups_Drain Water Heat Recovery (DWHR) ¦ Retro
Commercial | Com ¦ ENERGY STAR Steam Cooker | 2027 | SC A | million_m3 | After Competition Groups | 0.25481 | 8646.2521 | 0.0086463 | 386.1636 | 0.00065985 | 29 | Commercial_2027_SC A_million_m3_After Competition Groups_29 | ENERGY STAR Steam Cooker | 0.06598% | 0.0086463 | 0.25481 | Commercial_2027_SC A_million_m3_After Competition Groups_ENERGY STAR Steam Cooker
Commercial | Com ¦ Low Flow Pre-Rinse Spray Nozzle | 2027 | SC A | million_m3 | After Competition Groups | 0.24417 | 4553.2176 | 0.0045532 | 386.1636 | 0.0006323 | 30 | Commercial_2027_SC A_million_m3_After Competition Groups_30 | Low Flow Pre-Rinse Spray Nozzle | 0.06323% | 0.0045532 | 0.24417 | Commercial_2027_SC A_million_m3_After Competition Groups_Low Flow Pre-Rinse Spray Nozzle
Commercial | Com ¦ Energy Recovery Ventilation and Ventilation (Enhanced) | 2027 | SC A | million_m3 | After Competition Groups | 0.18507 | 8171.8122 | 0.0081718 | 386.1636 | 0.00047926 | 31 | Commercial_2027_SC A_million_m3_After Competition Groups_31 | Energy Recovery Ventilation and Ventilation (Enhanced) | 0.04793% | 0.0081718 | 0.18507 | Commercial_2027_SC A_million_m3_After Competition Groups_Energy Recovery Ventilation and Ventilation (Enhanced)
Commercial | Com ¦ Drain Water Heat Recovery (DWHR) ¦New | 2027 | SC A | million_m3 | After Competition Groups | 0.083812 | 4917.5406 | 0.0049175 | 386.1636 | 0.00021704 | 32 | Commercial_2027_SC A_million_m3_After Competition Groups_32 | Drain Water Heat Recovery (DWHR) ¦New | 0.0217% | 0.0049175 | 0.083812 | Commercial_2027_SC A_million_m3_After Competition Groups_Drain Water Heat Recovery (DWHR) ¦New
Commercial | Com ¦ Heat Recovery Ventilator | 2027 | SC A | million_m3 | After Competition Groups | 0.036071 | 351.7858 | 0.00035179 | 386.1636 | 9.3408e-05 | 33 | Commercial_2027_SC A_million_m3_After Competition Groups_33 | Heat Recovery Ventilator | 0.009341% | 0.00035179 | 0.036071 | Commercial_2027_SC A_million_m3_After Competition Groups_Heat Recovery Ventilator
Commercial | Com ¦ Solar Water Preheat (Pools/DHW) | 2027 | SC A | million_m3 | After Competition Groups | 0.020753 | 2015.7299 | 0.0020157 | 386.1636 | 5.3742e-05 | 34 | Commercial_2027_SC A_million_m3_After Competition Groups_34 | Solar Water Preheat (Pools/DHW) | 0.005374% | 0.0020157 | 0.020753 | Commercial_2027_SC A_million_m3_After Competition Groups_Solar Water Preheat (Pools/DHW)
Commercial | Com ¦ Gas Heat Pump Water Heater | 2027 | SC A | million_m3 | After Competition Groups | 0.00046897 | 0 | 0 | 386.1636 | 1.2144e-06 | 35 | Commercial_2027_SC A_million_m3_After Competition Groups_35 | Gas Heat Pump Water Heater | 0.0001214% | 0 | 0.00046897 | Commercial_2027_SC A_million_m3_After Competition Groups_Gas Heat Pump Water Heater
Commercial | Com ¦ Air Curtains | 2027 | SC A | million_m3 | After Competition Groups | 8.7264e-05 | 0 | 0 | 386.1636 | 2.2598e-07 | 36 | Commercial_2027_SC A_million_m3_After Competition Groups_36 | Air Curtains | 2.26e-05% | 0 | 8.7264e-05 | Commercial_2027_SC A_million_m3_After Competition Groups_Air Curtains
Commercial | Com ¦ Demand Control Ventilation | 2027 | SC B | million_m3 | After Competition Groups | 100.6858 | 22295391.1431 | 22.2954 | 822.758 | 0.12238 | 1 | Commercial_2027_SC B_million_m3_After Competition Groups_1 | Demand Control Ventilation | 12.24% | 22.2954 | 100.6858 | Commercial_2027_SC B_million_m3_After Competition Groups_Demand Control Ventilation
Commercial | Com ¦ Adaptive Thermostats | 2027 | SC B | million_m3 | After Competition Groups | 91.8656 | 3649413.7675 | 3.6494 | 822.758 | 0.11166 | 2 | Commercial_2027_SC B_million_m3_After Competition Groups_2 | Adaptive Thermostats | 11.17% | 3.6494 | 91.8656 | Commercial_2027_SC B_million_m3_After Competition Groups_Adaptive Thermostats
Commercial | Com ¦ Condensing Boiler ¦ Std | 2027 | SC B | million_m3 | After Competition Groups | 74.984 | 38651936.5347 | 38.6519 | 822.758 | 0.091137 | 3 | Commercial_2027_SC B_million_m3_After Competition Groups_3 | Condensing Boiler ¦ Std | 9.114% | 38.6519 | 74.984 | Commercial_2027_SC B_million_m3_After Competition Groups_Condensing Boiler ¦ Std
Commercial | Com ¦ Air Handler with Dedicated Outdoor Air Systems | 2027 | SC B | million_m3 | After Competition Groups | 66.836 | 18695957.4948 | 18.696 | 822.758 | 0.081234 | 4 | Commercial_2027_SC B_million_m3_After Competition Groups_4 | Air Handler with Dedicated Outdoor Air Systems | 8.123% | 18.696 | 66.836 | Commercial_2027_SC B_million_m3_After Competition Groups_Air Handler with Dedicated Outdoor Air Systems
Commercial | Com ¦ Building Recommissioning, Operations and Maintenance (O&M) Improvements | 2027 | SC B | million_m3 | After Competition Groups | 53.5186 | 15512541.1833 | 15.5125 | 822.758 | 0.065048 | 5 | Commercial_2027_SC B_million_m3_After Competition Groups_5 | Building Recommissioning, Operations and Maintenance (O&M) Improvements | 6.505% | 15.5125 | 53.5186 | Commercial_2027_SC B_million_m3_After Competition Groups_Building Recommissioning, Operations and Maintenance (O&M) Improvements
Commercial | Com ¦ Boilers - Advanced Controls (Steam Systems) | 2027 | SC B | million_m3 | After Competition Groups | 42.3245 | 2775437.7225 | 2.7754 | 822.758 | 0.051442 | 6 | Commercial_2027_SC B_million_m3_After Competition Groups_6 | Boilers - Advanced Controls (Steam Systems) | 5.144% | 2.7754 | 42.3245 | Commercial_2027_SC B_million_m3_After Competition Groups_Boilers - Advanced Controls (Steam Systems)
Commercial | Com ¦ Gas Fired Rooftop Units | 2027 | SC B | million_m3 | After Competition Groups | 41.5359 | 4024314.7114 | 4.0243 | 822.758 | 0.050484 | 7 | Commercial_2027_SC B_million_m3_After Competition Groups_7 | Gas Fired Rooftop Units | 5.048% | 4.0243 | 41.5359 | Commercial_2027_SC B_million_m3_After Competition Groups_Gas Fired Rooftop Units
Commercial | Com ¦ Education and Capacity Building/Energy Behavior | 2027 | SC B | million_m3 | After Competition Groups | 39.1045 | 32304962.1922 | 32.305 | 822.758 | 0.047529 | 8 | Commercial_2027_SC B_million_m3_After Competition Groups_8 | Education and Capacity Building/Energy Behavior | 4.753% | 32.305 | 39.1045 | Commercial_2027_SC B_million_m3_After Competition Groups_Education and Capacity Building/Energy Behavior
Commercial | Com ¦ Steam System Optimization | 2027 | SC B | million_m3 | After Competition Groups | 36.3685 | 364575.8135 | 0.36458 | 822.758 | 0.044203 | 9 | Commercial_2027_SC B_million_m3_After Competition Groups_9 | Steam System Optimization | 4.42% | 0.36458 | 36.3685 | Commercial_2027_SC B_million_m3_After Competition Groups_Steam System Optimization
Commercial | Com ¦ Destratification | 2027 | SC B | million_m3 | After Competition Groups | 35.8778 | 3026380.3203 | 3.0264 | 822.758 | 0.043607 | 10 | Commercial_2027_SC B_million_m3_After Competition Groups_10 | Destratification | 4.361% | 3.0264 | 35.8778 | Commercial_2027_SC B_million_m3_After Competition Groups_Destratification
Commercial | Com ¦ Demand Control Kitchen Ventilation | 2027 | SC B | million_m3 | After Competition Groups | 35.2681 | 4376946.2608 | 4.3769 | 822.758 | 0.042866 | 11 | Commercial_2027_SC B_million_m3_After Competition Groups_11 | Demand Control Kitchen Ventilation | 4.287% | 4.3769 | 35.2681 | Commercial_2027_SC B_million_m3_After Competition Groups_Demand Control Kitchen Ventilation
Commercial | Com ¦ Furnace Tune-Up | 2027 | SC B | million_m3 | After Competition Groups | 33.9502 | 165444.9096 | 0.16544 | 822.758 | 0.041264 | 12 | Commercial_2027_SC B_million_m3_After Competition Groups_12 | Furnace Tune-Up | 4.126% | 0.16544 | 33.9502 | Commercial_2027_SC B_million_m3_After Competition Groups_Furnace Tune-Up
Commercial | Com ¦ Condensing Make Up Air Unit | 2027 | SC B | million_m3 | After Competition Groups | 30.5837 | 4931332.3677 | 4.9313 | 822.758 | 0.037172 | 13 | Commercial_2027_SC B_million_m3_After Competition Groups_13 | Condensing Make Up Air Unit | 3.717% | 4.9313 | 30.5837 | Commercial_2027_SC B_million_m3_After Competition Groups_Condensing Make Up Air Unit
Commercial | Com ¦ Gas Fired Heat Pump | 2027 | SC B | million_m3 | After Competition Groups | 28.145 | 5042925.8857 | 5.0429 | 822.758 | 0.034208 | 14 | Commercial_2027_SC B_million_m3_After Competition Groups_14 | Gas Fired Heat Pump | 3.421% | 5.0429 | 28.145 | Commercial_2027_SC B_million_m3_After Competition Groups_Gas Fired Heat Pump
Commercial | Com ¦ Advanced BAS/Controllers | 2027 | SC B | million_m3 | After Competition Groups | 23.0835 | 5954931.009 | 5.9549 | 822.758 | 0.028056 | 15 | Commercial_2027_SC B_million_m3_After Competition Groups_15 | Advanced BAS/Controllers | 2.806% | 5.9549 | 23.0835 | Commercial_2027_SC B_million_m3_After Competition Groups_Advanced BAS/Controllers
Commercial | Com ¦ Wall Insulation | 2027 | SC B | million_m3 | After Competition Groups | 19.1913 | 1040126.4216 | 1.0401 | 822.758 | 0.023326 | 16 | Commercial_2027_SC B_million_m3_After Competition Groups_16 | Wall Insulation | 2.333% | 1.0401 | 19.1913 | Commercial_2027_SC B_million_m3_After Competition Groups_Wall Insulation
Commercial | Com ¦ Condensing Unit Heaters or other Efficient Unit Heating System | 2027 | SC B | million_m3 | After Competition Groups | 16.2061 | 6111092.1576 | 6.1111 | 822.758 | 0.019697 | 17 | Commercial_2027_SC B_million_m3_After Competition Groups_17 | Condensing Unit Heaters or other Efficient Unit Heating System | 1.97% | 6.1111 | 16.2061 | Commercial_2027_SC B_million_m3_After Competition Groups_Condensing Unit Heaters or other Efficient Unit Heating System
Commercial | Com ¦ Energy Efficient Laboratory Fume Hood | 2027 | SC B | million_m3 | After Competition Groups | 13.1812 | 4494978.7941 | 4.495 | 822.758 | 0.016021 | 18 | Commercial_2027_SC B_million_m3_After Competition Groups_18 | Energy Efficient Laboratory Fume Hood | 1.602% | 4.495 | 13.1812 | Commercial_2027_SC B_million_m3_After Competition Groups_Energy Efficient Laboratory Fume Hood
Commercial | Com ¦ Demand controlled Circulating Systems | 2027 | SC B | million_m3 | After Competition Groups | 10.0813 | 812698.0661 | 0.8127 | 822.758 | 0.012253 | 19 | Commercial_2027_SC B_million_m3_After Competition Groups_19 | Demand controlled Circulating Systems | 1.225% | 0.8127 | 10.0813 | Commercial_2027_SC B_million_m3_After Competition Groups_Demand controlled Circulating Systems
Commercial | Com ¦ Duct Insulation, R8 | 2027 | SC B | million_m3 | After Competition Groups | 7.8298 | 1336455.7668 | 1.3365 | 822.758 | 0.0095165 | 20 | Commercial_2027_SC B_million_m3_After Competition Groups_20 | Duct Insulation, R8 | 0.9517% | 1.3365 | 7.8298 | Commercial_2027_SC B_million_m3_After Competition Groups_Duct Insulation, R8
Commercial | Com ¦ Ozone Laundry Treatment | 2027 | SC B | million_m3 | After Competition Groups | 4.7717 | 1248936.0843 | 1.2489 | 822.758 | 0.0057996 | 21 | Commercial_2027_SC B_million_m3_After Competition Groups_21 | Ozone Laundry Treatment | 0.58% | 1.2489 | 4.7717 | Commercial_2027_SC B_million_m3_After Competition Groups_Ozone Laundry Treatment
Commercial | Com ¦ ENERGY STAR Fryer (84% eff) | 2027 | SC B | million_m3 | After Competition Groups | 3.613 | 786733.94 | 0.78673 | 822.758 | 0.0043913 | 22 | Commercial_2027_SC B_million_m3_After Competition Groups_22 | ENERGY STAR Fryer (84% eff) | 0.4391% | 0.78673 | 3.613 | Commercial_2027_SC B_million_m3_After Competition Groups_ENERGY STAR Fryer (84% eff)
Commercial | Com ¦ High Efficiency Underfired Broilers | 2027 | SC B | million_m3 | After Competition Groups | 3.2961 | 233675.4287 | 0.23368 | 822.758 | 0.0040061 | 23 | Commercial_2027_SC B_million_m3_After Competition Groups_23 | High Efficiency Underfired Broilers | 0.4006% | 0.23368 | 3.2961 | Commercial_2027_SC B_million_m3_After Competition Groups_High Efficiency Underfired Broilers
Commercial | Com ¦ ENERGY STAR Griddle (74% eff) | 2027 | SC B | million_m3 | After Competition Groups | 2.3894 | 768671.2291 | 0.76867 | 822.758 | 0.0029041 | 24 | Commercial_2027_SC B_million_m3_After Competition Groups_24 | ENERGY STAR Griddle (74% eff) | 0.2904% | 0.76867 | 2.3894 | Commercial_2027_SC B_million_m3_After Competition Groups_ENERGY STAR Griddle (74% eff)
Commercial | Com ¦ Infrared Heaters | 2027 | SC B | million_m3 | After Competition Groups | 2.0569 | 813455.1779 | 0.81346 | 822.758 | 0.0025 | 25 | Commercial_2027_SC B_million_m3_After Competition Groups_25 | Infrared Heaters | 0.25% | 0.81346 | 2.0569 | Commercial_2027_SC B_million_m3_After Competition Groups_Infrared Heaters
Commercial | Com ¦ Heat Recovery Ventilator | 2027 | SC B | million_m3 | After Competition Groups | 1.2225 | 574120.7982 | 0.57412 | 822.758 | 0.0014858 | 26 | Commercial_2027_SC B_million_m3_After Competition Groups_26 | Heat Recovery Ventilator | 0.1486% | 0.57412 | 1.2225 | Commercial_2027_SC B_million_m3_After Competition Groups_Heat Recovery Ventilator
Commercial | Com ¦ Energy Recovery Ventilation and Ventilation (Enhanced) | 2027 | SC B | million_m3 | After Competition Groups | 1.1616 | 501874.0422 | 0.50187 | 822.758 | 0.0014118 | 27 | Commercial_2027_SC B_million_m3_After Competition Groups_27 | Energy Recovery Ventilation and Ventilation (Enhanced) | 0.1412% | 0.50187 | 1.1616 | Commercial_2027_SC B_million_m3_After Competition Groups_Energy Recovery Ventilation and Ventilation (Enhanced)
Commercial | Com ¦ ENERGY STAR Dishwasher | 2027 | SC B | million_m3 | After Competition Groups | 1.1318 | 325241.2794 | 0.32524 | 822.758 | 0.0013756 | 28 | Commercial_2027_SC B_million_m3_After Competition Groups_28 | ENERGY STAR Dishwasher | 0.1376% | 0.32524 | 1.1318 | Commercial_2027_SC B_million_m3_After Competition Groups_ENERGY STAR Dishwasher
Commercial | Com ¦ Drain Water Heat Recovery (DWHR) ¦ Retro | 2027 | SC B | million_m3 | After Competition Groups | 0.85898 | 48389.1331 | 0.048389 | 822.758 | 0.001044 | 29 | Commercial_2027_SC B_million_m3_After Competition Groups_29 | Drain Water Heat Recovery (DWHR) ¦ Retro | 0.1044% | 0.048389 | 0.85898 | Commercial_2027_SC B_million_m3_After Competition Groups_Drain Water Heat Recovery (DWHR) ¦ Retro
Commercial | Com ¦ CEE Tier 2/Energy Star Clothes Washers | 2027 | SC B | million_m3 | After Competition Groups | 0.67059 | 100571.8119 | 0.10057 | 822.758 | 0.00081505 | 30 | Commercial_2027_SC B_million_m3_After Competition Groups_30 | CEE Tier 2/Energy Star Clothes Washers | 0.08151% | 0.10057 | 0.67059 | Commercial_2027_SC B_million_m3_After Competition Groups_CEE Tier 2/Energy Star Clothes Washers
Commercial | Com ¦ Low Flow Pre-Rinse Spray Nozzle | 2027 | SC B | million_m3 | After Competition Groups | 0.36815 | 37369.6979 | 0.03737 | 822.758 | 0.00044746 | 31 | Commercial_2027_SC B_million_m3_After Competition Groups_31 | Low Flow Pre-Rinse Spray Nozzle | 0.04475% | 0.03737 | 0.36815 | Commercial_2027_SC B_million_m3_After Competition Groups_Low Flow Pre-Rinse Spray Nozzle
Commercial | Com ¦ ENERGY STAR Steam Cooker | 2027 | SC B | million_m3 | After Competition Groups | 0.25855 | 13984.6552 | 0.013985 | 822.758 | 0.00031425 | 32 | Commercial_2027_SC B_million_m3_After Competition Groups_32 | ENERGY STAR Steam Cooker | 0.03143% | 0.013985 | 0.25855 | Commercial_2027_SC B_million_m3_After Competition Groups_ENERGY STAR Steam Cooker
Commercial | Com ¦ Drain Water Heat Recovery (DWHR) ¦New | 2027 | SC B | million_m3 | After Competition Groups | 0.12671 | 14164.3946 | 0.014164 | 822.758 | 0.00015401 | 33 | Commercial_2027_SC B_million_m3_After Competition Groups_33 | Drain Water Heat Recovery (DWHR) ¦New | 0.0154% | 0.014164 | 0.12671 | Commercial_2027_SC B_million_m3_After Competition Groups_Drain Water Heat Recovery (DWHR) ¦New
Commercial | Com ¦ Air Curtains | 2027 | SC B | million_m3 | After Competition Groups | 0.090807 | 37784.5347 | 0.037785 | 822.758 | 0.00011037 | 34 | Commercial_2027_SC B_million_m3_After Competition Groups_34 | Air Curtains | 0.01104% | 0.037785 | 0.090807 | Commercial_2027_SC B_million_m3_After Competition Groups_Air Curtains
Commercial | Com ¦ Gas Heat Pump Water Heater | 2027 | SC B | million_m3 | After Competition Groups | 0.063416 | 87937.3632 | 0.087937 | 822.758 | 7.7078e-05 | 35 | Commercial_2027_SC B_million_m3_After Competition Groups_35 | Gas Heat Pump Water Heater | 0.007708% | 0.087937 | 0.063416 | Commercial_2027_SC B_million_m3_After Competition Groups_Gas Heat Pump Water Heater
Commercial | Com ¦ Solar Water Preheat (Pools/DHW) | 2027 | SC B | million_m3 | After Competition Groups | 0.056527 | 11003.3963 | 0.011003 | 822.758 | 6.8704e-05 | 36 | Commercial_2027_SC B_million_m3_After Competition Groups_36 | Solar Water Preheat (Pools/DHW) | 0.00687% | 0.011003 | 0.056527 | Commercial_2027_SC B_million_m3_After Competition Groups_Solar Water Preheat (Pools/DHW)
Commercial | Com ¦ Adaptive Thermostats | 2027 | SC C | million_m3 | After Competition Groups | 45.5122 | 2370543.2181 | 2.3705 | 413.9918 | 0.10994 | 1 | Commercial_2027_SC C_million_m3_After Competition Groups_1 | Adaptive Thermostats | 10.99% | 2.3705 | 45.5122 | Commercial_2027_SC C_million_m3_After Competition Groups_Adaptive Thermostats
Commercial | Com ¦ Demand Control Ventilation | 2027 | SC C | million_m3 | After Competition Groups | 45.3079 | 6205093.308 | 6.2051 | 413.9918 | 0.10944 | 2 | Commercial_2027_SC C_million_m3_After Competition Groups_2 | Demand Control Ventilation | 10.94% | 6.2051 | 45.3079 | Commercial_2027_SC C_million_m3_After Competition Groups_Demand Control Ventilation
Commercial | Com ¦ Boilers - Advanced Controls (Steam Systems) | 2027 | SC C | million_m3 | After Competition Groups | 42.3248 | 2775742.624 | 2.7757 | 413.9918 | 0.10224 | 3 | Commercial_2027_SC C_million_m3_After Competition Groups_3 | Boilers - Advanced Controls (Steam Systems) | 10.22% | 2.7757 | 42.3248 | Commercial_2027_SC C_million_m3_After Competition Groups_Boilers - Advanced Controls (Steam Systems)
Commercial | Com ¦ Condensing Boiler ¦ Std | 2027 | SC C | million_m3 | After Competition Groups | 37.3603 | 10469490.188 | 10.4695 | 413.9918 | 0.090244 | 4 | Commercial_2027_SC C_million_m3_After Competition Groups_4 | Condensing Boiler ¦ Std | 9.024% | 10.4695 | 37.3603 | Commercial_2027_SC C_million_m3_After Competition Groups_Condensing Boiler ¦ Std
Commercial | Com ¦ Building Recommissioning, Operations and Maintenance (O&M) Improvements | 2027 | SC C | million_m3 | After Competition Groups | 32.5062 | 3065696.3171 | 3.0657 | 413.9918 | 0.078519 | 5 | Commercial_2027_SC C_million_m3_After Competition Groups_5 | Building Recommissioning, Operations and Maintenance (O&M) Improvements | 7.852% | 3.0657 | 32.5062 | Commercial_2027_SC C_million_m3_After Competition Groups_Building Recommissioning, Operations and Maintenance (O&M) Improvements
Commercial | Com ¦ Air Handler with Dedicated Outdoor Air Systems | 2027 | SC C | million_m3 | After Competition Groups | 22.4543 | 3742138.4255 | 3.7421 | 413.9918 | 0.054238 | 6 | Commercial_2027_SC C_million_m3_After Competition Groups_6 | Air Handler with Dedicated Outdoor Air Systems | 5.424% | 3.7421 | 22.4543 | Commercial_2027_SC C_million_m3_After Competition Groups_Air Handler with Dedicated Outdoor Air Systems
Commercial | Com ¦ Condensing Make Up Air Unit | 2027 | SC C | million_m3 | After Competition Groups | 21.9197 | 3456664.01 | 3.4567 | 413.9918 | 0.052947 | 7 | Commercial_2027_SC C_million_m3_After Competition Groups_7 | Condensing Make Up Air Unit | 5.295% | 3.4567 | 21.9197 | Commercial_2027_SC C_million_m3_After Competition Groups_Condensing Make Up Air Unit
Commercial | Com ¦ Gas Fired Heat Pump | 2027 | SC C | million_m3 | After Competition Groups | 20.452 | 2756644.1186 | 2.7566 | 413.9918 | 0.049402 | 8 | Commercial_2027_SC C_million_m3_After Competition Groups_8 | Gas Fired Heat Pump | 4.94% | 2.7566 | 20.452 | Commercial_2027_SC C_million_m3_After Competition Groups_Gas Fired Heat Pump
Commercial | Com ¦ Gas Fired Rooftop Units | 2027 | SC C | million_m3 | After Competition Groups | 18.496 | 1841543.4454 | 1.8415 | 413.9918 | 0.044677 | 9 | Commercial_2027_SC C_million_m3_After Competition Groups_9 | Gas Fired Rooftop Units | 4.468% | 1.8415 | 18.496 | Commercial_2027_SC C_million_m3_After Competition Groups_Gas Fired Rooftop Units
Commercial | Com ¦ Demand Control Kitchen Ventilation | 2027 | SC C | million_m3 | After Competition Groups | 17.5585 | 2405065.2866 | 2.4051 | 413.9918 | 0.042413 | 10 | Commercial_2027_SC C_million_m3_After Competition Groups_10 | Demand Control Kitchen Ventilation | 4.241% | 2.4051 | 17.5585 | Commercial_2027_SC C_million_m3_After Competition Groups_Demand Control Kitchen Ventilation
Commercial | Com ¦ Advanced BAS/Controllers | 2027 | SC C | million_m3 | After Competition Groups | 16.8081 | 1928196.7976 | 1.9282 | 413.9918 | 0.0406 | 11 | Commercial_2027_SC C_million_m3_After Competition Groups_11 | Advanced BAS/Controllers | 4.06% | 1.9282 | 16.8081 | Commercial_2027_SC C_million_m3_After Competition Groups_Advanced BAS/Controllers
Commercial | Com ¦ Steam System Optimization | 2027 | SC C | million_m3 | After Competition Groups | 15.6011 | 217912.049 | 0.21791 | 413.9918 | 0.037685 | 12 | Commercial_2027_SC C_million_m3_After Competition Groups_12 | Steam System Optimization | 3.768% | 0.21791 | 15.6011 | Commercial_2027_SC C_million_m3_After Competition Groups_Steam System Optimization
Commercial | Com ¦ Destratification | 2027 | SC C | million_m3 | After Competition Groups | 15.2821 | 1769236.7496 | 1.7692 | 413.9918 | 0.036914 | 13 | Commercial_2027_SC C_million_m3_After Competition Groups_13 | Destratification | 3.691% | 1.7692 | 15.2821 | Commercial_2027_SC C_million_m3_After Competition Groups_Destratification
Commercial | Com ¦ Furnace Tune-Up | 2027 | SC C | million_m3 | After Competition Groups | 14.4987 | 97475.4256 | 0.097475 | 413.9918 | 0.035022 | 14 | Commercial_2027_SC C_million_m3_After Competition Groups_14 | Furnace Tune-Up | 3.502% | 0.097475 | 14.4987 | Commercial_2027_SC C_million_m3_After Competition Groups_Furnace Tune-Up
Commercial | Com ¦ Condensing Unit Heaters or other Efficient Unit Heating System | 2027 | SC C | million_m3 | After Competition Groups | 9.122 | 2013995.3886 | 2.014 | 413.9918 | 0.022034 | 15 | Commercial_2027_SC C_million_m3_After Competition Groups_15 | Condensing Unit Heaters or other Efficient Unit Heating System | 2.203% | 2.014 | 9.122 | Commercial_2027_SC C_million_m3_After Competition Groups_Condensing Unit Heaters or other Efficient Unit Heating System
Commercial | Com ¦ Wall Insulation | 2027 | SC C | million_m3 | After Competition Groups | 8.2361 | 622512.8455 | 0.62251 | 413.9918 | 0.019894 | 16 | Commercial_2027_SC C_million_m3_After Competition Groups_16 | Wall Insulation | 1.989% | 0.62251 | 8.2361 | Commercial_2027_SC C_million_m3_After Competition Groups_Wall Insulation
Commercial | Com ¦ Education and Capacity Building/Energy Behavior | 2027 | SC C | million_m3 | After Competition Groups | 7.8209 | 6460992.4384 | 6.461 | 413.9918 | 0.018891 | 17 | Commercial_2027_SC C_million_m3_After Competition Groups_17 | Education and Capacity Building/Energy Behavior | 1.889% | 6.461 | 7.8209 | Commercial_2027_SC C_million_m3_After Competition Groups_Education and Capacity Building/Energy Behavior
Commercial | Com ¦ Demand controlled Circulating Systems | 2027 | SC C | million_m3 | After Competition Groups | 4.1595 | 341484.9438 | 0.34148 | 413.9918 | 0.010047 | 18 | Commercial_2027_SC C_million_m3_After Competition Groups_18 | Demand controlled Circulating Systems | 1.005% | 0.34148 | 4.1595 | Commercial_2027_SC C_million_m3_After Competition Groups_Demand controlled Circulating Systems
Commercial | Com ¦ Duct Insulation, R8 | 2027 | SC C | million_m3 | After Competition Groups | 3.1161 | 589853.3038 | 0.58985 | 413.9918 | 0.0075271 | 19 | Commercial_2027_SC C_million_m3_After Competition Groups_19 | Duct Insulation, R8 | 0.7527% | 0.58985 | 3.1161 | Commercial_2027_SC C_million_m3_After Competition Groups_Duct Insulation, R8
Commercial | Com ¦ ENERGY STAR Fryer (84% eff) | 2027 | SC C | million_m3 | After Competition Groups | 2.8647 | 313935.3693 | 0.31394 | 413.9918 | 0.0069197 | 20 | Commercial_2027_SC C_million_m3_After Competition Groups_20 | ENERGY STAR Fryer (84% eff) | 0.692% | 0.31394 | 2.8647 | Commercial_2027_SC C_million_m3_After Competition Groups_ENERGY STAR Fryer (84% eff)
Commercial | Com ¦ Energy Efficient Laboratory Fume Hood | 2027 | SC C | million_m3 | After Competition Groups | 2.8552 | 522321.8192 | 0.52232 | 413.9918 | 0.0068969 | 21 | Commercial_2027_SC C_million_m3_After Competition Groups_21 | Energy Efficient Laboratory Fume Hood | 0.6897% | 0.52232 | 2.8552 | Commercial_2027_SC C_million_m3_After Competition Groups_Energy Efficient Laboratory Fume Hood
Commercial | Com ¦ High Efficiency Underfired Broilers | 2027 | SC C | million_m3 | After Competition Groups | 2.8152 | 200734.3067 | 0.20073 | 413.9918 | 0.0068001 | 22 | Commercial_2027_SC C_million_m3_After Competition Groups_22 | High Efficiency Underfired Broilers | 0.68% | 0.20073 | 2.8152 | Commercial_2027_SC C_million_m3_After Competition Groups_High Efficiency Underfired Broilers
Commercial | Com ¦ Ozone Laundry Treatment | 2027 | SC C | million_m3 | After Competition Groups | 1.6678 | 297219.0298 | 0.29722 | 413.9918 | 0.0040285 | 23 | Commercial_2027_SC C_million_m3_After Competition Groups_23 | Ozone Laundry Treatment | 0.4028% | 0.29722 | 1.6678 | Commercial_2027_SC C_million_m3_After Competition Groups_Ozone Laundry Treatment
Commercial | Com ¦ ENERGY STAR Griddle (74% eff) | 2027 | SC C | million_m3 | After Competition Groups | 1.3606 | 157755.7531 | 0.15776 | 413.9918 | 0.0032866 | 24 | Commercial_2027_SC C_million_m3_After Competition Groups_24 | ENERGY STAR Griddle (74% eff) | 0.3287% | 0.15776 | 1.3606 | Commercial_2027_SC C_million_m3_After Competition Groups_ENERGY STAR Griddle (74% eff)
Commercial | Com ¦ Infrared Heaters | 2027 | SC C | million_m3 | After Competition Groups | 1.0011 | 257887.6969 | 0.25789 | 413.9918 | 0.0024181 | 25 | Commercial_2027_SC C_million_m3_After Competition Groups_25 | Infrared Heaters | 0.2418% | 0.25789 | 1.0011 | Commercial_2027_SC C_million_m3_After Competition Groups_Infrared Heaters
Commercial | Com ¦ ENERGY STAR Dishwasher | 2027 | SC C | million_m3 | After Competition Groups | 0.98865 | 141744.86 | 0.14174 | 413.9918 | 0.0023881 | 26 | Commercial_2027_SC C_million_m3_After Competition Groups_26 | ENERGY STAR Dishwasher | 0.2388% | 0.14174 | 0.98865 | Commercial_2027_SC C_million_m3_After Competition Groups_ENERGY STAR Dishwasher
Commercial | Com ¦ CEE Tier 2/Energy Star Clothes Washers | 2027 | SC C | million_m3 | After Competition Groups | 0.52045 | 41108.589 | 0.041109 | 413.9918 | 0.0012571 | 27 | Commercial_2027_SC C_million_m3_After Competition Groups_27 | CEE Tier 2/Energy Star Clothes Washers | 0.1257% | 0.041109 | 0.52045 | Commercial_2027_SC C_million_m3_After Competition Groups_CEE Tier 2/Energy Star Clothes Washers
Commercial | Com ¦ Drain Water Heat Recovery (DWHR) ¦ Retro | 2027 | SC C | million_m3 | After Competition Groups | 0.37357 | 30213.3308 | 0.030213 | 413.9918 | 0.00090237 | 28 | Commercial_2027_SC C_million_m3_After Competition Groups_28 | Drain Water Heat Recovery (DWHR) ¦ Retro | 0.09024% | 0.030213 | 0.37357 | Commercial_2027_SC C_million_m3_After Competition Groups_Drain Water Heat Recovery (DWHR) ¦ Retro
Commercial | Com ¦ Energy Recovery Ventilation and Ventilation (Enhanced) | 2027 | SC C | million_m3 | After Competition Groups | 0.28054 | 60235.6129 | 0.060236 | 413.9918 | 0.00067765 | 29 | Commercial_2027_SC C_million_m3_After Competition Groups_29 | Energy Recovery Ventilation and Ventilation (Enhanced) | 0.06776% | 0.060236 | 0.28054 | Commercial_2027_SC C_million_m3_After Competition Groups_Energy Recovery Ventilation and Ventilation (Enhanced)
Commercial | Com ¦ Low Flow Pre-Rinse Spray Nozzle | 2027 | SC C | million_m3 | After Competition Groups | 0.26112 | 14042.6247 | 0.014043 | 413.9918 | 0.00063075 | 30 | Commercial_2027_SC C_million_m3_After Competition Groups_30 | Low Flow Pre-Rinse Spray Nozzle | 0.06307% | 0.014043 | 0.26112 | Commercial_2027_SC C_million_m3_After Competition Groups_Low Flow Pre-Rinse Spray Nozzle
Commercial | Com ¦ ENERGY STAR Steam Cooker | 2027 | SC C | million_m3 | After Competition Groups | 0.25856 | 13986.159 | 0.013986 | 413.9918 | 0.00062455 | 31 | Commercial_2027_SC C_million_m3_After Competition Groups_31 | ENERGY STAR Steam Cooker | 0.06245% | 0.013986 | 0.25856 | Commercial_2027_SC C_million_m3_After Competition Groups_ENERGY STAR Steam Cooker
Commercial | Com ¦ Heat Recovery Ventilator | 2027 | SC C | million_m3 | After Competition Groups | 0.099113 | 17633.2472 | 0.017633 | 413.9918 | 0.00023941 | 32 | Commercial_2027_SC C_million_m3_After Competition Groups_32 | Heat Recovery Ventilator | 0.02394% | 0.017633 | 0.099113 | Commercial_2027_SC C_million_m3_After Competition Groups_Heat Recovery Ventilator
Commercial | Com ¦ Drain Water Heat Recovery (DWHR) ¦New | 2027 | SC C | million_m3 | After Competition Groups | 0.084589 | 8852.4785 | 0.0088525 | 413.9918 | 0.00020433 | 33 | Commercial_2027_SC C_million_m3_After Competition Groups_33 | Drain Water Heat Recovery (DWHR) ¦New | 0.02043% | 0.0088525 | 0.084589 | Commercial_2027_SC C_million_m3_After Competition Groups_Drain Water Heat Recovery (DWHR) ¦New
Commercial | Com ¦ Solar Water Preheat (Pools/DHW) | 2027 | SC C | million_m3 | After Competition Groups | 0.022014 | 3832.3568 | 0.0038324 | 413.9918 | 5.3175e-05 | 34 | Commercial_2027_SC C_million_m3_After Competition Groups_34 | Solar Water Preheat (Pools/DHW) | 0.005318% | 0.0038324 | 0.022014 | Commercial_2027_SC C_million_m3_After Competition Groups_Solar Water Preheat (Pools/DHW)
Commercial | Com ¦ Gas Heat Pump Water Heater | 2027 | SC C | million_m3 | After Competition Groups | 0.0018543 | 699.7797 | 0.00069978 | 413.9918 | 4.4792e-06 | 35 | Commercial_2027_SC C_million_m3_After Competition Groups_35 | Gas Heat Pump Water Heater | 0.0004479% | 0.00069978 | 0.0018543 | Commercial_2027_SC C_million_m3_After Competition Groups_Gas Heat Pump Water Heater
Commercial | Com ¦ Air Curtains | 2027 | SC C | million_m3 | After Competition Groups | 0.00023085 | 36.1323 | 3.6132e-05 | 413.9918 | 5.5762e-07 | 36 | Commercial_2027_SC C_million_m3_After Competition Groups_36 | Air Curtains | 5.576e-05% | 3.6132e-05 | 0.00023085 | Commercial_2027_SC C_million_m3_After Competition Groups_Air Curtains
Commercial | Com ¦ Building Recommissioning, Operations and Maintenance (O&M) Improvements | 2027 | Technical | million_m3 | After Competition Groups | 250.4728 | 0 | 0 | 1925.6197 | 0.13007 | 1 | Commercial_2027_Technical_million_m3_After Competition Groups_1 | Building Recommissioning, Operations and Maintenance (O&M) Improvements | 13.01% | 0 | 250.4728 | Commercial_2027_Technical_million_m3_After Competition Groups_Building Recommissioning, Operations and Maintenance (O&M) Improvements
Commercial | Com ¦ Condensing Boiler ¦ Std | 2027 | Technical | million_m3 | After Competition Groups | 190.5964 | 0 | 0 | 1925.6197 | 0.098979 | 2 | Commercial_2027_Technical_million_m3_After Competition Groups_2 | Condensing Boiler ¦ Std | 9.898% | 0 | 190.5964 | Commercial_2027_Technical_million_m3_After Competition Groups_Condensing Boiler ¦ Std
Commercial | Com ¦ Demand Control Ventilation | 2027 | Technical | million_m3 | After Competition Groups | 180.6417 | 0 | 0 | 1925.6197 | 0.09381 | 3 | Commercial_2027_Technical_million_m3_After Competition Groups_3 | Demand Control Ventilation | 9.381% | 0 | 180.6417 | Commercial_2027_Technical_million_m3_After Competition Groups_Demand Control Ventilation
Commercial | Com ¦ Boilers - Advanced Controls (Steam Systems) | 2027 | Technical | million_m3 | After Competition Groups | 139.3791 | 0 | 0 | 1925.6197 | 0.072381 | 4 | Commercial_2027_Technical_million_m3_After Competition Groups_4 | Boilers - Advanced Controls (Steam Systems) | 7.238% | 0 | 139.3791 | Commercial_2027_Technical_million_m3_After Competition Groups_Boilers - Advanced Controls (Steam Systems)
Commercial | Com ¦ Gas Fired Rooftop Units | 2027 | Technical | million_m3 | After Competition Groups | 138.1821 | 0 | 0 | 1925.6197 | 0.07176 | 5 | Commercial_2027_Technical_million_m3_After Competition Groups_5 | Gas Fired Rooftop Units | 7.176% | 0 | 138.1821 | Commercial_2027_Technical_million_m3_After Competition Groups_Gas Fired Rooftop Units
Commercial | Com ¦ Adaptive Thermostats | 2027 | Technical | million_m3 | After Competition Groups | 131.9121 | 0 | 0 | 1925.6197 | 0.068504 | 6 | Commercial_2027_Technical_million_m3_After Competition Groups_6 | Adaptive Thermostats | 6.85% | 0 | 131.9121 | Commercial_2027_Technical_million_m3_After Competition Groups_Adaptive Thermostats
Commercial | Com ¦ Air Handler with Dedicated Outdoor Air Systems | 2027 | Technical | million_m3 | After Competition Groups | 93.4438 | 0 | 0 | 1925.6197 | 0.048527 | 7 | Commercial_2027_Technical_million_m3_After Competition Groups_7 | Air Handler with Dedicated Outdoor Air Systems | 4.853% | 0 | 93.4438 | Commercial_2027_Technical_million_m3_After Competition Groups_Air Handler with Dedicated Outdoor Air Systems
Commercial | Com ¦ Education and Capacity Building/Energy Behavior | 2027 | Technical | million_m3 | After Competition Groups | 79.588 | 0 | 0 | 1925.6197 | 0.041331 | 8 | Commercial_2027_Technical_million_m3_After Competition Groups_8 | Education and Capacity Building/Energy Behavior | 4.133% | 0 | 79.588 | Commercial_2027_Technical_million_m3_After Competition Groups_Education and Capacity Building/Energy Behavior
Commercial | Com ¦ Advanced BAS/Controllers | 2027 | Technical | million_m3 | After Competition Groups | 72.0288 | 0 | 0 | 1925.6197 | 0.037406 | 9 | Commercial_2027_Technical_million_m3_After Competition Groups_9 | Advanced BAS/Controllers | 3.741% | 0 | 72.0288 | Commercial_2027_Technical_million_m3_After Competition Groups_Advanced BAS/Controllers
Commercial | Com ¦ Condensing Make Up Air Unit | 2027 | Technical | million_m3 | After Competition Groups | 66.4199 | 0 | 0 | 1925.6197 | 0.034493 | 10 | Commercial_2027_Technical_million_m3_After Competition Groups_10 | Condensing Make Up Air Unit | 3.449% | 0 | 66.4199 | Commercial_2027_Technical_million_m3_After Competition Groups_Condensing Make Up Air Unit
Commercial | Com ¦ Demand Control Kitchen Ventilation | 2027 | Technical | million_m3 | After Competition Groups | 60.6286 | 0 | 0 | 1925.6197 | 0.031485 | 11 | Commercial_2027_Technical_million_m3_After Competition Groups_11 | Demand Control Kitchen Ventilation | 3.149% | 0 | 60.6286 | Commercial_2027_Technical_million_m3_After Competition Groups_Demand Control Kitchen Ventilation
Commercial | Com ¦ Gas Fired Heat Pump | 2027 | Technical | million_m3 | After Competition Groups | 56.1082 | 0 | 0 | 1925.6197 | 0.029138 | 12 | Commercial_2027_Technical_million_m3_After Competition Groups_12 | Gas Fired Heat Pump | 2.914% | 0 | 56.1082 | Commercial_2027_Technical_million_m3_After Competition Groups_Gas Fired Heat Pump
Commercial | Com ¦ Energy Recovery Ventilation and Ventilation (Enhanced) | 2027 | Technical | million_m3 | After Competition Groups | 55.1044 | 0 | 0 | 1925.6197 | 0.028616 | 13 | Commercial_2027_Technical_million_m3_After Competition Groups_13 | Energy Recovery Ventilation and Ventilation (Enhanced) | 2.862% | 0 | 55.1044 | Commercial_2027_Technical_million_m3_After Competition Groups_Energy Recovery Ventilation and Ventilation (Enhanced)
Commercial | Com ¦ Steam System Optimization | 2027 | Technical | million_m3 | After Competition Groups | 50.2671 | 0 | 0 | 1925.6197 | 0.026104 | 14 | Commercial_2027_Technical_million_m3_After Competition Groups_14 | Steam System Optimization | 2.61% | 0 | 50.2671 | Commercial_2027_Technical_million_m3_After Competition Groups_Steam System Optimization
Commercial | Com ¦ Destratification | 2027 | Technical | million_m3 | After Competition Groups | 48.638 | 0 | 0 | 1925.6197 | 0.025258 | 15 | Commercial_2027_Technical_million_m3_After Competition Groups_15 | Destratification | 2.526% | 0 | 48.638 | Commercial_2027_Technical_million_m3_After Competition Groups_Destratification
Commercial | Com ¦ Furnace Tune-Up | 2027 | Technical | million_m3 | After Competition Groups | 47.3908 | 0 | 0 | 1925.6197 | 0.024611 | 16 | Commercial_2027_Technical_million_m3_After Competition Groups_16 | Furnace Tune-Up | 2.461% | 0 | 47.3908 | Commercial_2027_Technical_million_m3_After Competition Groups_Furnace Tune-Up
Commercial | Com ¦ Condensing Unit Heaters or other Efficient Unit Heating System | 2027 | Technical | million_m3 | After Competition Groups | 39.461 | 0 | 0 | 1925.6197 | 0.020493 | 17 | Commercial_2027_Technical_million_m3_After Competition Groups_17 | Condensing Unit Heaters or other Efficient Unit Heating System | 2.049% | 0 | 39.461 | Commercial_2027_Technical_million_m3_After Competition Groups_Condensing Unit Heaters or other Efficient Unit Heating System
Commercial | Com ¦ High Efficiency Condensing Furnace AFUE 95% from 80% code | 2027 | Technical | million_m3 | After Competition Groups | 34.8125 | 0 | 0 | 1925.6197 | 0.018079 | 18 | Commercial_2027_Technical_million_m3_After Competition Groups_18 | High Efficiency Condensing Furnace AFUE 95% from 80% code | 1.808% | 0 | 34.8125 | Commercial_2027_Technical_million_m3_After Competition Groups_High Efficiency Condensing Furnace AFUE 95% from 80% code
Commercial | Com ¦ Heat Recovery Ventilator | 2027 | Technical | million_m3 | After Competition Groups | 29.5656 | 0 | 0 | 1925.6197 | 0.015354 | 19 | Commercial_2027_Technical_million_m3_After Competition Groups_19 | Heat Recovery Ventilator | 1.535% | 0 | 29.5656 | Commercial_2027_Technical_million_m3_After Competition Groups_Heat Recovery Ventilator
Commercial | Com ¦ Wall Insulation | 2027 | Technical | million_m3 | After Competition Groups | 26.5027 | 0 | 0 | 1925.6197 | 0.013763 | 20 | Commercial_2027_Technical_million_m3_After Competition Groups_20 | Wall Insulation | 1.376% | 0 | 26.5027 | Commercial_2027_Technical_million_m3_After Competition Groups_Wall Insulation
Commercial | Com ¦ Energy Efficient Laboratory Fume Hood | 2027 | Technical | million_m3 | After Competition Groups | 18.7131 | 0 | 0 | 1925.6197 | 0.009718 | 21 | Commercial_2027_Technical_million_m3_After Competition Groups_21 | Energy Efficient Laboratory Fume Hood | 0.9718% | 0 | 18.7131 | Commercial_2027_Technical_million_m3_After Competition Groups_Energy Efficient Laboratory Fume Hood
Commercial | Com ¦ Super-High Efficiency Furnaces (Emerging Tech) | 2027 | Technical | million_m3 | After Competition Groups | 16.9892 | 0 | 0 | 1925.6197 | 0.0088227 | 22 | Commercial_2027_Technical_million_m3_After Competition Groups_22 | Super-High Efficiency Furnaces (Emerging Tech) | 0.8823% | 0 | 16.9892 | Commercial_2027_Technical_million_m3_After Competition Groups_Super-High Efficiency Furnaces (Emerging Tech)
Commercial | Com ¦ Boiler Measures | 2027 | Technical | million_m3 | After Competition Groups | 14.7776 | 0 | 0 | 1925.6197 | 0.0076742 | 23 | Commercial_2027_Technical_million_m3_After Competition Groups_23 | Boiler Measures | 0.7674% | 0 | 14.7776 | Commercial_2027_Technical_million_m3_After Competition Groups_Boiler Measures
Commercial | Com ¦ Demand controlled Circulating Systems | 2027 | Technical | million_m3 | After Competition Groups | 13.922 | 0 | 0 | 1925.6197 | 0.0072299 | 24 | Commercial_2027_Technical_million_m3_After Competition Groups_24 | Demand controlled Circulating Systems | 0.723% | 0 | 13.922 | Commercial_2027_Technical_million_m3_After Competition Groups_Demand controlled Circulating Systems
Commercial | Com ¦ Duct Insulation, R8 | 2027 | Technical | million_m3 | After Competition Groups | 10.876 | 0 | 0 | 1925.6197 | 0.005648 | 25 | Commercial_2027_Technical_million_m3_After Competition Groups_25 | Duct Insulation, R8 | 0.5648% | 0 | 10.876 | Commercial_2027_Technical_million_m3_After Competition Groups_Duct Insulation, R8
Commercial | Com ¦ Roof Insulation/Ceiling Insulation (R25 Code to R35) | 2027 | Technical | million_m3 | After Competition Groups | 8.4948 | 0 | 0 | 1925.6197 | 0.0044114 | 26 | Commercial_2027_Technical_million_m3_After Competition Groups_26 | Roof Insulation/Ceiling Insulation (R25 Code to R35) | 0.4411% | 0 | 8.4948 | Commercial_2027_Technical_million_m3_After Competition Groups_Roof Insulation/Ceiling Insulation (R25 Code to R35)
Commercial | Com ¦ Ozone Laundry Treatment | 2027 | Technical | million_m3 | After Competition Groups | 7.3858 | 0 | 0 | 1925.6197 | 0.0038355 | 27 | Commercial_2027_Technical_million_m3_After Competition Groups_27 | Ozone Laundry Treatment | 0.3836% | 0 | 7.3858 | Commercial_2027_Technical_million_m3_After Competition Groups_Ozone Laundry Treatment
Commercial | Com ¦ ENERGY STAR Fryer (84% eff) | 2027 | Technical | million_m3 | After Competition Groups | 6.1858 | 0 | 0 | 1925.6197 | 0.0032124 | 28 | Commercial_2027_Technical_million_m3_After Competition Groups_28 | ENERGY STAR Fryer (84% eff) | 0.3212% | 0 | 6.1858 | Commercial_2027_Technical_million_m3_After Competition Groups_ENERGY STAR Fryer (84% eff)
Commercial | Com ¦ Infrared Heaters | 2027 | Technical | million_m3 | After Competition Groups | 5.9986 | 0 | 0 | 1925.6197 | 0.0031152 | 29 | Commercial_2027_Technical_million_m3_After Competition Groups_29 | Infrared Heaters | 0.3115% | 0 | 5.9986 | Commercial_2027_Technical_million_m3_After Competition Groups_Infrared Heaters
Commercial | Com ¦ High Efficiency Underfired Broilers | 2027 | Technical | million_m3 | After Competition Groups | 5.2488 | 0 | 0 | 1925.6197 | 0.0027258 | 30 | Commercial_2027_Technical_million_m3_After Competition Groups_30 | High Efficiency Underfired Broilers | 0.2726% | 0 | 5.2488 | Commercial_2027_Technical_million_m3_After Competition Groups_High Efficiency Underfired Broilers
Commercial | Com ¦ Condensing Storage Water Heater | 2027 | Technical | million_m3 | After Competition Groups | 5.2294 | 0 | 0 | 1925.6197 | 0.0027157 | 31 | Commercial_2027_Technical_million_m3_After Competition Groups_31 | Condensing Storage Water Heater | 0.2716% | 0 | 5.2294 | Commercial_2027_Technical_million_m3_After Competition Groups_Condensing Storage Water Heater
Commercial | Com ¦ ENERGY STAR Griddle (74% eff) | 2027 | Technical | million_m3 | After Competition Groups | 4.0467 | 0 | 0 | 1925.6197 | 0.0021015 | 32 | Commercial_2027_Technical_million_m3_After Competition Groups_32 | ENERGY STAR Griddle (74% eff) | 0.2101% | 0 | 4.0467 | Commercial_2027_Technical_million_m3_After Competition Groups_ENERGY STAR Griddle (74% eff)
Commercial | Com ¦ HOTEL OCCUPANCY CONTROLS (HVAC + LIGHTING) | 2027 | Technical | million_m3 | After Competition Groups | 3.718 | 0 | 0 | 1925.6197 | 0.0019308 | 33 | Commercial_2027_Technical_million_m3_After Competition Groups_33 | HOTEL OCCUPANCY CONTROLS (HVAC + LIGHTING) | 0.1931% | 0 | 3.718 | Commercial_2027_Technical_million_m3_After Competition Groups_HOTEL OCCUPANCY CONTROLS (HVAC + LIGHTING)
Commercial | Com ¦ Ice Rink Heat Recovery | 2027 | Technical | million_m3 | After Competition Groups | 3.4958 | 0 | 0 | 1925.6197 | 0.0018154 | 34 | Commercial_2027_Technical_million_m3_After Competition Groups_34 | Ice Rink Heat Recovery | 0.1815% | 0 | 3.4958 | Commercial_2027_Technical_million_m3_After Competition Groups_Ice Rink Heat Recovery
Commercial | Com ¦ ENERGY STAR Dishwasher | 2027 | Technical | million_m3 | After Competition Groups | 3.3439 | 0 | 0 | 1925.6197 | 0.0017365 | 35 | Commercial_2027_Technical_million_m3_After Competition Groups_35 | ENERGY STAR Dishwasher | 0.1737% | 0 | 3.3439 | Commercial_2027_Technical_million_m3_After Competition Groups_ENERGY STAR Dishwasher
Commercial | Com ¦ Dock Door Seals | 2027 | Technical | million_m3 | After Competition Groups | 1.8611 | 0 | 0 | 1925.6197 | 0.0009665 | 36 | Commercial_2027_Technical_million_m3_After Competition Groups_36 | Dock Door Seals | 0.09665% | 0 | 1.8611 | Commercial_2027_Technical_million_m3_After Competition Groups_Dock Door Seals
Commercial | Com ¦ Drain Water Heat Recovery (DWHR) ¦ Retro | 2027 | Technical | million_m3 | After Competition Groups | 1.1511 | 0 | 0 | 1925.6197 | 0.00059776 | 37 | Commercial_2027_Technical_million_m3_After Competition Groups_37 | Drain Water Heat Recovery (DWHR) ¦ Retro | 0.05978% | 0 | 1.1511 | Commercial_2027_Technical_million_m3_After Competition Groups_Drain Water Heat Recovery (DWHR) ¦ Retro
Commercial | Com ¦ CEE Tier 2/Energy Star Clothes Washers | 2027 | Technical | million_m3 | After Competition Groups | 1.0118 | 0 | 0 | 1925.6197 | 0.00052544 | 38 | Commercial_2027_Technical_million_m3_After Competition Groups_38 | CEE Tier 2/Energy Star Clothes Washers | 0.05254% | 0 | 1.0118 | Commercial_2027_Technical_million_m3_After Competition Groups_CEE Tier 2/Energy Star Clothes Washers
Commercial | Com ¦ Low Flow Pre-Rinse Spray Nozzle | 2027 | Technical | million_m3 | After Competition Groups | 0.63181 | 0 | 0 | 1925.6197 | 0.00032811 | 39 | Commercial_2027_Technical_million_m3_After Competition Groups_39 | Low Flow Pre-Rinse Spray Nozzle | 0.03281% | 0 | 0.63181 | Commercial_2027_Technical_million_m3_After Competition Groups_Low Flow Pre-Rinse Spray Nozzle
Commercial | Com ¦ ENERGY STAR Steam Cooker | 2027 | Technical | million_m3 | After Competition Groups | 0.44261 | 0 | 0 | 1925.6197 | 0.00022985 | 40 | Commercial_2027_Technical_million_m3_After Competition Groups_40 | ENERGY STAR Steam Cooker | 0.02299% | 0 | 0.44261 | Commercial_2027_Technical_million_m3_After Competition Groups_ENERGY STAR Steam Cooker
Commercial | Com ¦ Drain Water Heat Recovery (DWHR) ¦New | 2027 | Technical | million_m3 | After Competition Groups | 0.36063 | 0 | 0 | 1925.6197 | 0.00018728 | 41 | Commercial_2027_Technical_million_m3_After Competition Groups_41 | Drain Water Heat Recovery (DWHR) ¦New | 0.01873% | 0 | 0.36063 | Commercial_2027_Technical_million_m3_After Competition Groups_Drain Water Heat Recovery (DWHR) ¦New
Commercial | Com ¦ Solar Water Preheat (Pools/DHW) | 2027 | Technical | million_m3 | After Competition Groups | 0.20959 | 0 | 0 | 1925.6197 | 0.00010884 | 42 | Commercial_2027_Technical_million_m3_After Competition Groups_42 | Solar Water Preheat (Pools/DHW) | 0.01088% | 0 | 0.20959 | Commercial_2027_Technical_million_m3_After Competition Groups_Solar Water Preheat (Pools/DHW)
Commercial | Com ¦ Air Curtains | 2027 | Technical | million_m3 | After Competition Groups | 0.13907 | 0 | 0 | 1925.6197 | 7.2221e-05 | 43 | Commercial_2027_Technical_million_m3_After Competition Groups_43 | Air Curtains | 0.007222% | 0 | 0.13907 | Commercial_2027_Technical_million_m3_After Competition Groups_Air Curtains
Commercial | Com ¦ Gas Convection Oven | 2027 | Technical | million_m3 | After Competition Groups | 0.1045 | 0 | 0 | 1925.6197 | 5.427e-05 | 44 | Commercial_2027_Technical_million_m3_After Competition Groups_44 | Gas Convection Oven | 0.005427% | 0 | 0.1045 | Commercial_2027_Technical_million_m3_After Competition Groups_Gas Convection Oven
Commercial | Com ¦ Solar Preheat Make up Air | 2027 | Technical | million_m3 | After Competition Groups | 0.062931 | 0 | 0 | 1925.6197 | 3.2681e-05 | 45 | Commercial_2027_Technical_million_m3_After Competition Groups_45 | Solar Preheat Make up Air | 0.003268% | 0 | 0.062931 | Commercial_2027_Technical_million_m3_After Competition Groups_Solar Preheat Make up Air
Commercial | Com ¦ Super High Perf Glazing ¦RET | 2027 | Technical | million_m3 | After Competition Groups | 0.056866 | 0 | 0 | 1925.6197 | 2.9531e-05 | 46 | Commercial_2027_Technical_million_m3_After Competition Groups_46 | Super High Perf Glazing ¦RET | 0.002953% | 0 | 0.056866 | Commercial_2027_Technical_million_m3_After Competition Groups_Super High Perf Glazing ¦RET
Commercial | Com ¦ Super High Perf Glazing ¦New | 2027 | Technical | million_m3 | After Competition Groups | 0.018535 | 0 | 0 | 1925.6197 | 9.6255e-06 | 47 | Commercial_2027_Technical_million_m3_After Competition Groups_47 | Super High Perf Glazing ¦New | 0.0009625% | 0 | 0.018535 | Commercial_2027_Technical_million_m3_After Competition Groups_Super High Perf Glazing ¦New
Commercial | Com ¦ Building Recommissioning, Operations and Maintenance (O&M) Improvements | 2028 | Economic | million_m3 | After Competition Groups | 245.4383 | 0 | 0 | 1785.5917 | 0.13745 | 1 | Commercial_2028_Economic_million_m3_After Competition Groups_1 | Building Recommissioning, Operations and Maintenance (O&M) Improvements | 13.75% | 0 | 245.4383 | Commercial_2028_Economic_million_m3_After Competition Groups_Building Recommissioning, Operations and Maintenance (O&M) Improvements
Commercial | Com ¦ Condensing Boiler ¦ Std | 2028 | Economic | million_m3 | After Competition Groups | 207.9454 | 0 | 0 | 1785.5917 | 0.11646 | 2 | Commercial_2028_Economic_million_m3_After Competition Groups_2 | Condensing Boiler ¦ Std | 11.65% | 0 | 207.9454 | Commercial_2028_Economic_million_m3_After Competition Groups_Condensing Boiler ¦ Std
Commercial | Com ¦ Demand Control Ventilation | 2028 | Economic | million_m3 | After Competition Groups | 178.4317 | 0 | 0 | 1785.5917 | 0.099929 | 3 | Commercial_2028_Economic_million_m3_After Competition Groups_3 | Demand Control Ventilation | 9.993% | 0 | 178.4317 | Commercial_2028_Economic_million_m3_After Competition Groups_Demand Control Ventilation
Commercial | Com ¦ Gas Fired Rooftop Units | 2028 | Economic | million_m3 | After Competition Groups | 149.6455 | 0 | 0 | 1785.5917 | 0.083807 | 4 | Commercial_2028_Economic_million_m3_After Competition Groups_4 | Gas Fired Rooftop Units | 8.381% | 0 | 149.6455 | Commercial_2028_Economic_million_m3_After Competition Groups_Gas Fired Rooftop Units
Commercial | Com ¦ Boilers - Advanced Controls (Steam Systems) | 2028 | Economic | million_m3 | After Competition Groups | 140.4569 | 0 | 0 | 1785.5917 | 0.078661 | 5 | Commercial_2028_Economic_million_m3_After Competition Groups_5 | Boilers - Advanced Controls (Steam Systems) | 7.866% | 0 | 140.4569 | Commercial_2028_Economic_million_m3_After Competition Groups_Boilers - Advanced Controls (Steam Systems)
Commercial | Com ¦ Adaptive Thermostats | 2028 | Economic | million_m3 | After Competition Groups | 132.058 | 0 | 0 | 1785.5917 | 0.073958 | 6 | Commercial_2028_Economic_million_m3_After Competition Groups_6 | Adaptive Thermostats | 7.396% | 0 | 132.058 | Commercial_2028_Economic_million_m3_After Competition Groups_Adaptive Thermostats
Commercial | Com ¦ Air Handler with Dedicated Outdoor Air Systems | 2028 | Economic | million_m3 | After Competition Groups | 91.5656 | 0 | 0 | 1785.5917 | 0.05128 | 7 | Commercial_2028_Economic_million_m3_After Competition Groups_7 | Air Handler with Dedicated Outdoor Air Systems | 5.128% | 0 | 91.5656 | Commercial_2028_Economic_million_m3_After Competition Groups_Air Handler with Dedicated Outdoor Air Systems
Commercial | Com ¦ Education and Capacity Building/Energy Behavior | 2028 | Economic | million_m3 | After Competition Groups | 74.0633 | 0 | 0 | 1785.5917 | 0.041478 | 8 | Commercial_2028_Economic_million_m3_After Competition Groups_8 | Education and Capacity Building/Energy Behavior | 4.148% | 0 | 74.0633 | Commercial_2028_Economic_million_m3_After Competition Groups_Education and Capacity Building/Energy Behavior
Commercial | Com ¦ Advanced BAS/Controllers | 2028 | Economic | million_m3 | After Competition Groups | 72.5814 | 0 | 0 | 1785.5917 | 0.040648 | 9 | Commercial_2028_Economic_million_m3_After Competition Groups_9 | Advanced BAS/Controllers | 4.065% | 0 | 72.5814 | Commercial_2028_Economic_million_m3_After Competition Groups_Advanced BAS/Controllers
Commercial | Com ¦ Condensing Make Up Air Unit | 2028 | Economic | million_m3 | After Competition Groups | 72.4336 | 0 | 0 | 1785.5917 | 0.040566 | 10 | Commercial_2028_Economic_million_m3_After Competition Groups_10 | Condensing Make Up Air Unit | 4.057% | 0 | 72.4336 | Commercial_2028_Economic_million_m3_After Competition Groups_Condensing Make Up Air Unit
Commercial | Com ¦ Demand Control Kitchen Ventilation | 2028 | Economic | million_m3 | After Competition Groups | 62.3772 | 0 | 0 | 1785.5917 | 0.034934 | 11 | Commercial_2028_Economic_million_m3_After Competition Groups_11 | Demand Control Kitchen Ventilation | 3.493% | 0 | 62.3772 | Commercial_2028_Economic_million_m3_After Competition Groups_Demand Control Kitchen Ventilation
Commercial | Com ¦ Gas Fired Heat Pump | 2028 | Economic | million_m3 | After Competition Groups | 60.491 | 0 | 0 | 1785.5917 | 0.033877 | 12 | Commercial_2028_Economic_million_m3_After Competition Groups_12 | Gas Fired Heat Pump | 3.388% | 0 | 60.491 | Commercial_2028_Economic_million_m3_After Competition Groups_Gas Fired Heat Pump
Commercial | Com ¦ Steam System Optimization | 2028 | Economic | million_m3 | After Competition Groups | 49.2568 | 0 | 0 | 1785.5917 | 0.027586 | 13 | Commercial_2028_Economic_million_m3_After Competition Groups_13 | Steam System Optimization | 2.759% | 0 | 49.2568 | Commercial_2028_Economic_million_m3_After Competition Groups_Steam System Optimization
Commercial | Com ¦ Destratification | 2028 | Economic | million_m3 | After Competition Groups | 47.6927 | 0 | 0 | 1785.5917 | 0.02671 | 14 | Commercial_2028_Economic_million_m3_After Competition Groups_14 | Destratification | 2.671% | 0 | 47.6927 | Commercial_2028_Economic_million_m3_After Competition Groups_Destratification
Commercial | Com ¦ Furnace Tune-Up | 2028 | Economic | million_m3 | After Competition Groups | 46.4382 | 0 | 0 | 1785.5917 | 0.026007 | 15 | Commercial_2028_Economic_million_m3_After Competition Groups_15 | Furnace Tune-Up | 2.601% | 0 | 46.4382 | Commercial_2028_Economic_million_m3_After Competition Groups_Furnace Tune-Up
Commercial | Com ¦ Condensing Unit Heaters or other Efficient Unit Heating System | 2028 | Economic | million_m3 | After Competition Groups | 42.9645 | 0 | 0 | 1785.5917 | 0.024062 | 16 | Commercial_2028_Economic_million_m3_After Competition Groups_16 | Condensing Unit Heaters or other Efficient Unit Heating System | 2.406% | 0 | 42.9645 | Commercial_2028_Economic_million_m3_After Competition Groups_Condensing Unit Heaters or other Efficient Unit Heating System
Commercial | Com ¦ Wall Insulation | 2028 | Economic | million_m3 | After Competition Groups | 25.97 | 0 | 0 | 1785.5917 | 0.014544 | 17 | Commercial_2028_Economic_million_m3_After Competition Groups_17 | Wall Insulation | 1.454% | 0 | 25.97 | Commercial_2028_Economic_million_m3_After Competition Groups_Wall Insulation
Commercial | Com ¦ Energy Efficient Laboratory Fume Hood | 2028 | Economic | million_m3 | After Competition Groups | 18.337 | 0 | 0 | 1785.5917 | 0.010269 | 18 | Commercial_2028_Economic_million_m3_After Competition Groups_18 | Energy Efficient Laboratory Fume Hood | 1.027% | 0 | 18.337 | Commercial_2028_Economic_million_m3_After Competition Groups_Energy Efficient Laboratory Fume Hood
Commercial | Com ¦ Demand controlled Circulating Systems | 2028 | Economic | million_m3 | After Competition Groups | 13.6422 | 0 | 0 | 1785.5917 | 0.0076401 | 19 | Commercial_2028_Economic_million_m3_After Competition Groups_19 | Demand controlled Circulating Systems | 0.764% | 0 | 13.6422 | Commercial_2028_Economic_million_m3_After Competition Groups_Demand controlled Circulating Systems
Commercial | Com ¦ Duct Insulation, R8 | 2028 | Economic | million_m3 | After Competition Groups | 10.6574 | 0 | 0 | 1785.5917 | 0.0059685 | 20 | Commercial_2028_Economic_million_m3_After Competition Groups_20 | Duct Insulation, R8 | 0.5969% | 0 | 10.6574 | Commercial_2028_Economic_million_m3_After Competition Groups_Duct Insulation, R8
Commercial | Com ¦ Ozone Laundry Treatment | 2028 | Economic | million_m3 | After Competition Groups | 7.426 | 0 | 0 | 1785.5917 | 0.0041588 | 21 | Commercial_2028_Economic_million_m3_After Competition Groups_21 | Ozone Laundry Treatment | 0.4159% | 0 | 7.426 | Commercial_2028_Economic_million_m3_After Competition Groups_Ozone Laundry Treatment
Commercial | Com ¦ ENERGY STAR Fryer (84% eff) | 2028 | Economic | million_m3 | After Competition Groups | 6.6627 | 0 | 0 | 1785.5917 | 0.0037314 | 22 | Commercial_2028_Economic_million_m3_After Competition Groups_22 | ENERGY STAR Fryer (84% eff) | 0.3731% | 0 | 6.6627 | Commercial_2028_Economic_million_m3_After Competition Groups_ENERGY STAR Fryer (84% eff)
Commercial | Com ¦ Infrared Heaters | 2028 | Economic | million_m3 | After Competition Groups | 6.4812 | 0 | 0 | 1785.5917 | 0.0036297 | 23 | Commercial_2028_Economic_million_m3_After Competition Groups_23 | Infrared Heaters | 0.363% | 0 | 6.4812 | Commercial_2028_Economic_million_m3_After Competition Groups_Infrared Heaters
Commercial | Com ¦ High Efficiency Underfired Broilers | 2028 | Economic | million_m3 | After Competition Groups | 5.6537 | 0 | 0 | 1785.5917 | 0.0031663 | 24 | Commercial_2028_Economic_million_m3_After Competition Groups_24 | High Efficiency Underfired Broilers | 0.3166% | 0 | 5.6537 | Commercial_2028_Economic_million_m3_After Competition Groups_High Efficiency Underfired Broilers
Commercial | Com ¦ ENERGY STAR Griddle (74% eff) | 2028 | Economic | million_m3 | After Competition Groups | 4.3623 | 0 | 0 | 1785.5917 | 0.0024431 | 25 | Commercial_2028_Economic_million_m3_After Competition Groups_25 | ENERGY STAR Griddle (74% eff) | 0.2443% | 0 | 4.3623 | Commercial_2028_Economic_million_m3_After Competition Groups_ENERGY STAR Griddle (74% eff)
Commercial | Com ¦ ENERGY STAR Dishwasher | 2028 | Economic | million_m3 | After Competition Groups | 3.4369 | 0 | 0 | 1785.5917 | 0.0019248 | 26 | Commercial_2028_Economic_million_m3_After Competition Groups_26 | ENERGY STAR Dishwasher | 0.1925% | 0 | 3.4369 | Commercial_2028_Economic_million_m3_After Competition Groups_ENERGY STAR Dishwasher
Commercial | Com ¦ Energy Recovery Ventilation and Ventilation (Enhanced) | 2028 | Economic | million_m3 | After Competition Groups | 2.5981 | 0 | 0 | 1785.5917 | 0.0014551 | 27 | Commercial_2028_Economic_million_m3_After Competition Groups_27 | Energy Recovery Ventilation and Ventilation (Enhanced) | 0.1455% | 0 | 2.5981 | Commercial_2028_Economic_million_m3_After Competition Groups_Energy Recovery Ventilation and Ventilation (Enhanced)
Commercial | Com ¦ Heat Recovery Ventilator | 2028 | Economic | million_m3 | After Competition Groups | 2.1962 | 0 | 0 | 1785.5917 | 0.0012299 | 28 | Commercial_2028_Economic_million_m3_After Competition Groups_28 | Heat Recovery Ventilator | 0.123% | 0 | 2.1962 | Commercial_2028_Economic_million_m3_After Competition Groups_Heat Recovery Ventilator
Commercial | Com ¦ Drain Water Heat Recovery (DWHR) ¦ Retro | 2028 | Economic | million_m3 | After Competition Groups | 1.1279 | 0 | 0 | 1785.5917 | 0.00063168 | 29 | Commercial_2028_Economic_million_m3_After Competition Groups_29 | Drain Water Heat Recovery (DWHR) ¦ Retro | 0.06317% | 0 | 1.1279 | Commercial_2028_Economic_million_m3_After Competition Groups_Drain Water Heat Recovery (DWHR) ¦ Retro
Commercial | Com ¦ CEE Tier 2/Energy Star Clothes Washers | 2028 | Economic | million_m3 | After Competition Groups | 1.0727 | 0 | 0 | 1785.5917 | 0.00060075 | 30 | Commercial_2028_Economic_million_m3_After Competition Groups_30 | CEE Tier 2/Energy Star Clothes Washers | 0.06007% | 0 | 1.0727 | Commercial_2028_Economic_million_m3_After Competition Groups_CEE Tier 2/Energy Star Clothes Washers
Commercial | Com ¦ Low Flow Pre-Rinse Spray Nozzle | 2028 | Economic | million_m3 | After Competition Groups | 0.6514 | 0 | 0 | 1785.5917 | 0.00036481 | 31 | Commercial_2028_Economic_million_m3_After Competition Groups_31 | Low Flow Pre-Rinse Spray Nozzle | 0.03648% | 0 | 0.6514 | Commercial_2028_Economic_million_m3_After Competition Groups_Low Flow Pre-Rinse Spray Nozzle
Commercial | Com ¦ ENERGY STAR Steam Cooker | 2028 | Economic | million_m3 | After Competition Groups | 0.47673 | 0 | 0 | 1785.5917 | 0.00026699 | 32 | Commercial_2028_Economic_million_m3_After Competition Groups_32 | ENERGY STAR Steam Cooker | 0.0267% | 0 | 0.47673 | Commercial_2028_Economic_million_m3_After Competition Groups_ENERGY STAR Steam Cooker
Commercial | Com ¦ Drain Water Heat Recovery (DWHR) ¦New | 2028 | Economic | million_m3 | After Competition Groups | 0.39605 | 0 | 0 | 1785.5917 | 0.00022181 | 33 | Commercial_2028_Economic_million_m3_After Competition Groups_33 | Drain Water Heat Recovery (DWHR) ¦New | 0.02218% | 0 | 0.39605 | Commercial_2028_Economic_million_m3_After Competition Groups_Drain Water Heat Recovery (DWHR) ¦New
Commercial | Com ¦ Gas Heat Pump Water Heater | 2028 | Economic | million_m3 | After Competition Groups | 0.24486 | 0 | 0 | 1785.5917 | 0.00013713 | 34 | Commercial_2028_Economic_million_m3_After Competition Groups_34 | Gas Heat Pump Water Heater | 0.01371% | 0 | 0.24486 | Commercial_2028_Economic_million_m3_After Competition Groups_Gas Heat Pump Water Heater
Commercial | Com ¦ Solar Water Preheat (Pools/DHW) | 2028 | Economic | million_m3 | After Competition Groups | 0.21845 | 0 | 0 | 1785.5917 | 0.00012234 | 35 | Commercial_2028_Economic_million_m3_After Competition Groups_35 | Solar Water Preheat (Pools/DHW) | 0.01223% | 0 | 0.21845 | Commercial_2028_Economic_million_m3_After Competition Groups_Solar Water Preheat (Pools/DHW)
Commercial | Com ¦ Air Curtains | 2028 | Economic | million_m3 | After Competition Groups | 0.14002 | 0 | 0 | 1785.5917 | 7.8416e-05 | 36 | Commercial_2028_Economic_million_m3_After Competition Groups_36 | Air Curtains | 0.007842% | 0 | 0.14002 | Commercial_2028_Economic_million_m3_After Competition Groups_Air Curtains
Commercial | Com ¦ Adaptive Thermostats | 2028 | SC A | million_m3 | After Competition Groups | 52.2379 | 2333773.4262 | 2.3338 | 446.8861 | 0.11689 | 1 | Commercial_2028_SC A_million_m3_After Competition Groups_1 | Adaptive Thermostats | 11.69% | 2.3338 | 52.2379 | Commercial_2028_SC A_million_m3_After Competition Groups_Adaptive Thermostats
Commercial | Com ¦ Demand Control Ventilation | 2028 | SC A | million_m3 | After Competition Groups | 48.3303 | 2024437.2745 | 2.0244 | 446.8861 | 0.10815 | 2 | Commercial_2028_SC A_million_m3_After Competition Groups_2 | Demand Control Ventilation | 10.81% | 2.0244 | 48.3303 | Commercial_2028_SC A_million_m3_After Competition Groups_Demand Control Ventilation
Commercial | Com ¦ Boilers - Advanced Controls (Steam Systems) | 2028 | SC A | million_m3 | After Competition Groups | 46.7332 | 1654074.8322 | 1.6541 | 446.8861 | 0.10458 | 3 | Commercial_2028_SC A_million_m3_After Competition Groups_3 | Boilers - Advanced Controls (Steam Systems) | 10.46% | 1.6541 | 46.7332 | Commercial_2028_SC A_million_m3_After Competition Groups_Boilers - Advanced Controls (Steam Systems)
Commercial | Com ¦ Building Recommissioning, Operations and Maintenance (O&M) Improvements | 2028 | SC A | million_m3 | After Competition Groups | 36.6674 | 438461.0514 | 0.43846 | 446.8861 | 0.082051 | 4 | Commercial_2028_SC A_million_m3_After Competition Groups_4 | Building Recommissioning, Operations and Maintenance (O&M) Improvements | 8.205% | 0.43846 | 36.6674 | Commercial_2028_SC A_million_m3_After Competition Groups_Building Recommissioning, Operations and Maintenance (O&M) Improvements
Commercial | Com ¦ Condensing Boiler ¦ Std | 2028 | SC A | million_m3 | After Competition Groups | 33.3022 | 3903111.5774 | 3.9031 | 446.8861 | 0.07452 | 5 | Commercial_2028_SC A_million_m3_After Competition Groups_5 | Condensing Boiler ¦ Std | 7.452% | 3.9031 | 33.3022 | Commercial_2028_SC A_million_m3_After Competition Groups_Condensing Boiler ¦ Std
Commercial | Com ¦ Condensing Make Up Air Unit | 2028 | SC A | million_m3 | After Competition Groups | 24.5945 | 1487373.7961 | 1.4874 | 446.8861 | 0.055035 | 6 | Commercial_2028_SC A_million_m3_After Competition Groups_6 | Condensing Make Up Air Unit | 5.504% | 1.4874 | 24.5945 | Commercial_2028_SC A_million_m3_After Competition Groups_Condensing Make Up Air Unit
Commercial | Com ¦ Gas Fired Rooftop Units | 2028 | SC A | million_m3 | After Competition Groups | 23.1476 | 1395011.3317 | 1.395 | 446.8861 | 0.051797 | 7 | Commercial_2028_SC A_million_m3_After Competition Groups_7 | Gas Fired Rooftop Units | 5.18% | 1.395 | 23.1476 | Commercial_2028_SC A_million_m3_After Competition Groups_Gas Fired Rooftop Units
Commercial | Com ¦ Air Handler with Dedicated Outdoor Air Systems | 2028 | SC A | million_m3 | After Competition Groups | 21.7519 | 630170.2484 | 0.63017 | 446.8861 | 0.048674 | 8 | Commercial_2028_SC A_million_m3_After Competition Groups_8 | Air Handler with Dedicated Outdoor Air Systems | 4.867% | 0.63017 | 21.7519 | Commercial_2028_SC A_million_m3_After Competition Groups_Air Handler with Dedicated Outdoor Air Systems
Commercial | Com ¦ Gas Fired Heat Pump | 2028 | SC A | million_m3 | After Competition Groups | 21.6687 | 837430.139 | 0.83743 | 446.8861 | 0.048488 | 9 | Commercial_2028_SC A_million_m3_After Competition Groups_9 | Gas Fired Heat Pump | 4.849% | 0.83743 | 21.6687 | Commercial_2028_SC A_million_m3_After Competition Groups_Gas Fired Heat Pump
Commercial | Com ¦ Demand Control Kitchen Ventilation | 2028 | SC A | million_m3 | After Competition Groups | 19.6685 | 982517.2894 | 0.98252 | 446.8861 | 0.044012 | 10 | Commercial_2028_SC A_million_m3_After Competition Groups_10 | Demand Control Kitchen Ventilation | 4.401% | 0.98252 | 19.6685 | Commercial_2028_SC A_million_m3_After Competition Groups_Demand Control Kitchen Ventilation
Commercial | Com ¦ Advanced BAS/Controllers | 2028 | SC A | million_m3 | After Competition Groups | 18.6423 | 612999.676 | 0.613 | 446.8861 | 0.041716 | 11 | Commercial_2028_SC A_million_m3_After Competition Groups_11 | Advanced BAS/Controllers | 4.172% | 0.613 | 18.6423 | Commercial_2028_SC A_million_m3_After Competition Groups_Advanced BAS/Controllers
Commercial | Com ¦ Steam System Optimization | 2028 | SC A | million_m3 | After Competition Groups | 17.9794 | 230364.1868 | 0.23036 | 446.8861 | 0.040233 | 12 | Commercial_2028_SC A_million_m3_After Competition Groups_12 | Steam System Optimization | 4.023% | 0.23036 | 17.9794 | Commercial_2028_SC A_million_m3_After Competition Groups_Steam System Optimization
Commercial | Com ¦ Furnace Tune-Up | 2028 | SC A | million_m3 | After Competition Groups | 16.7082 | 102316.0967 | 0.10232 | 446.8861 | 0.037388 | 13 | Commercial_2028_SC A_million_m3_After Competition Groups_13 | Furnace Tune-Up | 3.739% | 0.10232 | 16.7082 | Commercial_2028_SC A_million_m3_After Competition Groups_Furnace Tune-Up
Commercial | Com ¦ Destratification | 2028 | SC A | million_m3 | After Competition Groups | 16.5945 | 733073.2748 | 0.73307 | 446.8861 | 0.037134 | 14 | Commercial_2028_SC A_million_m3_After Competition Groups_14 | Destratification | 3.713% | 0.73307 | 16.5945 | Commercial_2028_SC A_million_m3_After Competition Groups_Destratification
Commercial | Com ¦ Wall Insulation | 2028 | SC A | million_m3 | After Competition Groups | 9.3948 | 422102.4804 | 0.4221 | 446.8861 | 0.021023 | 15 | Commercial_2028_SC A_million_m3_After Competition Groups_15 | Wall Insulation | 2.102% | 0.4221 | 9.3948 | Commercial_2028_SC A_million_m3_After Competition Groups_Wall Insulation
Commercial | Com ¦ Condensing Unit Heaters or other Efficient Unit Heating System | 2028 | SC A | million_m3 | After Competition Groups | 9.0615 | 700148.5119 | 0.70015 | 446.8861 | 0.020277 | 16 | Commercial_2028_SC A_million_m3_After Competition Groups_16 | Condensing Unit Heaters or other Efficient Unit Heating System | 2.028% | 0.70015 | 9.0615 | Commercial_2028_SC A_million_m3_After Competition Groups_Condensing Unit Heaters or other Efficient Unit Heating System
Commercial | Com ¦ Education and Capacity Building/Energy Behavior | 2028 | SC A | million_m3 | After Competition Groups | 8.8285 | 7203006.4213 | 7.203 | 446.8861 | 0.019756 | 17 | Commercial_2028_SC A_million_m3_After Competition Groups_17 | Education and Capacity Building/Energy Behavior | 1.976% | 7.203 | 8.8285 | Commercial_2028_SC A_million_m3_After Competition Groups_Education and Capacity Building/Energy Behavior
Commercial | Com ¦ Demand controlled Circulating Systems | 2028 | SC A | million_m3 | After Competition Groups | 4.601 | 182808.8274 | 0.18281 | 446.8861 | 0.010296 | 18 | Commercial_2028_SC A_million_m3_After Competition Groups_18 | Demand controlled Circulating Systems | 1.03% | 0.18281 | 4.601 | Commercial_2028_SC A_million_m3_After Competition Groups_Demand controlled Circulating Systems
Commercial | Com ¦ High Efficiency Underfired Broilers | 2028 | SC A | million_m3 | After Competition Groups | 3.0813 | 99147.5689 | 0.099148 | 446.8861 | 0.006895 | 19 | Commercial_2028_SC A_million_m3_After Competition Groups_19 | High Efficiency Underfired Broilers | 0.6895% | 0.099148 | 3.0813 | Commercial_2028_SC A_million_m3_After Competition Groups_High Efficiency Underfired Broilers
Commercial | Com ¦ Duct Insulation, R8 | 2028 | SC A | million_m3 | After Competition Groups | 2.916 | 142411.8925 | 0.14241 | 446.8861 | 0.0065252 | 20 | Commercial_2028_SC A_million_m3_After Competition Groups_20 | Duct Insulation, R8 | 0.6525% | 0.14241 | 2.916 | Commercial_2028_SC A_million_m3_After Competition Groups_Duct Insulation, R8
Commercial | Com ¦ ENERGY STAR Fryer (84% eff) | 2028 | SC A | million_m3 | After Competition Groups | 2.6948 | 0 | 0 | 446.8861 | 0.0060302 | 21 | Commercial_2028_SC A_million_m3_After Competition Groups_21 | ENERGY STAR Fryer (84% eff) | 0.603% | 0 | 2.6948 | Commercial_2028_SC A_million_m3_After Competition Groups_ENERGY STAR Fryer (84% eff)
Commercial | Com ¦ Energy Efficient Laboratory Fume Hood | 2028 | SC A | million_m3 | After Competition Groups | 1.9321 | 0 | 0 | 446.8861 | 0.0043234 | 22 | Commercial_2028_SC A_million_m3_After Competition Groups_22 | Energy Efficient Laboratory Fume Hood | 0.4323% | 0 | 1.9321 | Commercial_2028_SC A_million_m3_After Competition Groups_Energy Efficient Laboratory Fume Hood
Commercial | Com ¦ Ozone Laundry Treatment | 2028 | SC A | million_m3 | After Competition Groups | 1.4976 | 0 | 0 | 446.8861 | 0.0033513 | 23 | Commercial_2028_SC A_million_m3_After Competition Groups_23 | Ozone Laundry Treatment | 0.3351% | 0 | 1.4976 | Commercial_2028_SC A_million_m3_After Competition Groups_Ozone Laundry Treatment
Commercial | Com ¦ Infrared Heaters | 2028 | SC A | million_m3 | After Competition Groups | 1.0139 | 87882.5597 | 0.087883 | 446.8861 | 0.0022688 | 24 | Commercial_2028_SC A_million_m3_After Competition Groups_24 | Infrared Heaters | 0.2269% | 0.087883 | 1.0139 | Commercial_2028_SC A_million_m3_After Competition Groups_Infrared Heaters
Commercial | Com ¦ ENERGY STAR Dishwasher | 2028 | SC A | million_m3 | After Competition Groups | 0.99163 | 0 | 0 | 446.8861 | 0.002219 | 25 | Commercial_2028_SC A_million_m3_After Competition Groups_25 | ENERGY STAR Dishwasher | 0.2219% | 0 | 0.99163 | Commercial_2028_SC A_million_m3_After Competition Groups_ENERGY STAR Dishwasher
Commercial | Com ¦ ENERGY STAR Griddle (74% eff) | 2028 | SC A | million_m3 | After Competition Groups | 0.95503 | 0 | 0 | 446.8861 | 0.0021371 | 26 | Commercial_2028_SC A_million_m3_After Competition Groups_26 | ENERGY STAR Griddle (74% eff) | 0.2137% | 0 | 0.95503 | Commercial_2028_SC A_million_m3_After Competition Groups_ENERGY STAR Griddle (74% eff)
Commercial | Com ¦ CEE Tier 2/Energy Star Clothes Washers | 2028 | SC A | million_m3 | After Competition Groups | 0.52844 | 0 | 0 | 446.8861 | 0.0011825 | 27 | Commercial_2028_SC A_million_m3_After Competition Groups_27 | CEE Tier 2/Energy Star Clothes Washers | 0.1182% | 0 | 0.52844 | Commercial_2028_SC A_million_m3_After Competition Groups_CEE Tier 2/Energy Star Clothes Washers
Commercial | Com ¦ Drain Water Heat Recovery (DWHR) ¦ Retro | 2028 | SC A | million_m3 | After Competition Groups | 0.42494 | 15697.6619 | 0.015698 | 446.8861 | 0.0009509 | 28 | Commercial_2028_SC A_million_m3_After Competition Groups_28 | Drain Water Heat Recovery (DWHR) ¦ Retro | 0.09509% | 0.015698 | 0.42494 | Commercial_2028_SC A_million_m3_After Competition Groups_Drain Water Heat Recovery (DWHR) ¦ Retro
Commercial | Com ¦ ENERGY STAR Steam Cooker | 2028 | SC A | million_m3 | After Competition Groups | 0.28067 | 7704.739 | 0.0077047 | 446.8861 | 0.00062805 | 29 | Commercial_2028_SC A_million_m3_After Competition Groups_29 | ENERGY STAR Steam Cooker | 0.06281% | 0.0077047 | 0.28067 | Commercial_2028_SC A_million_m3_After Competition Groups_ENERGY STAR Steam Cooker
Commercial | Com ¦ Low Flow Pre-Rinse Spray Nozzle | 2028 | SC A | million_m3 | After Competition Groups | 0.26851 | 4449.9979 | 0.00445 | 446.8861 | 0.00060085 | 30 | Commercial_2028_SC A_million_m3_After Competition Groups_30 | Low Flow Pre-Rinse Spray Nozzle | 0.06008% | 0.00445 | 0.26851 | Commercial_2028_SC A_million_m3_After Competition Groups_Low Flow Pre-Rinse Spray Nozzle
Commercial | Com ¦ Energy Recovery Ventilation and Ventilation (Enhanced) | 2028 | SC A | million_m3 | After Competition Groups | 0.22092 | 9195.9287 | 0.0091959 | 446.8861 | 0.00049436 | 31 | Commercial_2028_SC A_million_m3_After Competition Groups_31 | Energy Recovery Ventilation and Ventilation (Enhanced) | 0.04944% | 0.0091959 | 0.22092 | Commercial_2028_SC A_million_m3_After Competition Groups_Energy Recovery Ventilation and Ventilation (Enhanced)
Commercial | Com ¦ Drain Water Heat Recovery (DWHR) ¦New | 2028 | SC A | million_m3 | After Competition Groups | 0.10095 | 5016.5064 | 0.0050165 | 446.8861 | 0.0002259 | 32 | Commercial_2028_SC A_million_m3_After Competition Groups_32 | Drain Water Heat Recovery (DWHR) ¦New | 0.02259% | 0.0050165 | 0.10095 | Commercial_2028_SC A_million_m3_After Competition Groups_Drain Water Heat Recovery (DWHR) ¦New
Commercial | Com ¦ Heat Recovery Ventilator | 2028 | SC A | million_m3 | After Competition Groups | 0.039445 | 428.4199 | 0.00042842 | 446.8861 | 8.8266e-05 | 33 | Commercial_2028_SC A_million_m3_After Competition Groups_33 | Heat Recovery Ventilator | 0.008827% | 0.00042842 | 0.039445 | Commercial_2028_SC A_million_m3_After Competition Groups_Heat Recovery Ventilator
Commercial | Com ¦ Solar Water Preheat (Pools/DHW) | 2028 | SC A | million_m3 | After Competition Groups | 0.026766 | 2186.1994 | 0.0021862 | 446.8861 | 5.9895e-05 | 34 | Commercial_2028_SC A_million_m3_After Competition Groups_34 | Solar Water Preheat (Pools/DHW) | 0.00599% | 0.0021862 | 0.026766 | Commercial_2028_SC A_million_m3_After Competition Groups_Solar Water Preheat (Pools/DHW)
Commercial | Com ¦ Gas Heat Pump Water Heater | 2028 | SC A | million_m3 | After Competition Groups | 0.00062195 | 0 | 0 | 446.8861 | 1.3917e-06 | 35 | Commercial_2028_SC A_million_m3_After Competition Groups_35 | Gas Heat Pump Water Heater | 0.0001392% | 0 | 0.00062195 | Commercial_2028_SC A_million_m3_After Competition Groups_Gas Heat Pump Water Heater
Commercial | Com ¦ Air Curtains | 2028 | SC A | million_m3 | After Competition Groups | 9.5712e-05 | 0 | 0 | 446.8861 | 2.1418e-07 | 36 | Commercial_2028_SC A_million_m3_After Competition Groups_36 | Air Curtains | 2.142e-05% | 0 | 9.5712e-05 | Commercial_2028_SC A_million_m3_After Competition Groups_Air Curtains
Commercial | Com ¦ Demand Control Ventilation | 2028 | SC B | million_m3 | After Competition Groups | 113.138 | 21119910.0017 | 21.1199 | 935.0083 | 0.121 | 1 | Commercial_2028_SC B_million_m3_After Competition Groups_1 | Demand Control Ventilation | 12.1% | 21.1199 | 113.138 | Commercial_2028_SC B_million_m3_After Competition Groups_Demand Control Ventilation
Commercial | Com ¦ Adaptive Thermostats | 2028 | SC B | million_m3 | After Competition Groups | 100.9039 | 3339229.5647 | 3.3392 | 935.0083 | 0.10792 | 2 | Commercial_2028_SC B_million_m3_After Competition Groups_2 | Adaptive Thermostats | 10.79% | 3.3392 | 100.9039 | Commercial_2028_SC B_million_m3_After Competition Groups_Adaptive Thermostats
Commercial | Com ¦ Condensing Boiler ¦ Std | 2028 | SC B | million_m3 | After Competition Groups | 89.6264 | 41565889.4132 | 41.5659 | 935.0083 | 0.095856 | 3 | Commercial_2028_SC B_million_m3_After Competition Groups_3 | Condensing Boiler ¦ Std | 9.586% | 41.5659 | 89.6264 | Commercial_2028_SC B_million_m3_After Competition Groups_Condensing Boiler ¦ Std
Commercial | Com ¦ Air Handler with Dedicated Outdoor Air Systems | 2028 | SC B | million_m3 | After Competition Groups | 73.0035 | 16505365.2707 | 16.5054 | 935.0083 | 0.078078 | 4 | Commercial_2028_SC B_million_m3_After Competition Groups_4 | Air Handler with Dedicated Outdoor Air Systems | 7.808% | 16.5054 | 73.0035 | Commercial_2028_SC B_million_m3_After Competition Groups_Air Handler with Dedicated Outdoor Air Systems
Commercial | Com ¦ Building Recommissioning, Operations and Maintenance (O&M) Improvements | 2028 | SC B | million_m3 | After Competition Groups | 64.8691 | 17734492.3925 | 17.7345 | 935.0083 | 0.069378 | 5 | Commercial_2028_SC B_million_m3_After Competition Groups_5 | Building Recommissioning, Operations and Maintenance (O&M) Improvements | 6.938% | 17.7345 | 64.8691 | Commercial_2028_SC B_million_m3_After Competition Groups_Building Recommissioning, Operations and Maintenance (O&M) Improvements
Commercial | Com ¦ Gas Fired Rooftop Units | 2028 | SC B | million_m3 | After Competition Groups | 51.6289 | 4462054.6595 | 4.4621 | 935.0083 | 0.055218 | 6 | Commercial_2028_SC B_million_m3_After Competition Groups_6 | Gas Fired Rooftop Units | 5.522% | 4.4621 | 51.6289 | Commercial_2028_SC B_million_m3_After Competition Groups_Gas Fired Rooftop Units
Commercial | Com ¦ Boilers - Advanced Controls (Steam Systems) | 2028 | SC B | million_m3 | After Competition Groups | 47.2753 | 2899820.626 | 2.8998 | 935.0083 | 0.050561 | 7 | Commercial_2028_SC B_million_m3_After Competition Groups_7 | Boilers - Advanced Controls (Steam Systems) | 5.056% | 2.8998 | 47.2753 | Commercial_2028_SC B_million_m3_After Competition Groups_Boilers - Advanced Controls (Steam Systems)
Commercial | Com ¦ Education and Capacity Building/Energy Behavior | 2028 | SC B | million_m3 | After Competition Groups | 44.1423 | 36015032.1067 | 36.015 | 935.0083 | 0.047211 | 8 | Commercial_2028_SC B_million_m3_After Competition Groups_8 | Education and Capacity Building/Energy Behavior | 4.721% | 36.015 | 44.1423 | Commercial_2028_SC B_million_m3_After Competition Groups_Education and Capacity Building/Energy Behavior
Commercial | Com ¦ Steam System Optimization | 2028 | SC B | million_m3 | After Competition Groups | 39.6715 | 319901.7178 | 0.3199 | 935.0083 | 0.042429 | 9 | Commercial_2028_SC B_million_m3_After Competition Groups_9 | Steam System Optimization | 4.243% | 0.3199 | 39.6715 | Commercial_2028_SC B_million_m3_After Competition Groups_Steam System Optimization
Commercial | Com ¦ Demand Control Kitchen Ventilation | 2028 | SC B | million_m3 | After Competition Groups | 39.6367 | 4040771.2881 | 4.0408 | 935.0083 | 0.042392 | 10 | Commercial_2028_SC B_million_m3_After Competition Groups_10 | Demand Control Kitchen Ventilation | 4.239% | 4.0408 | 39.6367 | Commercial_2028_SC B_million_m3_After Competition Groups_Demand Control Kitchen Ventilation
Commercial | Com ¦ Destratification | 2028 | SC B | million_m3 | After Competition Groups | 39.2072 | 2676947.1524 | 2.6769 | 935.0083 | 0.041932 | 11 | Commercial_2028_SC B_million_m3_After Competition Groups_11 | Destratification | 4.193% | 2.6769 | 39.2072 | Commercial_2028_SC B_million_m3_After Competition Groups_Destratification
Commercial | Com ¦ Furnace Tune-Up | 2028 | SC B | million_m3 | After Competition Groups | 37.076 | 145933.8024 | 0.14593 | 935.0083 | 0.039653 | 12 | Commercial_2028_SC B_million_m3_After Competition Groups_12 | Furnace Tune-Up | 3.965% | 0.14593 | 37.076 | Commercial_2028_SC B_million_m3_After Competition Groups_Furnace Tune-Up
Commercial | Com ¦ Condensing Make Up Air Unit | 2028 | SC B | million_m3 | After Competition Groups | 35.9747 | 5206056.8487 | 5.2061 | 935.0083 | 0.038475 | 13 | Commercial_2028_SC B_million_m3_After Competition Groups_13 | Condensing Make Up Air Unit | 3.848% | 5.2061 | 35.9747 | Commercial_2028_SC B_million_m3_After Competition Groups_Condensing Make Up Air Unit
Commercial | Com ¦ Gas Fired Heat Pump | 2028 | SC B | million_m3 | After Competition Groups | 32.642 | 5236460.3992 | 5.2365 | 935.0083 | 0.034911 | 14 | Commercial_2028_SC B_million_m3_After Competition Groups_14 | Gas Fired Heat Pump | 3.491% | 5.2365 | 32.642 | Commercial_2028_SC B_million_m3_After Competition Groups_Gas Fired Heat Pump
Commercial | Com ¦ Advanced BAS/Controllers | 2028 | SC B | million_m3 | After Competition Groups | 27.0921 | 6571520.8605 | 6.5715 | 935.0083 | 0.028975 | 15 | Commercial_2028_SC B_million_m3_After Competition Groups_15 | Advanced BAS/Controllers | 2.898% | 6.5715 | 27.0921 | Commercial_2028_SC B_million_m3_After Competition Groups_Advanced BAS/Controllers
Commercial | Com ¦ Wall Insulation | 2028 | SC B | million_m3 | After Competition Groups | 20.9321 | 912235.6641 | 0.91224 | 935.0083 | 0.022387 | 16 | Commercial_2028_SC B_million_m3_After Competition Groups_16 | Wall Insulation | 2.239% | 0.91224 | 20.9321 | Commercial_2028_SC B_million_m3_After Competition Groups_Wall Insulation
Commercial | Com ¦ Condensing Unit Heaters or other Efficient Unit Heating System | 2028 | SC B | million_m3 | After Competition Groups | 19.3719 | 6539936.8794 | 6.5399 | 935.0083 | 0.020718 | 17 | Commercial_2028_SC B_million_m3_After Competition Groups_17 | Condensing Unit Heaters or other Efficient Unit Heating System | 2.072% | 6.5399 | 19.3719 | Commercial_2028_SC B_million_m3_After Competition Groups_Condensing Unit Heaters or other Efficient Unit Heating System
Commercial | Com ¦ Energy Efficient Laboratory Fume Hood | 2028 | SC B | million_m3 | After Competition Groups | 14.4449 | 3983525.9259 | 3.9835 | 935.0083 | 0.015449 | 18 | Commercial_2028_SC B_million_m3_After Competition Groups_18 | Energy Efficient Laboratory Fume Hood | 1.545% | 3.9835 | 14.4449 | Commercial_2028_SC B_million_m3_After Competition Groups_Energy Efficient Laboratory Fume Hood
Commercial | Com ¦ Demand controlled Circulating Systems | 2028 | SC B | million_m3 | After Competition Groups | 10.9958 | 710139.502 | 0.71014 | 935.0083 | 0.01176 | 19 | Commercial_2028_SC B_million_m3_After Competition Groups_19 | Demand controlled Circulating Systems | 1.176% | 0.71014 | 10.9958 | Commercial_2028_SC B_million_m3_After Competition Groups_Demand controlled Circulating Systems
Commercial | Com ¦ Duct Insulation, R8 | 2028 | SC B | million_m3 | After Competition Groups | 8.5458 | 1176172.4551 | 1.1762 | 935.0083 | 0.0091398 | 20 | Commercial_2028_SC B_million_m3_After Competition Groups_20 | Duct Insulation, R8 | 0.914% | 1.1762 | 8.5458 | Commercial_2028_SC B_million_m3_After Competition Groups_Duct Insulation, R8
Commercial | Com ¦ Ozone Laundry Treatment | 2028 | SC B | million_m3 | After Competition Groups | 5.2664 | 1145793.3436 | 1.1458 | 935.0083 | 0.0056324 | 21 | Commercial_2028_SC B_million_m3_After Competition Groups_21 | Ozone Laundry Treatment | 0.5632% | 1.1458 | 5.2664 | Commercial_2028_SC B_million_m3_After Competition Groups_Ozone Laundry Treatment
Commercial | Com ¦ ENERGY STAR Fryer (84% eff) | 2028 | SC B | million_m3 | After Competition Groups | 3.9903 | 792570.3014 | 0.79257 | 935.0083 | 0.0042677 | 22 | Commercial_2028_SC B_million_m3_After Competition Groups_22 | ENERGY STAR Fryer (84% eff) | 0.4268% | 0.79257 | 3.9903 | Commercial_2028_SC B_million_m3_After Competition Groups_ENERGY STAR Fryer (84% eff)
Commercial | Com ¦ High Efficiency Underfired Broilers | 2028 | SC B | million_m3 | After Competition Groups | 3.6911 | 231774.2021 | 0.23177 | 935.0083 | 0.0039477 | 23 | Commercial_2028_SC B_million_m3_After Competition Groups_23 | High Efficiency Underfired Broilers | 0.3948% | 0.23177 | 3.6911 | Commercial_2028_SC B_million_m3_After Competition Groups_High Efficiency Underfired Broilers
Commercial | Com ¦ ENERGY STAR Griddle (74% eff) | 2028 | SC B | million_m3 | After Competition Groups | 2.6414 | 774705.3572 | 0.77471 | 935.0083 | 0.002825 | 24 | Commercial_2028_SC B_million_m3_After Competition Groups_24 | ENERGY STAR Griddle (74% eff) | 0.2825% | 0.77471 | 2.6414 | Commercial_2028_SC B_million_m3_After Competition Groups_ENERGY STAR Griddle (74% eff)
Commercial | Com ¦ Infrared Heaters | 2028 | SC B | million_m3 | After Competition Groups | 2.5005 | 884756.4181 | 0.88476 | 935.0083 | 0.0026743 | 25 | Commercial_2028_SC B_million_m3_After Competition Groups_25 | Infrared Heaters | 0.2674% | 0.88476 | 2.5005 | Commercial_2028_SC B_million_m3_After Competition Groups_Infrared Heaters
Commercial | Com ¦ Heat Recovery Ventilator | 2028 | SC B | million_m3 | After Competition Groups | 1.3651 | 528126.3952 | 0.52813 | 935.0083 | 0.00146 | 26 | Commercial_2028_SC B_million_m3_After Competition Groups_26 | Heat Recovery Ventilator | 0.146% | 0.52813 | 1.3651 | Commercial_2028_SC B_million_m3_After Competition Groups_Heat Recovery Ventilator
Commercial | Com ¦ Energy Recovery Ventilation and Ventilation (Enhanced) | 2028 | SC B | million_m3 | After Competition Groups | 1.3399 | 502038.1906 | 0.50204 | 935.0083 | 0.0014331 | 27 | Commercial_2028_SC B_million_m3_After Competition Groups_27 | Energy Recovery Ventilation and Ventilation (Enhanced) | 0.1433% | 0.50204 | 1.3399 | Commercial_2028_SC B_million_m3_After Competition Groups_Energy Recovery Ventilation and Ventilation (Enhanced)
Commercial | Com ¦ ENERGY STAR Dishwasher | 2028 | SC B | million_m3 | After Competition Groups | 1.2675 | 336503.1626 | 0.3365 | 935.0083 | 0.0013556 | 28 | Commercial_2028_SC B_million_m3_After Competition Groups_28 | ENERGY STAR Dishwasher | 0.1356% | 0.3365 | 1.2675 | Commercial_2028_SC B_million_m3_After Competition Groups_ENERGY STAR Dishwasher
Commercial | Com ¦ Drain Water Heat Recovery (DWHR) ¦ Retro | 2028 | SC B | million_m3 | After Competition Groups | 0.93369 | 41763.8914 | 0.041764 | 935.0083 | 0.00099859 | 29 | Commercial_2028_SC B_million_m3_After Competition Groups_29 | Drain Water Heat Recovery (DWHR) ¦ Retro | 0.09986% | 0.041764 | 0.93369 | Commercial_2028_SC B_million_m3_After Competition Groups_Drain Water Heat Recovery (DWHR) ¦ Retro
Commercial | Com ¦ CEE Tier 2/Energy Star Clothes Washers | 2028 | SC B | million_m3 | After Competition Groups | 0.7417 | 96602.4156 | 0.096602 | 935.0083 | 0.00079326 | 30 | Commercial_2028_SC B_million_m3_After Competition Groups_30 | CEE Tier 2/Energy Star Clothes Washers | 0.07933% | 0.096602 | 0.7417 | Commercial_2028_SC B_million_m3_After Competition Groups_CEE Tier 2/Energy Star Clothes Washers
Commercial | Com ¦ Low Flow Pre-Rinse Spray Nozzle | 2028 | SC B | million_m3 | After Competition Groups | 0.40173 | 33876.505 | 0.033877 | 935.0083 | 0.00042965 | 31 | Commercial_2028_SC B_million_m3_After Competition Groups_31 | Low Flow Pre-Rinse Spray Nozzle | 0.04296% | 0.033877 | 0.40173 | Commercial_2028_SC B_million_m3_After Competition Groups_Low Flow Pre-Rinse Spray Nozzle
Commercial | Com ¦ ENERGY STAR Steam Cooker | 2028 | SC B | million_m3 | After Competition Groups | 0.28557 | 14088.5236 | 0.014089 | 935.0083 | 0.00030542 | 32 | Commercial_2028_SC B_million_m3_After Competition Groups_32 | ENERGY STAR Steam Cooker | 0.03054% | 0.014089 | 0.28557 | Commercial_2028_SC B_million_m3_After Competition Groups_ENERGY STAR Steam Cooker
Commercial | Com ¦ Drain Water Heat Recovery (DWHR) ¦New | 2028 | SC B | million_m3 | After Competition Groups | 0.15381 | 15636.9901 | 0.015637 | 935.0083 | 0.0001645 | 33 | Commercial_2028_SC B_million_m3_After Competition Groups_33 | Drain Water Heat Recovery (DWHR) ¦New | 0.01645% | 0.015637 | 0.15381 | Commercial_2028_SC B_million_m3_After Competition Groups_Drain Water Heat Recovery (DWHR) ¦New
Commercial | Com ¦ Air Curtains | 2028 | SC B | million_m3 | After Competition Groups | 0.10018 | 34925.7211 | 0.034926 | 935.0083 | 0.00010715 | 34 | Commercial_2028_SC B_million_m3_After Competition Groups_34 | Air Curtains | 0.01071% | 0.034926 | 0.10018 | Commercial_2028_SC B_million_m3_After Competition Groups_Air Curtains
Commercial | Com ¦ Gas Heat Pump Water Heater | 2028 | SC B | million_m3 | After Competition Groups | 0.080678 | 96855.9241 | 0.096856 | 935.0083 | 8.6286e-05 | 35 | Commercial_2028_SC B_million_m3_After Competition Groups_35 | Gas Heat Pump Water Heater | 0.008629% | 0.096856 | 0.080678 | Commercial_2028_SC B_million_m3_After Competition Groups_Gas Heat Pump Water Heater
Commercial | Com ¦ Solar Water Preheat (Pools/DHW) | 2028 | SC B | million_m3 | After Competition Groups | 0.070876 | 12239.6657 | 0.01224 | 935.0083 | 7.5803e-05 | 36 | Commercial_2028_SC B_million_m3_After Competition Groups_36 | Solar Water Preheat (Pools/DHW) | 0.00758% | 0.01224 | 0.070876 | Commercial_2028_SC B_million_m3_After Competition Groups_Solar Water Preheat (Pools/DHW)
Commercial | Com ¦ Demand Control Ventilation | 2028 | SC C | million_m3 | After Competition Groups | 53.1071 | 6754639.4657 | 6.7546 | 481.2096 | 0.11036 | 1 | Commercial_2028_SC C_million_m3_After Competition Groups_1 | Demand Control Ventilation | 11.04% | 6.7546 | 53.1071 | Commercial_2028_SC C_million_m3_After Competition Groups_Demand Control Ventilation
Commercial | Com ¦ Adaptive Thermostats | 2028 | SC C | million_m3 | After Competition Groups | 52.2584 | 2509770.7002 | 2.5098 | 481.2096 | 0.1086 | 2 | Commercial_2028_SC C_million_m3_After Competition Groups_2 | Adaptive Thermostats | 10.86% | 2.5098 | 52.2584 | Commercial_2028_SC C_million_m3_After Competition Groups_Adaptive Thermostats
Commercial | Com ¦ Boilers - Advanced Controls (Steam Systems) | 2028 | SC C | million_m3 | After Competition Groups | 47.2757 | 2900139.8405 | 2.9001 | 481.2096 | 0.098244 | 3 | Commercial_2028_SC C_million_m3_After Competition Groups_3 | Boilers - Advanced Controls (Steam Systems) | 9.824% | 2.9001 | 47.2757 | Commercial_2028_SC C_million_m3_After Competition Groups_Boilers - Advanced Controls (Steam Systems)
Commercial | Com ¦ Condensing Boiler ¦ Std | 2028 | SC C | million_m3 | After Competition Groups | 44.8944 | 11765273.0017 | 11.7653 | 481.2096 | 0.093295 | 4 | Commercial_2028_SC C_million_m3_After Competition Groups_4 | Condensing Boiler ¦ Std | 9.329% | 11.7653 | 44.8944 | Commercial_2028_SC C_million_m3_After Competition Groups_Condensing Boiler ¦ Std
Commercial | Com ¦ Building Recommissioning, Operations and Maintenance (O&M) Improvements | 2028 | SC C | million_m3 | After Competition Groups | 37.448 | 3308940.073 | 3.3089 | 481.2096 | 0.07782 | 5 | Commercial_2028_SC C_million_m3_After Competition Groups_5 | Building Recommissioning, Operations and Maintenance (O&M) Improvements | 7.782% | 3.3089 | 37.448 | Commercial_2028_SC C_million_m3_After Competition Groups_Building Recommissioning, Operations and Maintenance (O&M) Improvements
Commercial | Com ¦ Condensing Make Up Air Unit | 2028 | SC C | million_m3 | After Competition Groups | 25.8482 | 3796465.8848 | 3.7965 | 481.2096 | 0.053715 | 6 | Commercial_2028_SC C_million_m3_After Competition Groups_6 | Condensing Make Up Air Unit | 5.371% | 3.7965 | 25.8482 | Commercial_2028_SC C_million_m3_After Competition Groups_Condensing Make Up Air Unit
Commercial | Com ¦ Air Handler with Dedicated Outdoor Air Systems | 2028 | SC C | million_m3 | After Competition Groups | 25.8277 | 3972325.6175 | 3.9723 | 481.2096 | 0.053672 | 7 | Commercial_2028_SC C_million_m3_After Competition Groups_7 | Air Handler with Dedicated Outdoor Air Systems | 5.367% | 3.9723 | 25.8277 | Commercial_2028_SC C_million_m3_After Competition Groups_Air Handler with Dedicated Outdoor Air Systems
Commercial | Com ¦ Gas Fired Heat Pump | 2028 | SC C | million_m3 | After Competition Groups | 23.813 | 2976048.2679 | 2.976 | 481.2096 | 0.049486 | 8 | Commercial_2028_SC C_million_m3_After Competition Groups_8 | Gas Fired Heat Pump | 4.949% | 2.976 | 23.813 | Commercial_2028_SC C_million_m3_After Competition Groups_Gas Fired Heat Pump
Commercial | Com ¦ Gas Fired Rooftop Units | 2028 | SC C | million_m3 | After Competition Groups | 23.5116 | 2179519.4067 | 2.1795 | 481.2096 | 0.048859 | 9 | Commercial_2028_SC C_million_m3_After Competition Groups_9 | Gas Fired Rooftop Units | 4.886% | 2.1795 | 23.5116 | Commercial_2028_SC C_million_m3_After Competition Groups_Gas Fired Rooftop Units
Commercial | Com ¦ Demand Control Kitchen Ventilation | 2028 | SC C | million_m3 | After Competition Groups | 20.5786 | 2586419.1678 | 2.5864 | 481.2096 | 0.042764 | 10 | Commercial_2028_SC C_million_m3_After Competition Groups_10 | Demand Control Kitchen Ventilation | 4.276% | 2.5864 | 20.5786 | Commercial_2028_SC C_million_m3_After Competition Groups_Demand Control Kitchen Ventilation
Commercial | Com ¦ Advanced BAS/Controllers | 2028 | SC C | million_m3 | After Competition Groups | 19.0965 | 2047002.6917 | 2.047 | 481.2096 | 0.039684 | 11 | Commercial_2028_SC C_million_m3_After Competition Groups_11 | Advanced BAS/Controllers | 3.968% | 2.047 | 19.0965 | Commercial_2028_SC C_million_m3_After Competition Groups_Advanced BAS/Controllers
Commercial | Com ¦ Steam System Optimization | 2028 | SC C | million_m3 | After Competition Groups | 17.9794 | 230364.1868 | 0.23036 | 481.2096 | 0.037363 | 12 | Commercial_2028_SC C_million_m3_After Competition Groups_12 | Steam System Optimization | 3.736% | 0.23036 | 17.9794 | Commercial_2028_SC C_million_m3_After Competition Groups_Steam System Optimization
Commercial | Com ¦ Destratification | 2028 | SC C | million_m3 | After Competition Groups | 17.6107 | 1872514.098 | 1.8725 | 481.2096 | 0.036597 | 13 | Commercial_2028_SC C_million_m3_After Competition Groups_13 | Destratification | 3.66% | 1.8725 | 17.6107 | Commercial_2028_SC C_million_m3_After Competition Groups_Destratification
Commercial | Com ¦ Furnace Tune-Up | 2028 | SC C | million_m3 | After Competition Groups | 16.7084 | 103123.0372 | 0.10312 | 481.2096 | 0.034722 | 14 | Commercial_2028_SC C_million_m3_After Competition Groups_14 | Furnace Tune-Up | 3.472% | 0.10312 | 16.7084 | Commercial_2028_SC C_million_m3_After Competition Groups_Furnace Tune-Up
Commercial | Com ¦ Condensing Unit Heaters or other Efficient Unit Heating System | 2028 | SC C | million_m3 | After Competition Groups | 10.9717 | 2259906.1026 | 2.2599 | 481.2096 | 0.0228 | 15 | Commercial_2028_SC C_million_m3_After Competition Groups_15 | Condensing Unit Heaters or other Efficient Unit Heating System | 2.28% | 2.2599 | 10.9717 | Commercial_2028_SC C_million_m3_After Competition Groups_Condensing Unit Heaters or other Efficient Unit Heating System
Commercial | Com ¦ Wall Insulation | 2028 | SC C | million_m3 | After Competition Groups | 9.4917 | 658040.3719 | 0.65804 | 481.2096 | 0.019725 | 16 | Commercial_2028_SC C_million_m3_After Competition Groups_16 | Wall Insulation | 1.972% | 0.65804 | 9.4917 | Commercial_2028_SC C_million_m3_After Competition Groups_Wall Insulation
Commercial | Com ¦ Education and Capacity Building/Energy Behavior | 2028 | SC C | million_m3 | After Competition Groups | 8.8285 | 7203006.4213 | 7.203 | 481.2096 | 0.018346 | 17 | Commercial_2028_SC C_million_m3_After Competition Groups_17 | Education and Capacity Building/Energy Behavior | 1.835% | 7.203 | 8.8285 | Commercial_2028_SC C_million_m3_After Competition Groups_Education and Capacity Building/Energy Behavior
Commercial | Com ¦ Demand controlled Circulating Systems | 2028 | SC C | million_m3 | After Competition Groups | 4.7931 | 361684.8345 | 0.36168 | 481.2096 | 0.0099604 | 18 | Commercial_2028_SC C_million_m3_After Competition Groups_18 | Demand controlled Circulating Systems | 0.996% | 0.36168 | 4.7931 | Commercial_2028_SC C_million_m3_After Competition Groups_Demand controlled Circulating Systems
Commercial | Com ¦ Duct Insulation, R8 | 2028 | SC C | million_m3 | After Competition Groups | 3.5902 | 625122.7472 | 0.62512 | 481.2096 | 0.0074607 | 19 | Commercial_2028_SC C_million_m3_After Competition Groups_19 | Duct Insulation, R8 | 0.7461% | 0.62512 | 3.5902 | Commercial_2028_SC C_million_m3_After Competition Groups_Duct Insulation, R8
Commercial | Com ¦ Energy Efficient Laboratory Fume Hood | 2028 | SC C | million_m3 | After Competition Groups | 3.2773 | 555534.5663 | 0.55553 | 481.2096 | 0.0068105 | 20 | Commercial_2028_SC C_million_m3_After Competition Groups_20 | Energy Efficient Laboratory Fume Hood | 0.6811% | 0.55553 | 3.2773 | Commercial_2028_SC C_million_m3_After Competition Groups_Energy Efficient Laboratory Fume Hood
Commercial | Com ¦ ENERGY STAR Fryer (84% eff) | 2028 | SC C | million_m3 | After Competition Groups | 3.1732 | 316974.7966 | 0.31697 | 481.2096 | 0.0065943 | 21 | Commercial_2028_SC C_million_m3_After Competition Groups_21 | ENERGY STAR Fryer (84% eff) | 0.6594% | 0.31697 | 3.1732 | Commercial_2028_SC C_million_m3_After Competition Groups_ENERGY STAR Fryer (84% eff)
Commercial | Com ¦ High Efficiency Underfired Broilers | 2028 | SC C | million_m3 | After Competition Groups | 3.1652 | 205383.9189 | 0.20538 | 481.2096 | 0.0065776 | 22 | Commercial_2028_SC C_million_m3_After Competition Groups_22 | High Efficiency Underfired Broilers | 0.6578% | 0.20538 | 3.1652 | Commercial_2028_SC C_million_m3_After Competition Groups_High Efficiency Underfired Broilers
Commercial | Com ¦ Ozone Laundry Treatment | 2028 | SC C | million_m3 | After Competition Groups | 1.9369 | 320872.8271 | 0.32087 | 481.2096 | 0.0040251 | 23 | Commercial_2028_SC C_million_m3_After Competition Groups_23 | Ozone Laundry Treatment | 0.4025% | 0.32087 | 1.9369 | Commercial_2028_SC C_million_m3_After Competition Groups_Ozone Laundry Treatment
Commercial | Com ¦ ENERGY STAR Griddle (74% eff) | 2028 | SC C | million_m3 | After Competition Groups | 1.5159 | 159503.5836 | 0.1595 | 481.2096 | 0.0031501 | 24 | Commercial_2028_SC C_million_m3_After Competition Groups_24 | ENERGY STAR Griddle (74% eff) | 0.315% | 0.1595 | 1.5159 | Commercial_2028_SC C_million_m3_After Competition Groups_ENERGY STAR Griddle (74% eff)
Commercial | Com ¦ Infrared Heaters | 2028 | SC C | million_m3 | After Competition Groups | 1.2295 | 296278.2261 | 0.29628 | 481.2096 | 0.002555 | 25 | Commercial_2028_SC C_million_m3_After Competition Groups_25 | Infrared Heaters | 0.2555% | 0.29628 | 1.2295 | Commercial_2028_SC C_million_m3_After Competition Groups_Infrared Heaters
Commercial | Com ¦ ENERGY STAR Dishwasher | 2028 | SC C | million_m3 | After Competition Groups | 1.1071 | 146323.5006 | 0.14632 | 481.2096 | 0.0023006 | 26 | Commercial_2028_SC C_million_m3_After Competition Groups_26 | ENERGY STAR Dishwasher | 0.2301% | 0.14632 | 1.1071 | Commercial_2028_SC C_million_m3_After Competition Groups_ENERGY STAR Dishwasher
Commercial | Com ¦ CEE Tier 2/Energy Star Clothes Washers | 2028 | SC C | million_m3 | After Competition Groups | 0.57999 | 41254.5815 | 0.041255 | 481.2096 | 0.0012053 | 27 | Commercial_2028_SC C_million_m3_After Competition Groups_27 | CEE Tier 2/Energy Star Clothes Washers | 0.1205% | 0.041255 | 0.57999 | Commercial_2028_SC C_million_m3_After Competition Groups_CEE Tier 2/Energy Star Clothes Washers
Commercial | Com ¦ Drain Water Heat Recovery (DWHR) ¦ Retro | 2028 | SC C | million_m3 | After Competition Groups | 0.43058 | 31868.9735 | 0.031869 | 481.2096 | 0.00089478 | 28 | Commercial_2028_SC C_million_m3_After Competition Groups_28 | Drain Water Heat Recovery (DWHR) ¦ Retro | 0.08948% | 0.031869 | 0.43058 | Commercial_2028_SC C_million_m3_After Competition Groups_Drain Water Heat Recovery (DWHR) ¦ Retro
Commercial | Com ¦ Energy Recovery Ventilation and Ventilation (Enhanced) | 2028 | SC C | million_m3 | After Competition Groups | 0.34084 | 68653.8174 | 0.068654 | 481.2096 | 0.00070831 | 29 | Commercial_2028_SC C_million_m3_After Competition Groups_29 | Energy Recovery Ventilation and Ventilation (Enhanced) | 0.07083% | 0.068654 | 0.34084 | Commercial_2028_SC C_million_m3_After Competition Groups_Energy Recovery Ventilation and Ventilation (Enhanced)
Commercial | Com ¦ Low Flow Pre-Rinse Spray Nozzle | 2028 | SC C | million_m3 | After Competition Groups | 0.28763 | 13714.3587 | 0.013714 | 481.2096 | 0.00059773 | 30 | Commercial_2028_SC C_million_m3_After Competition Groups_30 | Low Flow Pre-Rinse Spray Nozzle | 0.05977% | 0.013714 | 0.28763 | Commercial_2028_SC C_million_m3_After Competition Groups_Low Flow Pre-Rinse Spray Nozzle
Commercial | Com ¦ ENERGY STAR Steam Cooker | 2028 | SC C | million_m3 | After Competition Groups | 0.28557 | 14090.0368 | 0.01409 | 481.2096 | 0.00059344 | 31 | Commercial_2028_SC C_million_m3_After Competition Groups_31 | ENERGY STAR Steam Cooker | 0.05934% | 0.01409 | 0.28557 | Commercial_2028_SC C_million_m3_After Competition Groups_ENERGY STAR Steam Cooker
Commercial | Com ¦ Heat Recovery Ventilator | 2028 | SC C | million_m3 | After Competition Groups | 0.114 | 18532.9289 | 0.018533 | 481.2096 | 0.0002369 | 32 | Commercial_2028_SC C_million_m3_After Competition Groups_32 | Heat Recovery Ventilator | 0.02369% | 0.018533 | 0.114 | Commercial_2028_SC C_million_m3_After Competition Groups_Heat Recovery Ventilator
Commercial | Com ¦ Drain Water Heat Recovery (DWHR) ¦New | 2028 | SC C | million_m3 | After Competition Groups | 0.10204 | 10066.4384 | 0.010066 | 481.2096 | 0.00021204 | 33 | Commercial_2028_SC C_million_m3_After Competition Groups_33 | Drain Water Heat Recovery (DWHR) ¦New | 0.0212% | 0.010066 | 0.10204 | Commercial_2028_SC C_million_m3_After Competition Groups_Drain Water Heat Recovery (DWHR) ¦New
Commercial | Com ¦ Solar Water Preheat (Pools/DHW) | 2028 | SC C | million_m3 | After Competition Groups | 0.028497 | 4571.9885 | 0.004572 | 481.2096 | 5.9219e-05 | 34 | Commercial_2028_SC C_million_m3_After Competition Groups_34 | Solar Water Preheat (Pools/DHW) | 0.005922% | 0.004572 | 0.028497 | Commercial_2028_SC C_million_m3_After Competition Groups_Solar Water Preheat (Pools/DHW)
Commercial | Com ¦ Gas Heat Pump Water Heater | 2028 | SC C | million_m3 | After Competition Groups | 0.0024548 | 842.3854 | 0.00084239 | 481.2096 | 5.1013e-06 | 35 | Commercial_2028_SC C_million_m3_After Competition Groups_35 | Gas Heat Pump Water Heater | 0.0005101% | 0.00084239 | 0.0024548 | Commercial_2028_SC C_million_m3_After Competition Groups_Gas Heat Pump Water Heater
Commercial | Com ¦ Air Curtains | 2028 | SC C | million_m3 | After Competition Groups | 0.00026283 | 38.0343 | 3.8034e-05 | 481.2096 | 5.4619e-07 | 36 | Commercial_2028_SC C_million_m3_After Competition Groups_36 | Air Curtains | 5.462e-05% | 3.8034e-05 | 0.00026283 | Commercial_2028_SC C_million_m3_After Competition Groups_Air Curtains
Commercial | Com ¦ Building Recommissioning, Operations and Maintenance (O&M) Improvements | 2028 | Technical | million_m3 | After Competition Groups | 245.4383 | 0 | 0 | 1969.9738 | 0.12459 | 1 | Commercial_2028_Technical_million_m3_After Competition Groups_1 | Building Recommissioning, Operations and Maintenance (O&M) Improvements | 12.46% | 0 | 245.4383 | Commercial_2028_Technical_million_m3_After Competition Groups_Building Recommissioning, Operations and Maintenance (O&M) Improvements
Commercial | Com ¦ Condensing Boiler ¦ Std | 2028 | Technical | million_m3 | After Competition Groups | 207.9454 | 0 | 0 | 1969.9738 | 0.10556 | 2 | Commercial_2028_Technical_million_m3_After Competition Groups_2 | Condensing Boiler ¦ Std | 10.56% | 0 | 207.9454 | Commercial_2028_Technical_million_m3_After Competition Groups_Condensing Boiler ¦ Std
Commercial | Com ¦ Demand Control Ventilation | 2028 | Technical | million_m3 | After Competition Groups | 185.7186 | 0 | 0 | 1969.9738 | 0.094275 | 3 | Commercial_2028_Technical_million_m3_After Competition Groups_3 | Demand Control Ventilation | 9.427% | 0 | 185.7186 | Commercial_2028_Technical_million_m3_After Competition Groups_Demand Control Ventilation
Commercial | Com ¦ Gas Fired Rooftop Units | 2028 | Technical | million_m3 | After Competition Groups | 149.6455 | 0 | 0 | 1969.9738 | 0.075963 | 4 | Commercial_2028_Technical_million_m3_After Competition Groups_4 | Gas Fired Rooftop Units | 7.596% | 0 | 149.6455 | Commercial_2028_Technical_million_m3_After Competition Groups_Gas Fired Rooftop Units
Commercial | Com ¦ Boilers - Advanced Controls (Steam Systems) | 2028 | Technical | million_m3 | After Competition Groups | 140.4569 | 0 | 0 | 1969.9738 | 0.071299 | 5 | Commercial_2028_Technical_million_m3_After Competition Groups_5 | Boilers - Advanced Controls (Steam Systems) | 7.13% | 0 | 140.4569 | Commercial_2028_Technical_million_m3_After Competition Groups_Boilers - Advanced Controls (Steam Systems)
Commercial | Com ¦ Adaptive Thermostats | 2028 | Technical | million_m3 | After Competition Groups | 132.058 | 0 | 0 | 1969.9738 | 0.067035 | 6 | Commercial_2028_Technical_million_m3_After Competition Groups_6 | Adaptive Thermostats | 6.704% | 0 | 132.058 | Commercial_2028_Technical_million_m3_After Competition Groups_Adaptive Thermostats
Commercial | Com ¦ Air Handler with Dedicated Outdoor Air Systems | 2028 | Technical | million_m3 | After Competition Groups | 91.5656 | 0 | 0 | 1969.9738 | 0.046481 | 7 | Commercial_2028_Technical_million_m3_After Competition Groups_7 | Air Handler with Dedicated Outdoor Air Systems | 4.648% | 0 | 91.5656 | Commercial_2028_Technical_million_m3_After Competition Groups_Air Handler with Dedicated Outdoor Air Systems
Commercial | Com ¦ Education and Capacity Building/Energy Behavior | 2028 | Technical | million_m3 | After Competition Groups | 77.9883 | 0 | 0 | 1969.9738 | 0.039589 | 8 | Commercial_2028_Technical_million_m3_After Competition Groups_8 | Education and Capacity Building/Energy Behavior | 3.959% | 0 | 77.9883 | Commercial_2028_Technical_million_m3_After Competition Groups_Education and Capacity Building/Energy Behavior
Commercial | Com ¦ Advanced BAS/Controllers | 2028 | Technical | million_m3 | After Competition Groups | 72.5814 | 0 | 0 | 1969.9738 | 0.036844 | 9 | Commercial_2028_Technical_million_m3_After Competition Groups_9 | Advanced BAS/Controllers | 3.684% | 0 | 72.5814 | Commercial_2028_Technical_million_m3_After Competition Groups_Advanced BAS/Controllers
Commercial | Com ¦ Condensing Make Up Air Unit | 2028 | Technical | million_m3 | After Competition Groups | 72.4336 | 0 | 0 | 1969.9738 | 0.036769 | 10 | Commercial_2028_Technical_million_m3_After Competition Groups_10 | Condensing Make Up Air Unit | 3.677% | 0 | 72.4336 | Commercial_2028_Technical_million_m3_After Competition Groups_Condensing Make Up Air Unit
Commercial | Com ¦ Demand Control Kitchen Ventilation | 2028 | Technical | million_m3 | After Competition Groups | 62.3772 | 0 | 0 | 1969.9738 | 0.031664 | 11 | Commercial_2028_Technical_million_m3_After Competition Groups_11 | Demand Control Kitchen Ventilation | 3.166% | 0 | 62.3772 | Commercial_2028_Technical_million_m3_After Competition Groups_Demand Control Kitchen Ventilation
Commercial | Com ¦ Gas Fired Heat Pump | 2028 | Technical | million_m3 | After Competition Groups | 61.0194 | 0 | 0 | 1969.9738 | 0.030975 | 12 | Commercial_2028_Technical_million_m3_After Competition Groups_12 | Gas Fired Heat Pump | 3.097% | 0 | 61.0194 | Commercial_2028_Technical_million_m3_After Competition Groups_Gas Fired Heat Pump
Commercial | Com ¦ Energy Recovery Ventilation and Ventilation (Enhanced) | 2028 | Technical | million_m3 | After Competition Groups | 56.6881 | 0 | 0 | 1969.9738 | 0.028776 | 13 | Commercial_2028_Technical_million_m3_After Competition Groups_13 | Energy Recovery Ventilation and Ventilation (Enhanced) | 2.878% | 0 | 56.6881 | Commercial_2028_Technical_million_m3_After Competition Groups_Energy Recovery Ventilation and Ventilation (Enhanced)
Commercial | Com ¦ Steam System Optimization | 2028 | Technical | million_m3 | After Competition Groups | 49.2568 | 0 | 0 | 1969.9738 | 0.025004 | 14 | Commercial_2028_Technical_million_m3_After Competition Groups_14 | Steam System Optimization | 2.5% | 0 | 49.2568 | Commercial_2028_Technical_million_m3_After Competition Groups_Steam System Optimization
Commercial | Com ¦ Destratification | 2028 | Technical | million_m3 | After Competition Groups | 47.6927 | 0 | 0 | 1969.9738 | 0.02421 | 15 | Commercial_2028_Technical_million_m3_After Competition Groups_15 | Destratification | 2.421% | 0 | 47.6927 | Commercial_2028_Technical_million_m3_After Competition Groups_Destratification
Commercial | Com ¦ Furnace Tune-Up | 2028 | Technical | million_m3 | After Competition Groups | 46.4382 | 0 | 0 | 1969.9738 | 0.023573 | 16 | Commercial_2028_Technical_million_m3_After Competition Groups_16 | Furnace Tune-Up | 2.357% | 0 | 46.4382 | Commercial_2028_Technical_million_m3_After Competition Groups_Furnace Tune-Up
Commercial | Com ¦ Condensing Unit Heaters or other Efficient Unit Heating System | 2028 | Technical | million_m3 | After Competition Groups | 42.9645 | 0 | 0 | 1969.9738 | 0.02181 | 17 | Commercial_2028_Technical_million_m3_After Competition Groups_17 | Condensing Unit Heaters or other Efficient Unit Heating System | 2.181% | 0 | 42.9645 | Commercial_2028_Technical_million_m3_After Competition Groups_Condensing Unit Heaters or other Efficient Unit Heating System
Commercial | Com ¦ High Efficiency Condensing Furnace AFUE 95% from 80% code | 2028 | Technical | million_m3 | After Competition Groups | 34.1128 | 0 | 0 | 1969.9738 | 0.017316 | 18 | Commercial_2028_Technical_million_m3_After Competition Groups_18 | High Efficiency Condensing Furnace AFUE 95% from 80% code | 1.732% | 0 | 34.1128 | Commercial_2028_Technical_million_m3_After Competition Groups_High Efficiency Condensing Furnace AFUE 95% from 80% code
Commercial | Com ¦ Heat Recovery Ventilator | 2028 | Technical | million_m3 | After Competition Groups | 29.546 | 0 | 0 | 1969.9738 | 0.014998 | 19 | Commercial_2028_Technical_million_m3_After Competition Groups_19 | Heat Recovery Ventilator | 1.5% | 0 | 29.546 | Commercial_2028_Technical_million_m3_After Competition Groups_Heat Recovery Ventilator
Commercial | Com ¦ Wall Insulation | 2028 | Technical | million_m3 | After Competition Groups | 25.97 | 0 | 0 | 1969.9738 | 0.013183 | 20 | Commercial_2028_Technical_million_m3_After Competition Groups_20 | Wall Insulation | 1.318% | 0 | 25.97 | Commercial_2028_Technical_million_m3_After Competition Groups_Wall Insulation
Commercial | Com ¦ Super-High Efficiency Furnaces (Emerging Tech) | 2028 | Technical | million_m3 | After Competition Groups | 18.4687 | 0 | 0 | 1969.9738 | 0.0093751 | 21 | Commercial_2028_Technical_million_m3_After Competition Groups_21 | Super-High Efficiency Furnaces (Emerging Tech) | 0.9375% | 0 | 18.4687 | Commercial_2028_Technical_million_m3_After Competition Groups_Super-High Efficiency Furnaces (Emerging Tech)
Commercial | Com ¦ Energy Efficient Laboratory Fume Hood | 2028 | Technical | million_m3 | After Competition Groups | 18.337 | 0 | 0 | 1969.9738 | 0.0093082 | 22 | Commercial_2028_Technical_million_m3_After Competition Groups_22 | Energy Efficient Laboratory Fume Hood | 0.9308% | 0 | 18.337 | Commercial_2028_Technical_million_m3_After Competition Groups_Energy Efficient Laboratory Fume Hood
Commercial | Com ¦ Boiler Measures | 2028 | Technical | million_m3 | After Competition Groups | 15.2018 | 0 | 0 | 1969.9738 | 0.0077168 | 23 | Commercial_2028_Technical_million_m3_After Competition Groups_23 | Boiler Measures | 0.7717% | 0 | 15.2018 | Commercial_2028_Technical_million_m3_After Competition Groups_Boiler Measures
Commercial | Com ¦ Demand controlled Circulating Systems | 2028 | Technical | million_m3 | After Competition Groups | 13.6422 | 0 | 0 | 1969.9738 | 0.0069251 | 24 | Commercial_2028_Technical_million_m3_After Competition Groups_24 | Demand controlled Circulating Systems | 0.6925% | 0 | 13.6422 | Commercial_2028_Technical_million_m3_After Competition Groups_Demand controlled Circulating Systems
Commercial | Com ¦ Duct Insulation, R8 | 2028 | Technical | million_m3 | After Competition Groups | 10.6574 | 0 | 0 | 1969.9738 | 0.0054099 | 25 | Commercial_2028_Technical_million_m3_After Competition Groups_25 | Duct Insulation, R8 | 0.541% | 0 | 10.6574 | Commercial_2028_Technical_million_m3_After Competition Groups_Duct Insulation, R8
Commercial | Com ¦ Roof Insulation/Ceiling Insulation (R25 Code to R35) | 2028 | Technical | million_m3 | After Competition Groups | 8.566 | 0 | 0 | 1969.9738 | 0.0043483 | 26 | Commercial_2028_Technical_million_m3_After Competition Groups_26 | Roof Insulation/Ceiling Insulation (R25 Code to R35) | 0.4348% | 0 | 8.566 | Commercial_2028_Technical_million_m3_After Competition Groups_Roof Insulation/Ceiling Insulation (R25 Code to R35)
Commercial | Com ¦ Ozone Laundry Treatment | 2028 | Technical | million_m3 | After Competition Groups | 7.426 | 0 | 0 | 1969.9738 | 0.0037696 | 27 | Commercial_2028_Technical_million_m3_After Competition Groups_27 | Ozone Laundry Treatment | 0.377% | 0 | 7.426 | Commercial_2028_Technical_million_m3_After Competition Groups_Ozone Laundry Treatment
Commercial | Com ¦ ENERGY STAR Fryer (84% eff) | 2028 | Technical | million_m3 | After Competition Groups | 6.6627 | 0 | 0 | 1969.9738 | 0.0033821 | 28 | Commercial_2028_Technical_million_m3_After Competition Groups_28 | ENERGY STAR Fryer (84% eff) | 0.3382% | 0 | 6.6627 | Commercial_2028_Technical_million_m3_After Competition Groups_ENERGY STAR Fryer (84% eff)
Commercial | Com ¦ Infrared Heaters | 2028 | Technical | million_m3 | After Competition Groups | 6.5004 | 0 | 0 | 1969.9738 | 0.0032997 | 29 | Commercial_2028_Technical_million_m3_After Competition Groups_29 | Infrared Heaters | 0.33% | 0 | 6.5004 | Commercial_2028_Technical_million_m3_After Competition Groups_Infrared Heaters
Commercial | Com ¦ Condensing Storage Water Heater | 2028 | Technical | million_m3 | After Competition Groups | 5.6704 | 0 | 0 | 1969.9738 | 0.0028784 | 30 | Commercial_2028_Technical_million_m3_After Competition Groups_30 | Condensing Storage Water Heater | 0.2878% | 0 | 5.6704 | Commercial_2028_Technical_million_m3_After Competition Groups_Condensing Storage Water Heater
Commercial | Com ¦ High Efficiency Underfired Broilers | 2028 | Technical | million_m3 | After Competition Groups | 5.6537 | 0 | 0 | 1969.9738 | 0.0028699 | 31 | Commercial_2028_Technical_million_m3_After Competition Groups_31 | High Efficiency Underfired Broilers | 0.287% | 0 | 5.6537 | Commercial_2028_Technical_million_m3_After Competition Groups_High Efficiency Underfired Broilers
Commercial | Com ¦ ENERGY STAR Griddle (74% eff) | 2028 | Technical | million_m3 | After Competition Groups | 4.3623 | 0 | 0 | 1969.9738 | 0.0022144 | 32 | Commercial_2028_Technical_million_m3_After Competition Groups_32 | ENERGY STAR Griddle (74% eff) | 0.2214% | 0 | 4.3623 | Commercial_2028_Technical_million_m3_After Competition Groups_ENERGY STAR Griddle (74% eff)
Commercial | Com ¦ HOTEL OCCUPANCY CONTROLS (HVAC + LIGHTING) | 2028 | Technical | million_m3 | After Competition Groups | 3.7332 | 0 | 0 | 1969.9738 | 0.001895 | 33 | Commercial_2028_Technical_million_m3_After Competition Groups_33 | HOTEL OCCUPANCY CONTROLS (HVAC + LIGHTING) | 0.1895% | 0 | 3.7332 | Commercial_2028_Technical_million_m3_After Competition Groups_HOTEL OCCUPANCY CONTROLS (HVAC + LIGHTING)
Commercial | Com ¦ ENERGY STAR Dishwasher | 2028 | Technical | million_m3 | After Competition Groups | 3.4369 | 0 | 0 | 1969.9738 | 0.0017447 | 34 | Commercial_2028_Technical_million_m3_After Competition Groups_34 | ENERGY STAR Dishwasher | 0.1745% | 0 | 3.4369 | Commercial_2028_Technical_million_m3_After Competition Groups_ENERGY STAR Dishwasher
Commercial | Com ¦ Ice Rink Heat Recovery | 2028 | Technical | million_m3 | After Competition Groups | 3.4256 | 0 | 0 | 1969.9738 | 0.0017389 | 35 | Commercial_2028_Technical_million_m3_After Competition Groups_35 | Ice Rink Heat Recovery | 0.1739% | 0 | 3.4256 | Commercial_2028_Technical_million_m3_After Competition Groups_Ice Rink Heat Recovery
Commercial | Com ¦ Dock Door Seals | 2028 | Technical | million_m3 | After Competition Groups | 1.9898 | 0 | 0 | 1969.9738 | 0.0010101 | 36 | Commercial_2028_Technical_million_m3_After Competition Groups_36 | Dock Door Seals | 0.101% | 0 | 1.9898 | Commercial_2028_Technical_million_m3_After Competition Groups_Dock Door Seals
Commercial | Com ¦ Drain Water Heat Recovery (DWHR) ¦ Retro | 2028 | Technical | million_m3 | After Competition Groups | 1.1279 | 0 | 0 | 1969.9738 | 0.00057256 | 37 | Commercial_2028_Technical_million_m3_After Competition Groups_37 | Drain Water Heat Recovery (DWHR) ¦ Retro | 0.05726% | 0 | 1.1279 | Commercial_2028_Technical_million_m3_After Competition Groups_Drain Water Heat Recovery (DWHR) ¦ Retro
Commercial | Com ¦ CEE Tier 2/Energy Star Clothes Washers | 2028 | Technical | million_m3 | After Competition Groups | 1.0727 | 0 | 0 | 1969.9738 | 0.00054452 | 38 | Commercial_2028_Technical_million_m3_After Competition Groups_38 | CEE Tier 2/Energy Star Clothes Washers | 0.05445% | 0 | 1.0727 | Commercial_2028_Technical_million_m3_After Competition Groups_CEE Tier 2/Energy Star Clothes Washers
Commercial | Com ¦ Low Flow Pre-Rinse Spray Nozzle | 2028 | Technical | million_m3 | After Competition Groups | 0.6514 | 0 | 0 | 1969.9738 | 0.00033067 | 39 | Commercial_2028_Technical_million_m3_After Competition Groups_39 | Low Flow Pre-Rinse Spray Nozzle | 0.03307% | 0 | 0.6514 | Commercial_2028_Technical_million_m3_After Competition Groups_Low Flow Pre-Rinse Spray Nozzle
Commercial | Com ¦ ENERGY STAR Steam Cooker | 2028 | Technical | million_m3 | After Competition Groups | 0.47673 | 0 | 0 | 1969.9738 | 0.000242 | 40 | Commercial_2028_Technical_million_m3_After Competition Groups_40 | ENERGY STAR Steam Cooker | 0.0242% | 0 | 0.47673 | Commercial_2028_Technical_million_m3_After Competition Groups_ENERGY STAR Steam Cooker
Commercial | Com ¦ Drain Water Heat Recovery (DWHR) ¦New | 2028 | Technical | million_m3 | After Competition Groups | 0.39605 | 0 | 0 | 1969.9738 | 0.00020105 | 41 | Commercial_2028_Technical_million_m3_After Competition Groups_41 | Drain Water Heat Recovery (DWHR) ¦New | 0.0201% | 0 | 0.39605 | Commercial_2028_Technical_million_m3_After Competition Groups_Drain Water Heat Recovery (DWHR) ¦New
Commercial | Com ¦ Solar Water Preheat (Pools/DHW) | 2028 | Technical | million_m3 | After Competition Groups | 0.22748 | 0 | 0 | 1969.9738 | 0.00011547 | 42 | Commercial_2028_Technical_million_m3_After Competition Groups_42 | Solar Water Preheat (Pools/DHW) | 0.01155% | 0 | 0.22748 | Commercial_2028_Technical_million_m3_After Competition Groups_Solar Water Preheat (Pools/DHW)
Commercial | Com ¦ Air Curtains | 2028 | Technical | million_m3 | After Competition Groups | 0.14002 | 0 | 0 | 1969.9738 | 7.1077e-05 | 43 | Commercial_2028_Technical_million_m3_After Competition Groups_43 | Air Curtains | 0.007108% | 0 | 0.14002 | Commercial_2028_Technical_million_m3_After Competition Groups_Air Curtains
Commercial | Com ¦ Gas Convection Oven | 2028 | Technical | million_m3 | After Competition Groups | 0.11267 | 0 | 0 | 1969.9738 | 5.7196e-05 | 44 | Commercial_2028_Technical_million_m3_After Competition Groups_44 | Gas Convection Oven | 0.00572% | 0 | 0.11267 | Commercial_2028_Technical_million_m3_After Competition Groups_Gas Convection Oven
Commercial | Com ¦ Solar Preheat Make up Air | 2028 | Technical | million_m3 | After Competition Groups | 0.061666 | 0 | 0 | 1969.9738 | 3.1303e-05 | 45 | Commercial_2028_Technical_million_m3_After Competition Groups_45 | Solar Preheat Make up Air | 0.00313% | 0 | 0.061666 | Commercial_2028_Technical_million_m3_After Competition Groups_Solar Preheat Make up Air
Commercial | Com ¦ Super High Perf Glazing ¦RET | 2028 | Technical | million_m3 | After Competition Groups | 0.055723 | 0 | 0 | 1969.9738 | 2.8286e-05 | 46 | Commercial_2028_Technical_million_m3_After Competition Groups_46 | Super High Perf Glazing ¦RET | 0.002829% | 0 | 0.055723 | Commercial_2028_Technical_million_m3_After Competition Groups_Super High Perf Glazing ¦RET
Commercial | Com ¦ Super High Perf Glazing ¦New | 2028 | Technical | million_m3 | After Competition Groups | 0.02026 | 0 | 0 | 1969.9738 | 1.0284e-05 | 47 | Commercial_2028_Technical_million_m3_After Competition Groups_47 | Super High Perf Glazing ¦New | 0.001028% | 0 | 0.02026 | Commercial_2028_Technical_million_m3_After Competition Groups_Super High Perf Glazing ¦New
Commercial | Com ¦ Building Recommissioning, Operations and Maintenance (O&M) Improvements | 2029 | Economic | million_m3 | After Competition Groups | 240.505 | 0 | 0 | 1825.2252 | 0.13177 | 1 | Commercial_2029_Economic_million_m3_After Competition Groups_1 | Building Recommissioning, Operations and Maintenance (O&M) Improvements | 13.18% | 0 | 240.505 | Commercial_2029_Economic_million_m3_After Competition Groups_Building Recommissioning, Operations and Maintenance (O&M) Improvements
Commercial | Com ¦ Condensing Boiler ¦ Std | 2029 | Economic | million_m3 | After Competition Groups | 224.8294 | 0 | 0 | 1825.2252 | 0.12318 | 2 | Commercial_2029_Economic_million_m3_After Competition Groups_2 | Condensing Boiler ¦ Std | 12.32% | 0 | 224.8294 | Commercial_2029_Economic_million_m3_After Competition Groups_Condensing Boiler ¦ Std
Commercial | Com ¦ Demand Control Ventilation | 2029 | Economic | million_m3 | After Competition Groups | 183.0966 | 0 | 0 | 1825.2252 | 0.10031 | 3 | Commercial_2029_Economic_million_m3_After Competition Groups_3 | Demand Control Ventilation | 10.03% | 0 | 183.0966 | Commercial_2029_Economic_million_m3_After Competition Groups_Demand Control Ventilation
Commercial | Com ¦ Gas Fired Rooftop Units | 2029 | Economic | million_m3 | After Competition Groups | 160.619 | 0 | 0 | 1825.2252 | 0.088 | 4 | Commercial_2029_Economic_million_m3_After Competition Groups_4 | Gas Fired Rooftop Units | 8.8% | 0 | 160.619 | Commercial_2029_Economic_million_m3_After Competition Groups_Gas Fired Rooftop Units
Commercial | Com ¦ Boilers - Advanced Controls (Steam Systems) | 2029 | Economic | million_m3 | After Competition Groups | 141.5457 | 0 | 0 | 1825.2252 | 0.07755 | 5 | Commercial_2029_Economic_million_m3_After Competition Groups_5 | Boilers - Advanced Controls (Steam Systems) | 7.755% | 0 | 141.5457 | Commercial_2029_Economic_million_m3_After Competition Groups_Boilers - Advanced Controls (Steam Systems)
Commercial | Com ¦ Adaptive Thermostats | 2029 | Economic | million_m3 | After Competition Groups | 132.2275 | 0 | 0 | 1825.2252 | 0.072445 | 6 | Commercial_2029_Economic_million_m3_After Competition Groups_6 | Adaptive Thermostats | 7.244% | 0 | 132.2275 | Commercial_2029_Economic_million_m3_After Competition Groups_Adaptive Thermostats
Commercial | Com ¦ Air Handler with Dedicated Outdoor Air Systems | 2029 | Economic | million_m3 | After Competition Groups | 89.7251 | 0 | 0 | 1825.2252 | 0.049158 | 7 | Commercial_2029_Economic_million_m3_After Competition Groups_7 | Air Handler with Dedicated Outdoor Air Systems | 4.916% | 0 | 89.7251 | Commercial_2029_Economic_million_m3_After Competition Groups_Air Handler with Dedicated Outdoor Air Systems
Commercial | Com ¦ Condensing Make Up Air Unit | 2029 | Economic | million_m3 | After Competition Groups | 78.2646 | 0 | 0 | 1825.2252 | 0.042879 | 8 | Commercial_2029_Economic_million_m3_After Competition Groups_8 | Condensing Make Up Air Unit | 4.288% | 0 | 78.2646 | Commercial_2029_Economic_million_m3_After Competition Groups_Condensing Make Up Air Unit
Commercial | Com ¦ Advanced BAS/Controllers | 2029 | Economic | million_m3 | After Competition Groups | 73.1397 | 0 | 0 | 1825.2252 | 0.040072 | 9 | Commercial_2029_Economic_million_m3_After Competition Groups_9 | Advanced BAS/Controllers | 4.007% | 0 | 73.1397 | Commercial_2029_Economic_million_m3_After Competition Groups_Advanced BAS/Controllers
Commercial | Com ¦ Education and Capacity Building/Energy Behavior | 2029 | Economic | million_m3 | After Competition Groups | 72.9133 | 0 | 0 | 1825.2252 | 0.039948 | 10 | Commercial_2029_Economic_million_m3_After Competition Groups_10 | Education and Capacity Building/Energy Behavior | 3.995% | 0 | 72.9133 | Commercial_2029_Economic_million_m3_After Competition Groups_Education and Capacity Building/Energy Behavior
Commercial | Com ¦ Gas Fired Heat Pump | 2029 | Economic | million_m3 | After Competition Groups | 65.1902 | 0 | 0 | 1825.2252 | 0.035716 | 11 | Commercial_2029_Economic_million_m3_After Competition Groups_11 | Gas Fired Heat Pump | 3.572% | 0 | 65.1902 | Commercial_2029_Economic_million_m3_After Competition Groups_Gas Fired Heat Pump
Commercial | Com ¦ Demand Control Kitchen Ventilation | 2029 | Economic | million_m3 | After Competition Groups | 64.04 | 0 | 0 | 1825.2252 | 0.035086 | 12 | Commercial_2029_Economic_million_m3_After Competition Groups_12 | Demand Control Kitchen Ventilation | 3.509% | 0 | 64.04 | Commercial_2029_Economic_million_m3_After Competition Groups_Demand Control Kitchen Ventilation
Commercial | Com ¦ Steam System Optimization | 2029 | Economic | million_m3 | After Competition Groups | 48.2667 | 0 | 0 | 1825.2252 | 0.026444 | 13 | Commercial_2029_Economic_million_m3_After Competition Groups_13 | Steam System Optimization | 2.644% | 0 | 48.2667 | Commercial_2029_Economic_million_m3_After Competition Groups_Steam System Optimization
Commercial | Com ¦ Destratification | 2029 | Economic | million_m3 | After Competition Groups | 46.6371 | 0 | 0 | 1825.2252 | 0.025551 | 14 | Commercial_2029_Economic_million_m3_After Competition Groups_14 | Destratification | 2.555% | 0 | 46.6371 | Commercial_2029_Economic_million_m3_After Competition Groups_Destratification
Commercial | Com ¦ Condensing Unit Heaters or other Efficient Unit Heating System | 2029 | Economic | million_m3 | After Competition Groups | 46.3468 | 0 | 0 | 1825.2252 | 0.025392 | 15 | Commercial_2029_Economic_million_m3_After Competition Groups_15 | Condensing Unit Heaters or other Efficient Unit Heating System | 2.539% | 0 | 46.3468 | Commercial_2029_Economic_million_m3_After Competition Groups_Condensing Unit Heaters or other Efficient Unit Heating System
Commercial | Com ¦ Furnace Tune-Up | 2029 | Economic | million_m3 | After Competition Groups | 45.5048 | 0 | 0 | 1825.2252 | 0.024931 | 16 | Commercial_2029_Economic_million_m3_After Competition Groups_16 | Furnace Tune-Up | 2.493% | 0 | 45.5048 | Commercial_2029_Economic_million_m3_After Competition Groups_Furnace Tune-Up
Commercial | Com ¦ Wall Insulation | 2029 | Economic | million_m3 | After Competition Groups | 25.448 | 0 | 0 | 1825.2252 | 0.013942 | 17 | Commercial_2029_Economic_million_m3_After Competition Groups_17 | Wall Insulation | 1.394% | 0 | 25.448 | Commercial_2029_Economic_million_m3_After Competition Groups_Wall Insulation
Commercial | Com ¦ Energy Efficient Laboratory Fume Hood | 2029 | Economic | million_m3 | After Competition Groups | 17.9684 | 0 | 0 | 1825.2252 | 0.0098445 | 18 | Commercial_2029_Economic_million_m3_After Competition Groups_18 | Energy Efficient Laboratory Fume Hood | 0.9844% | 0 | 17.9684 | Commercial_2029_Economic_million_m3_After Competition Groups_Energy Efficient Laboratory Fume Hood
Commercial | Com ¦ Demand controlled Circulating Systems | 2029 | Economic | million_m3 | After Competition Groups | 13.368 | 0 | 0 | 1825.2252 | 0.007324 | 19 | Commercial_2029_Economic_million_m3_After Competition Groups_19 | Demand controlled Circulating Systems | 0.7324% | 0 | 13.368 | Commercial_2029_Economic_million_m3_After Competition Groups_Demand controlled Circulating Systems
Commercial | Com ¦ Duct Insulation, R8 | 2029 | Economic | million_m3 | After Competition Groups | 10.4431 | 0 | 0 | 1825.2252 | 0.0057216 | 20 | Commercial_2029_Economic_million_m3_After Competition Groups_20 | Duct Insulation, R8 | 0.5722% | 0 | 10.4431 | Commercial_2029_Economic_million_m3_After Competition Groups_Duct Insulation, R8
Commercial | Com ¦ Ozone Laundry Treatment | 2029 | Economic | million_m3 | After Competition Groups | 7.4665 | 0 | 0 | 1825.2252 | 0.0040907 | 21 | Commercial_2029_Economic_million_m3_After Competition Groups_21 | Ozone Laundry Treatment | 0.4091% | 0 | 7.4665 | Commercial_2029_Economic_million_m3_After Competition Groups_Ozone Laundry Treatment
Commercial | Com ¦ ENERGY STAR Fryer (84% eff) | 2029 | Economic | million_m3 | After Competition Groups | 7.1132 | 0 | 0 | 1825.2252 | 0.0038972 | 22 | Commercial_2029_Economic_million_m3_After Competition Groups_22 | ENERGY STAR Fryer (84% eff) | 0.3897% | 0 | 7.1132 | Commercial_2029_Economic_million_m3_After Competition Groups_ENERGY STAR Fryer (84% eff)
Commercial | Com ¦ Infrared Heaters | 2029 | Economic | million_m3 | After Competition Groups | 6.9618 | 0 | 0 | 1825.2252 | 0.0038142 | 23 | Commercial_2029_Economic_million_m3_After Competition Groups_23 | Infrared Heaters | 0.3814% | 0 | 6.9618 | Commercial_2029_Economic_million_m3_After Competition Groups_Infrared Heaters
Commercial | Com ¦ High Efficiency Underfired Broilers | 2029 | Economic | million_m3 | After Competition Groups | 6.0363 | 0 | 0 | 1825.2252 | 0.0033071 | 24 | Commercial_2029_Economic_million_m3_After Competition Groups_24 | High Efficiency Underfired Broilers | 0.3307% | 0 | 6.0363 | Commercial_2029_Economic_million_m3_After Competition Groups_High Efficiency Underfired Broilers
Commercial | Com ¦ ENERGY STAR Griddle (74% eff) | 2029 | Economic | million_m3 | After Competition Groups | 4.6608 | 0 | 0 | 1825.2252 | 0.0025535 | 25 | Commercial_2029_Economic_million_m3_After Competition Groups_25 | ENERGY STAR Griddle (74% eff) | 0.2554% | 0 | 4.6608 | Commercial_2029_Economic_million_m3_After Competition Groups_ENERGY STAR Griddle (74% eff)
Commercial | Com ¦ ENERGY STAR Dishwasher | 2029 | Economic | million_m3 | After Competition Groups | 3.5254 | 0 | 0 | 1825.2252 | 0.0019315 | 26 | Commercial_2029_Economic_million_m3_After Competition Groups_26 | ENERGY STAR Dishwasher | 0.1932% | 0 | 3.5254 | Commercial_2029_Economic_million_m3_After Competition Groups_ENERGY STAR Dishwasher
Commercial | Com ¦ Energy Recovery Ventilation and Ventilation (Enhanced) | 2029 | Economic | million_m3 | After Competition Groups | 2.7003 | 0 | 0 | 1825.2252 | 0.0014795 | 27 | Commercial_2029_Economic_million_m3_After Competition Groups_27 | Energy Recovery Ventilation and Ventilation (Enhanced) | 0.1479% | 0 | 2.7003 | Commercial_2029_Economic_million_m3_After Competition Groups_Energy Recovery Ventilation and Ventilation (Enhanced)
Commercial | Com ¦ Heat Recovery Ventilator | 2029 | Economic | million_m3 | After Competition Groups | 2.1955 | 0 | 0 | 1825.2252 | 0.0012029 | 28 | Commercial_2029_Economic_million_m3_After Competition Groups_28 | Heat Recovery Ventilator | 0.1203% | 0 | 2.1955 | Commercial_2029_Economic_million_m3_After Competition Groups_Heat Recovery Ventilator
Commercial | Com ¦ CEE Tier 2/Energy Star Clothes Washers | 2029 | Economic | million_m3 | After Competition Groups | 1.1282 | 0 | 0 | 1825.2252 | 0.00061811 | 29 | Commercial_2029_Economic_million_m3_After Competition Groups_29 | CEE Tier 2/Energy Star Clothes Washers | 0.06181% | 0 | 1.1282 | Commercial_2029_Economic_million_m3_After Competition Groups_CEE Tier 2/Energy Star Clothes Washers
Commercial | Com ¦ Drain Water Heat Recovery (DWHR) ¦ Retro | 2029 | Economic | million_m3 | After Competition Groups | 1.1052 | 0 | 0 | 1825.2252 | 0.00060554 | 30 | Commercial_2029_Economic_million_m3_After Competition Groups_30 | Drain Water Heat Recovery (DWHR) ¦ Retro | 0.06055% | 0 | 1.1052 | Commercial_2029_Economic_million_m3_After Competition Groups_Drain Water Heat Recovery (DWHR) ¦ Retro
Commercial | Com ¦ Low Flow Pre-Rinse Spray Nozzle | 2029 | Economic | million_m3 | After Competition Groups | 0.66707 | 0 | 0 | 1825.2252 | 0.00036547 | 31 | Commercial_2029_Economic_million_m3_After Competition Groups_31 | Low Flow Pre-Rinse Spray Nozzle | 0.03655% | 0 | 0.66707 | Commercial_2029_Economic_million_m3_After Competition Groups_Low Flow Pre-Rinse Spray Nozzle
Commercial | Com ¦ ENERGY STAR Steam Cooker | 2029 | Economic | million_m3 | After Competition Groups | 0.50897 | 0 | 0 | 1825.2252 | 0.00027885 | 32 | Commercial_2029_Economic_million_m3_After Competition Groups_32 | ENERGY STAR Steam Cooker | 0.02789% | 0 | 0.50897 | Commercial_2029_Economic_million_m3_After Competition Groups_ENERGY STAR Steam Cooker
Commercial | Com ¦ Drain Water Heat Recovery (DWHR) ¦New | 2029 | Economic | million_m3 | After Competition Groups | 0.43114 | 0 | 0 | 1825.2252 | 0.00023621 | 33 | Commercial_2029_Economic_million_m3_After Competition Groups_33 | Drain Water Heat Recovery (DWHR) ¦New | 0.02362% | 0 | 0.43114 | Commercial_2029_Economic_million_m3_After Competition Groups_Drain Water Heat Recovery (DWHR) ¦New
Commercial | Com ¦ Gas Heat Pump Water Heater | 2029 | Economic | million_m3 | After Competition Groups | 0.26978 | 0 | 0 | 1825.2252 | 0.00014781 | 34 | Commercial_2029_Economic_million_m3_After Competition Groups_34 | Gas Heat Pump Water Heater | 0.01478% | 0 | 0.26978 | Commercial_2029_Economic_million_m3_After Competition Groups_Gas Heat Pump Water Heater
Commercial | Com ¦ Solar Water Preheat (Pools/DHW) | 2029 | Economic | million_m3 | After Competition Groups | 0.2348 | 0 | 0 | 1825.2252 | 0.00012864 | 35 | Commercial_2029_Economic_million_m3_After Competition Groups_35 | Solar Water Preheat (Pools/DHW) | 0.01286% | 0 | 0.2348 | Commercial_2029_Economic_million_m3_After Competition Groups_Solar Water Preheat (Pools/DHW)
Commercial | Com ¦ Air Curtains | 2029 | Economic | million_m3 | After Competition Groups | 0.14098 | 0 | 0 | 1825.2252 | 7.7239e-05 | 36 | Commercial_2029_Economic_million_m3_After Competition Groups_36 | Air Curtains | 0.007724% | 0 | 0.14098 | Commercial_2029_Economic_million_m3_After Competition Groups_Air Curtains
Commercial | Com ¦ Adaptive Thermostats | 2029 | SC A | million_m3 | After Competition Groups | 59.126 | 2373772.7066 | 2.3738 | 508.7426 | 0.11622 | 1 | Commercial_2029_SC A_million_m3_After Competition Groups_1 | Adaptive Thermostats | 11.62% | 2.3738 | 59.126 | Commercial_2029_SC A_million_m3_After Competition Groups_Adaptive Thermostats
Commercial | Com ¦ Demand Control Ventilation | 2029 | SC A | million_m3 | After Competition Groups | 55.5539 | 1826661.6035 | 1.8267 | 508.7426 | 0.1092 | 2 | Commercial_2029_SC A_million_m3_After Competition Groups_2 | Demand Control Ventilation | 10.92% | 1.8267 | 55.5539 | Commercial_2029_SC A_million_m3_After Competition Groups_Demand Control Ventilation
Commercial | Com ¦ Boilers - Advanced Controls (Steam Systems) | 2029 | SC A | million_m3 | After Competition Groups | 51.6112 | 1597647.2708 | 1.5976 | 508.7426 | 0.10145 | 3 | Commercial_2029_SC A_million_m3_After Competition Groups_3 | Boilers - Advanced Controls (Steam Systems) | 10.14% | 1.5976 | 51.6112 | Commercial_2029_SC A_million_m3_After Competition Groups_Boilers - Advanced Controls (Steam Systems)
Commercial | Com ¦ Building Recommissioning, Operations and Maintenance (O&M) Improvements | 2029 | SC A | million_m3 | After Competition Groups | 41.7041 | 452399.7223 | 0.4524 | 508.7426 | 0.081975 | 4 | Commercial_2029_SC A_million_m3_After Competition Groups_4 | Building Recommissioning, Operations and Maintenance (O&M) Improvements | 8.197% | 0.4524 | 41.7041 | Commercial_2029_SC A_million_m3_After Competition Groups_Building Recommissioning, Operations and Maintenance (O&M) Improvements
Commercial | Com ¦ Condensing Boiler ¦ Std | 2029 | SC A | million_m3 | After Competition Groups | 37.5861 | 0 | 0 | 508.7426 | 0.07388 | 5 | Commercial_2029_SC A_million_m3_After Competition Groups_5 | Condensing Boiler ¦ Std | 7.388% | 0 | 37.5861 | Commercial_2029_SC A_million_m3_After Competition Groups_Condensing Boiler ¦ Std
Commercial | Com ¦ Gas Fired Rooftop Units | 2029 | SC A | million_m3 | After Competition Groups | 28.7372 | 1565843.157 | 1.5658 | 508.7426 | 0.056487 | 6 | Commercial_2029_SC A_million_m3_After Competition Groups_6 | Gas Fired Rooftop Units | 5.649% | 1.5658 | 28.7372 | Commercial_2029_SC A_million_m3_After Competition Groups_Gas Fired Rooftop Units
Commercial | Com ¦ Condensing Make Up Air Unit | 2029 | SC A | million_m3 | After Competition Groups | 28.4543 | 1491062.6337 | 1.4911 | 508.7426 | 0.055931 | 7 | Commercial_2029_SC A_million_m3_After Competition Groups_7 | Condensing Make Up Air Unit | 5.593% | 1.4911 | 28.4543 | Commercial_2029_SC A_million_m3_After Competition Groups_Condensing Make Up Air Unit
Commercial | Com ¦ Gas Fired Heat Pump | 2029 | SC A | million_m3 | After Competition Groups | 24.7207 | 841259.9256 | 0.84126 | 508.7426 | 0.048592 | 8 | Commercial_2029_SC A_million_m3_After Competition Groups_8 | Gas Fired Heat Pump | 4.859% | 0.84126 | 24.7207 | Commercial_2029_SC A_million_m3_After Competition Groups_Gas Fired Heat Pump
Commercial | Com ¦ Air Handler with Dedicated Outdoor Air Systems | 2029 | SC A | million_m3 | After Competition Groups | 24.4517 | 589863.8372 | 0.58986 | 508.7426 | 0.048063 | 9 | Commercial_2029_SC A_million_m3_After Competition Groups_9 | Air Handler with Dedicated Outdoor Air Systems | 4.806% | 0.58986 | 24.4517 | Commercial_2029_SC A_million_m3_After Competition Groups_Air Handler with Dedicated Outdoor Air Systems
Commercial | Com ¦ Demand Control Kitchen Ventilation | 2029 | SC A | million_m3 | After Competition Groups | 22.6622 | 1005017.4521 | 1.005 | 508.7426 | 0.044546 | 10 | Commercial_2029_SC A_million_m3_After Competition Groups_10 | Demand Control Kitchen Ventilation | 4.455% | 1.005 | 22.6622 | Commercial_2029_SC A_million_m3_After Competition Groups_Demand Control Kitchen Ventilation
Commercial | Com ¦ Advanced BAS/Controllers | 2029 | SC A | million_m3 | After Competition Groups | 20.9175 | 584131.8651 | 0.58413 | 508.7426 | 0.041116 | 11 | Commercial_2029_SC A_million_m3_After Competition Groups_11 | Advanced BAS/Controllers | 4.112% | 0.58413 | 20.9175 | Commercial_2029_SC A_million_m3_After Competition Groups_Advanced BAS/Controllers
Commercial | Com ¦ Steam System Optimization | 2029 | SC A | million_m3 | After Competition Groups | 20.4061 | 239762.2684 | 0.23976 | 508.7426 | 0.040111 | 12 | Commercial_2029_SC A_million_m3_After Competition Groups_12 | Steam System Optimization | 4.011% | 0.23976 | 20.4061 | Commercial_2029_SC A_million_m3_After Competition Groups_Steam System Optimization
Commercial | Com ¦ Furnace Tune-Up | 2029 | SC A | million_m3 | After Competition Groups | 18.9653 | 106071.5943 | 0.10607 | 508.7426 | 0.037279 | 13 | Commercial_2029_SC A_million_m3_After Competition Groups_13 | Furnace Tune-Up | 3.728% | 0.10607 | 18.9653 | Commercial_2029_SC A_million_m3_After Competition Groups_Furnace Tune-Up
Commercial | Com ¦ Destratification | 2029 | SC A | million_m3 | After Competition Groups | 18.7643 | 710652.7214 | 0.71065 | 508.7426 | 0.036884 | 14 | Commercial_2029_SC A_million_m3_After Competition Groups_14 | Destratification | 3.688% | 0.71065 | 18.7643 | Commercial_2029_SC A_million_m3_After Competition Groups_Destratification
Commercial | Com ¦ Condensing Unit Heaters or other Efficient Unit Heating System | 2029 | SC A | million_m3 | After Competition Groups | 10.6503 | 752360.8763 | 0.75236 | 508.7426 | 0.020934 | 15 | Commercial_2029_SC A_million_m3_After Competition Groups_15 | Condensing Unit Heaters or other Efficient Unit Heating System | 2.093% | 0.75236 | 10.6503 | Commercial_2029_SC A_million_m3_After Competition Groups_Condensing Unit Heaters or other Efficient Unit Heating System
Commercial | Com ¦ Wall Insulation | 2029 | SC A | million_m3 | After Competition Groups | 10.6397 | 407724.5587 | 0.40772 | 508.7426 | 0.020914 | 16 | Commercial_2029_SC A_million_m3_After Competition Groups_16 | Wall Insulation | 2.091% | 0.40772 | 10.6397 | Commercial_2029_SC A_million_m3_After Competition Groups_Wall Insulation
Commercial | Com ¦ Education and Capacity Building/Energy Behavior | 2029 | SC A | million_m3 | After Competition Groups | 9.8407 | 7980151.8804 | 7.9802 | 508.7426 | 0.019343 | 17 | Commercial_2029_SC A_million_m3_After Competition Groups_17 | Education and Capacity Building/Energy Behavior | 1.934% | 7.9802 | 9.8407 | Commercial_2029_SC A_million_m3_After Competition Groups_Education and Capacity Building/Energy Behavior
Commercial | Com ¦ Demand controlled Circulating Systems | 2029 | SC A | million_m3 | After Competition Groups | 5.2009 | 180013.9712 | 0.18001 | 508.7426 | 0.010223 | 18 | Commercial_2029_SC A_million_m3_After Competition Groups_18 | Demand controlled Circulating Systems | 1.022% | 0.18001 | 5.2009 | Commercial_2029_SC A_million_m3_After Competition Groups_Demand controlled Circulating Systems
Commercial | Com ¦ High Efficiency Underfired Broilers | 2029 | SC A | million_m3 | After Competition Groups | 3.411 | 93295.9025 | 0.093296 | 508.7426 | 0.0067048 | 19 | Commercial_2029_SC A_million_m3_After Competition Groups_19 | High Efficiency Underfired Broilers | 0.6705% | 0.093296 | 3.411 | Commercial_2029_SC A_million_m3_After Competition Groups_High Efficiency Underfired Broilers
Commercial | Com ¦ Duct Insulation, R8 | 2029 | SC A | million_m3 | After Competition Groups | 3.2833 | 144601.4019 | 0.1446 | 508.7426 | 0.0064538 | 20 | Commercial_2029_SC A_million_m3_After Competition Groups_20 | Duct Insulation, R8 | 0.6454% | 0.1446 | 3.2833 | Commercial_2029_SC A_million_m3_After Competition Groups_Duct Insulation, R8
Commercial | Com ¦ ENERGY STAR Fryer (84% eff) | 2029 | SC A | million_m3 | After Competition Groups | 2.8852 | 0 | 0 | 508.7426 | 0.0056711 | 21 | Commercial_2029_SC A_million_m3_After Competition Groups_21 | ENERGY STAR Fryer (84% eff) | 0.5671% | 0 | 2.8852 | Commercial_2029_SC A_million_m3_After Competition Groups_ENERGY STAR Fryer (84% eff)
Commercial | Com ¦ Energy Efficient Laboratory Fume Hood | 2029 | SC A | million_m3 | After Competition Groups | 2.0774 | 0 | 0 | 508.7426 | 0.0040833 | 22 | Commercial_2029_SC A_million_m3_After Competition Groups_22 | Energy Efficient Laboratory Fume Hood | 0.4083% | 0 | 2.0774 | Commercial_2029_SC A_million_m3_After Competition Groups_Energy Efficient Laboratory Fume Hood
Commercial | Com ¦ Ozone Laundry Treatment | 2029 | SC A | million_m3 | After Competition Groups | 1.6627 | 0 | 0 | 508.7426 | 0.0032682 | 23 | Commercial_2029_SC A_million_m3_After Competition Groups_23 | Ozone Laundry Treatment | 0.3268% | 0 | 1.6627 | Commercial_2029_SC A_million_m3_After Competition Groups_Ozone Laundry Treatment
Commercial | Com ¦ Infrared Heaters | 2029 | SC A | million_m3 | After Competition Groups | 1.2167 | 98598.0652 | 0.098598 | 508.7426 | 0.0023915 | 24 | Commercial_2029_SC A_million_m3_After Competition Groups_24 | Infrared Heaters | 0.2391% | 0.098598 | 1.2167 | Commercial_2029_SC A_million_m3_After Competition Groups_Infrared Heaters
Commercial | Com ¦ ENERGY STAR Dishwasher | 2029 | SC A | million_m3 | After Competition Groups | 1.0839 | 0 | 0 | 508.7426 | 0.0021306 | 25 | Commercial_2029_SC A_million_m3_After Competition Groups_25 | ENERGY STAR Dishwasher | 0.2131% | 0 | 1.0839 | Commercial_2029_SC A_million_m3_After Competition Groups_ENERGY STAR Dishwasher
Commercial | Com ¦ ENERGY STAR Griddle (74% eff) | 2029 | SC A | million_m3 | After Competition Groups | 1.0201 | 0 | 0 | 508.7426 | 0.0020052 | 26 | Commercial_2029_SC A_million_m3_After Competition Groups_26 | ENERGY STAR Griddle (74% eff) | 0.2005% | 0 | 1.0201 | Commercial_2029_SC A_million_m3_After Competition Groups_ENERGY STAR Griddle (74% eff)
Commercial | Com ¦ CEE Tier 2/Energy Star Clothes Washers | 2029 | SC A | million_m3 | After Competition Groups | 0.57332 | 0 | 0 | 508.7426 | 0.0011269 | 27 | Commercial_2029_SC A_million_m3_After Competition Groups_27 | CEE Tier 2/Energy Star Clothes Washers | 0.1127% | 0 | 0.57332 | Commercial_2029_SC A_million_m3_After Competition Groups_CEE Tier 2/Energy Star Clothes Washers
Commercial | Com ¦ Drain Water Heat Recovery (DWHR) ¦ Retro | 2029 | SC A | million_m3 | After Competition Groups | 0.48148 | 15238.6172 | 0.015239 | 508.7426 | 0.0009464 | 28 | Commercial_2029_SC A_million_m3_After Competition Groups_28 | Drain Water Heat Recovery (DWHR) ¦ Retro | 0.09464% | 0.015239 | 0.48148 | Commercial_2029_SC A_million_m3_After Competition Groups_Drain Water Heat Recovery (DWHR) ¦ Retro
Commercial | Com ¦ ENERGY STAR Steam Cooker | 2029 | SC A | million_m3 | After Competition Groups | 0.30603 | 7176.7108 | 0.0071767 | 508.7426 | 0.00060154 | 29 | Commercial_2029_SC A_million_m3_After Competition Groups_29 | ENERGY STAR Steam Cooker | 0.06015% | 0.0071767 | 0.30603 | Commercial_2029_SC A_million_m3_After Competition Groups_ENERGY STAR Steam Cooker
Commercial | Com ¦ Low Flow Pre-Rinse Spray Nozzle | 2029 | SC A | million_m3 | After Competition Groups | 0.29153 | 4291.3792 | 0.0042914 | 508.7426 | 0.00057305 | 30 | Commercial_2029_SC A_million_m3_After Competition Groups_30 | Low Flow Pre-Rinse Spray Nozzle | 0.0573% | 0.0042914 | 0.29153 | Commercial_2029_SC A_million_m3_After Competition Groups_Low Flow Pre-Rinse Spray Nozzle
Commercial | Com ¦ Energy Recovery Ventilation and Ventilation (Enhanced) | 2029 | SC A | million_m3 | After Competition Groups | 0.26035 | 9485.7808 | 0.0094858 | 508.7426 | 0.00051175 | 31 | Commercial_2029_SC A_million_m3_After Competition Groups_31 | Energy Recovery Ventilation and Ventilation (Enhanced) | 0.05117% | 0.0094858 | 0.26035 | Commercial_2029_SC A_million_m3_After Competition Groups_Energy Recovery Ventilation and Ventilation (Enhanced)
Commercial | Com ¦ Drain Water Heat Recovery (DWHR) ¦New | 2029 | SC A | million_m3 | After Competition Groups | 0.11972 | 5249.7947 | 0.0052498 | 508.7426 | 0.00023533 | 32 | Commercial_2029_SC A_million_m3_After Competition Groups_32 | Drain Water Heat Recovery (DWHR) ¦New | 0.02353% | 0.0052498 | 0.11972 | Commercial_2029_SC A_million_m3_After Competition Groups_Drain Water Heat Recovery (DWHR) ¦New
Commercial | Com ¦ Heat Recovery Ventilator | 2029 | SC A | million_m3 | After Competition Groups | 0.043087 | 535.8298 | 0.00053583 | 508.7426 | 8.4693e-05 | 33 | Commercial_2029_SC A_million_m3_After Competition Groups_33 | Heat Recovery Ventilator | 0.008469% | 0.00053583 | 0.043087 | Commercial_2029_SC A_million_m3_After Competition Groups_Heat Recovery Ventilator
Commercial | Com ¦ Solar Water Preheat (Pools/DHW) | 2029 | SC A | million_m3 | After Competition Groups | 0.03364 | 2415.1704 | 0.0024152 | 508.7426 | 6.6124e-05 | 34 | Commercial_2029_SC A_million_m3_After Competition Groups_34 | Solar Water Preheat (Pools/DHW) | 0.006612% | 0.0024152 | 0.03364 | Commercial_2029_SC A_million_m3_After Competition Groups_Solar Water Preheat (Pools/DHW)
Commercial | Com ¦ Gas Heat Pump Water Heater | 2029 | SC A | million_m3 | After Competition Groups | 0.00079853 | 0 | 0 | 508.7426 | 1.5696e-06 | 35 | Commercial_2029_SC A_million_m3_After Competition Groups_35 | Gas Heat Pump Water Heater | 0.000157% | 0 | 0.00079853 | Commercial_2029_SC A_million_m3_After Competition Groups_Gas Heat Pump Water Heater
Commercial | Com ¦ Air Curtains | 2029 | SC A | million_m3 | After Competition Groups | 0.0001046 | 0 | 0 | 508.7426 | 2.0561e-07 | 36 | Commercial_2029_SC A_million_m3_After Competition Groups_36 | Air Curtains | 2.056e-05% | 0 | 0.0001046 | Commercial_2029_SC A_million_m3_After Competition Groups_Air Curtains
Commercial | Com ¦ Demand Control Ventilation | 2029 | SC B | million_m3 | After Competition Groups | 124.6409 | 19561053.0033 | 19.5611 | 1043.8941 | 0.1194 | 1 | Commercial_2029_SC B_million_m3_After Competition Groups_1 | Demand Control Ventilation | 11.94% | 19.5611 | 124.6409 | Commercial_2029_SC B_million_m3_After Competition Groups_Demand Control Ventilation
Commercial | Com ¦ Adaptive Thermostats | 2029 | SC B | million_m3 | After Competition Groups | 108.7438 | 2977395.8892 | 2.9774 | 1043.8941 | 0.10417 | 2 | Commercial_2029_SC B_million_m3_After Competition Groups_2 | Adaptive Thermostats | 10.42% | 2.9774 | 108.7438 | Commercial_2029_SC B_million_m3_After Competition Groups_Adaptive Thermostats
Commercial | Com ¦ Condensing Boiler ¦ Std | 2029 | SC B | million_m3 | After Competition Groups | 104.7233 | 43713197.0274 | 43.7132 | 1043.8941 | 0.10032 | 3 | Commercial_2029_SC B_million_m3_After Competition Groups_3 | Condensing Boiler ¦ Std | 10.03% | 43.7132 | 104.7233 | Commercial_2029_SC B_million_m3_After Competition Groups_Condensing Boiler ¦ Std
Commercial | Com ¦ Air Handler with Dedicated Outdoor Air Systems | 2029 | SC B | million_m3 | After Competition Groups | 78.1287 | 13993422.3152 | 13.9934 | 1043.8941 | 0.074844 | 4 | Commercial_2029_SC B_million_m3_After Competition Groups_4 | Air Handler with Dedicated Outdoor Air Systems | 7.484% | 13.9934 | 78.1287 | Commercial_2029_SC B_million_m3_After Competition Groups_Air Handler with Dedicated Outdoor Air Systems
Commercial | Com ¦ Building Recommissioning, Operations and Maintenance (O&M) Improvements | 2029 | SC B | million_m3 | After Competition Groups | 77.3499 | 19896395.9924 | 19.8964 | 1043.8941 | 0.074097 | 5 | Commercial_2029_SC B_million_m3_After Competition Groups_5 | Building Recommissioning, Operations and Maintenance (O&M) Improvements | 7.41% | 19.8964 | 77.3499 | Commercial_2029_SC B_million_m3_After Competition Groups_Building Recommissioning, Operations and Maintenance (O&M) Improvements
Commercial | Com ¦ Gas Fired Rooftop Units | 2029 | SC B | million_m3 | After Competition Groups | 62.275 | 4803425.9201 | 4.8034 | 1043.8941 | 0.059656 | 6 | Commercial_2029_SC B_million_m3_After Competition Groups_6 | Gas Fired Rooftop Units | 5.966% | 4.8034 | 62.275 | Commercial_2029_SC B_million_m3_After Competition Groups_Gas Fired Rooftop Units
Commercial | Com ¦ Boilers - Advanced Controls (Steam Systems) | 2029 | SC B | million_m3 | After Competition Groups | 52.338 | 3024651.2589 | 3.0247 | 1043.8941 | 0.050137 | 7 | Commercial_2029_SC B_million_m3_After Competition Groups_7 | Boilers - Advanced Controls (Steam Systems) | 5.014% | 3.0247 | 52.338 | Commercial_2029_SC B_million_m3_After Competition Groups_Boilers - Advanced Controls (Steam Systems)
Commercial | Com ¦ Education and Capacity Building/Energy Behavior | 2029 | SC B | million_m3 | After Competition Groups | 49.2036 | 39900759.4021 | 39.9008 | 1043.8941 | 0.047135 | 8 | Commercial_2029_SC B_million_m3_After Competition Groups_8 | Education and Capacity Building/Energy Behavior | 4.713% | 39.9008 | 49.2036 | Commercial_2029_SC B_million_m3_After Competition Groups_Education and Capacity Building/Energy Behavior
Commercial | Com ¦ Demand Control Kitchen Ventilation | 2029 | SC B | million_m3 | After Competition Groups | 43.6772 | 3631234.404 | 3.6312 | 1043.8941 | 0.041841 | 9 | Commercial_2029_SC B_million_m3_After Competition Groups_9 | Demand Control Kitchen Ventilation | 4.184% | 3.6312 | 43.6772 | Commercial_2029_SC B_million_m3_After Competition Groups_Demand Control Kitchen Ventilation
Commercial | Com ¦ Steam System Optimization | 2029 | SC B | million_m3 | After Competition Groups | 42.3986 | 269406.069 | 0.26941 | 1043.8941 | 0.040616 | 10 | Commercial_2029_SC B_million_m3_After Competition Groups_10 | Steam System Optimization | 4.062% | 0.26941 | 42.3986 | Commercial_2029_SC B_million_m3_After Competition Groups_Steam System Optimization
Commercial | Com ¦ Destratification | 2029 | SC B | million_m3 | After Competition Groups | 41.9804 | 2274379.2984 | 2.2744 | 1043.8941 | 0.040215 | 11 | Commercial_2029_SC B_million_m3_After Competition Groups_11 | Destratification | 4.022% | 2.2744 | 41.9804 | Commercial_2029_SC B_million_m3_After Competition Groups_Destratification
Commercial | Com ¦ Condensing Make Up Air Unit | 2029 | SC B | million_m3 | After Competition Groups | 41.4539 | 5397316.8535 | 5.3973 | 1043.8941 | 0.039711 | 12 | Commercial_2029_SC B_million_m3_After Competition Groups_12 | Condensing Make Up Air Unit | 3.971% | 5.3973 | 41.4539 | Commercial_2029_SC B_million_m3_After Competition Groups_Condensing Make Up Air Unit
Commercial | Com ¦ Furnace Tune-Up | 2029 | SC B | million_m3 | After Competition Groups | 39.6713 | 123609.6779 | 0.12361 | 1043.8941 | 0.038003 | 13 | Commercial_2029_SC B_million_m3_After Competition Groups_13 | Furnace Tune-Up | 3.8% | 0.12361 | 39.6713 | Commercial_2029_SC B_million_m3_After Competition Groups_Furnace Tune-Up
Commercial | Com ¦ Gas Fired Heat Pump | 2029 | SC B | million_m3 | After Competition Groups | 37.1482 | 5353108.8207 | 5.3531 | 1043.8941 | 0.035586 | 14 | Commercial_2029_SC B_million_m3_After Competition Groups_14 | Gas Fired Heat Pump | 3.559% | 5.3531 | 37.1482 | Commercial_2029_SC B_million_m3_After Competition Groups_Gas Fired Heat Pump
Commercial | Com ¦ Advanced BAS/Controllers | 2029 | SC B | million_m3 | After Competition Groups | 31.3738 | 7159189.9232 | 7.1592 | 1043.8941 | 0.030055 | 15 | Commercial_2029_SC B_million_m3_After Competition Groups_15 | Advanced BAS/Controllers | 3.005% | 7.1592 | 31.3738 | Commercial_2029_SC B_million_m3_After Competition Groups_Advanced BAS/Controllers
Commercial | Com ¦ Condensing Unit Heaters or other Efficient Unit Heating System | 2029 | SC B | million_m3 | After Competition Groups | 22.6193 | 6846942.4584 | 6.8469 | 1043.8941 | 0.021668 | 16 | Commercial_2029_SC B_million_m3_After Competition Groups_16 | Condensing Unit Heaters or other Efficient Unit Heating System | 2.167% | 6.8469 | 22.6193 | Commercial_2029_SC B_million_m3_After Competition Groups_Condensing Unit Heaters or other Efficient Unit Heating System
Commercial | Com ¦ Wall Insulation | 2029 | SC B | million_m3 | After Competition Groups | 22.3687 | 767834.2709 | 0.76783 | 1043.8941 | 0.021428 | 17 | Commercial_2029_SC B_million_m3_After Competition Groups_17 | Wall Insulation | 2.143% | 0.76783 | 22.3687 | Commercial_2029_SC B_million_m3_After Competition Groups_Wall Insulation
Commercial | Com ¦ Energy Efficient Laboratory Fume Hood | 2029 | SC B | million_m3 | After Competition Groups | 15.498 | 3386303.3064 | 3.3863 | 1043.8941 | 0.014846 | 18 | Commercial_2029_SC B_million_m3_After Competition Groups_18 | Energy Efficient Laboratory Fume Hood | 1.485% | 3.3863 | 15.498 | Commercial_2029_SC B_million_m3_After Competition Groups_Energy Efficient Laboratory Fume Hood
Commercial | Com ¦ Demand controlled Circulating Systems | 2029 | SC B | million_m3 | After Competition Groups | 11.7504 | 595271.5441 | 0.59527 | 1043.8941 | 0.011256 | 19 | Commercial_2029_SC B_million_m3_After Competition Groups_19 | Demand controlled Circulating Systems | 1.126% | 0.59527 | 11.7504 | Commercial_2029_SC B_million_m3_After Competition Groups_Demand controlled Circulating Systems
Commercial | Com ¦ Duct Insulation, R8 | 2029 | SC B | million_m3 | After Competition Groups | 9.1386 | 993766.6511 | 0.99377 | 1043.8941 | 0.0087544 | 20 | Commercial_2029_SC B_million_m3_After Competition Groups_20 | Duct Insulation, R8 | 0.8754% | 0.99377 | 9.1386 | Commercial_2029_SC B_million_m3_After Competition Groups_Duct Insulation, R8
Commercial | Com ¦ Ozone Laundry Treatment | 2029 | SC B | million_m3 | After Competition Groups | 5.6997 | 1023746.1616 | 1.0237 | 1043.8941 | 0.00546 | 21 | Commercial_2029_SC B_million_m3_After Competition Groups_21 | Ozone Laundry Treatment | 0.546% | 1.0237 | 5.6997 | Commercial_2029_SC B_million_m3_After Competition Groups_Ozone Laundry Treatment
Commercial | Com ¦ ENERGY STAR Fryer (84% eff) | 2029 | SC B | million_m3 | After Competition Groups | 4.362 | 796182.5734 | 0.79618 | 1043.8941 | 0.0041786 | 22 | Commercial_2029_SC B_million_m3_After Competition Groups_22 | ENERGY STAR Fryer (84% eff) | 0.4179% | 0.79618 | 4.362 | Commercial_2029_SC B_million_m3_After Competition Groups_ENERGY STAR Fryer (84% eff)
Commercial | Com ¦ High Efficiency Underfired Broilers | 2029 | SC B | million_m3 | After Competition Groups | 4.0717 | 227750.1283 | 0.22775 | 1043.8941 | 0.0039005 | 23 | Commercial_2029_SC B_million_m3_After Competition Groups_23 | High Efficiency Underfired Broilers | 0.39% | 0.22775 | 4.0717 | Commercial_2029_SC B_million_m3_After Competition Groups_High Efficiency Underfired Broilers
Commercial | Com ¦ Infrared Heaters | 2029 | SC B | million_m3 | After Competition Groups | 2.9613 | 937706.6527 | 0.93771 | 1043.8941 | 0.0028368 | 24 | Commercial_2029_SC B_million_m3_After Competition Groups_24 | Infrared Heaters | 0.2837% | 0.93771 | 2.9613 | Commercial_2029_SC B_million_m3_After Competition Groups_Infrared Heaters
Commercial | Com ¦ ENERGY STAR Griddle (74% eff) | 2029 | SC B | million_m3 | After Competition Groups | 2.8896 | 778569.0097 | 0.77857 | 1043.8941 | 0.0027681 | 25 | Commercial_2029_SC B_million_m3_After Competition Groups_25 | ENERGY STAR Griddle (74% eff) | 0.2768% | 0.77857 | 2.8896 | Commercial_2029_SC B_million_m3_After Competition Groups_ENERGY STAR Griddle (74% eff)
Commercial | Com ¦ Energy Recovery Ventilation and Ventilation (Enhanced) | 2029 | SC B | million_m3 | After Competition Groups | 1.5131 | 491585.179 | 0.49159 | 1043.8941 | 0.0014495 | 26 | Commercial_2029_SC B_million_m3_After Competition Groups_26 | Energy Recovery Ventilation and Ventilation (Enhanced) | 0.145% | 0.49159 | 1.5131 | Commercial_2029_SC B_million_m3_After Competition Groups_Energy Recovery Ventilation and Ventilation (Enhanced)
Commercial | Com ¦ Heat Recovery Ventilator | 2029 | SC B | million_m3 | After Competition Groups | 1.4901 | 467454.562 | 0.46745 | 1043.8941 | 0.0014275 | 27 | Commercial_2029_SC B_million_m3_After Competition Groups_27 | Heat Recovery Ventilator | 0.1427% | 0.46745 | 1.4901 | Commercial_2029_SC B_million_m3_After Competition Groups_Heat Recovery Ventilator
Commercial | Com ¦ ENERGY STAR Dishwasher | 2029 | SC B | million_m3 | After Competition Groups | 1.4047 | 347148.9069 | 0.34715 | 1043.8941 | 0.0013457 | 28 | Commercial_2029_SC B_million_m3_After Competition Groups_28 | ENERGY STAR Dishwasher | 0.1346% | 0.34715 | 1.4047 | Commercial_2029_SC B_million_m3_After Competition Groups_ENERGY STAR Dishwasher
Commercial | Com ¦ Drain Water Heat Recovery (DWHR) ¦ Retro | 2029 | SC B | million_m3 | After Competition Groups | 0.99424 | 34522.2685 | 0.034522 | 1043.8941 | 0.00095243 | 29 | Commercial_2029_SC B_million_m3_After Competition Groups_29 | Drain Water Heat Recovery (DWHR) ¦ Retro | 0.09524% | 0.034522 | 0.99424 | Commercial_2029_SC B_million_m3_After Competition Groups_Drain Water Heat Recovery (DWHR) ¦ Retro
Commercial | Com ¦ CEE Tier 2/Energy Star Clothes Washers | 2029 | SC B | million_m3 | After Competition Groups | 0.808 | 91862.0238 | 0.091862 | 1043.8941 | 0.00077402 | 30 | Commercial_2029_SC B_million_m3_After Competition Groups_30 | CEE Tier 2/Energy Star Clothes Washers | 0.0774% | 0.091862 | 0.808 | Commercial_2029_SC B_million_m3_After Competition Groups_CEE Tier 2/Energy Star Clothes Washers
Commercial | Com ¦ Low Flow Pre-Rinse Spray Nozzle | 2029 | SC B | million_m3 | After Competition Groups | 0.43093 | 30054.1844 | 0.030054 | 1043.8941 | 0.00041281 | 31 | Commercial_2029_SC B_million_m3_After Competition Groups_31 | Low Flow Pre-Rinse Spray Nozzle | 0.04128% | 0.030054 | 0.43093 | Commercial_2029_SC B_million_m3_After Competition Groups_Low Flow Pre-Rinse Spray Nozzle
Commercial | Com ¦ ENERGY STAR Steam Cooker | 2029 | SC B | million_m3 | After Competition Groups | 0.31217 | 14152.8592 | 0.014153 | 1043.8941 | 0.00029904 | 32 | Commercial_2029_SC B_million_m3_After Competition Groups_32 | ENERGY STAR Steam Cooker | 0.0299% | 0.014153 | 0.31217 | Commercial_2029_SC B_million_m3_After Competition Groups_ENERGY STAR Steam Cooker
Commercial | Com ¦ Drain Water Heat Recovery (DWHR) ¦New | 2029 | SC B | million_m3 | After Competition Groups | 0.18248 | 16892.1024 | 0.016892 | 1043.8941 | 0.00017481 | 33 | Commercial_2029_SC B_million_m3_After Competition Groups_33 | Drain Water Heat Recovery (DWHR) ¦New | 0.01748% | 0.016892 | 0.18248 | Commercial_2029_SC B_million_m3_After Competition Groups_Drain Water Heat Recovery (DWHR) ¦New
Commercial | Com ¦ Air Curtains | 2029 | SC B | million_m3 | After Competition Groups | 0.10846 | 31466.7728 | 0.031467 | 1043.8941 | 0.0001039 | 34 | Commercial_2029_SC B_million_m3_After Competition Groups_34 | Air Curtains | 0.01039% | 0.031467 | 0.10846 | Commercial_2029_SC B_million_m3_After Competition Groups_Air Curtains
Commercial | Com ¦ Gas Heat Pump Water Heater | 2029 | SC B | million_m3 | After Competition Groups | 0.097895 | 98539.6693 | 0.09854 | 1043.8941 | 9.3778e-05 | 35 | Commercial_2029_SC B_million_m3_After Competition Groups_35 | Gas Heat Pump Water Heater | 0.009378% | 0.09854 | 0.097895 | Commercial_2029_SC B_million_m3_After Competition Groups_Gas Heat Pump Water Heater
Commercial | Com ¦ Solar Water Preheat (Pools/DHW) | 2029 | SC B | million_m3 | After Competition Groups | 0.08605 | 13201.5484 | 0.013202 | 1043.8941 | 8.2432e-05 | 36 | Commercial_2029_SC B_million_m3_After Competition Groups_36 | Solar Water Preheat (Pools/DHW) | 0.008243% | 0.013202 | 0.08605 | Commercial_2029_SC B_million_m3_After Competition Groups_Solar Water Preheat (Pools/DHW)
Commercial | Com ¦ Demand Control Ventilation | 2029 | SC C | million_m3 | After Competition Groups | 61.3164 | 7253724.1627 | 7.2537 | 551.8595 | 0.11111 | 1 | Commercial_2029_SC C_million_m3_After Competition Groups_1 | Demand Control Ventilation | 11.11% | 7.2537 | 61.3164 | Commercial_2029_SC C_million_m3_After Competition Groups_Demand Control Ventilation
Commercial | Com ¦ Adaptive Thermostats | 2029 | SC C | million_m3 | After Competition Groups | 59.1688 | 2622827.1872 | 2.6228 | 551.8595 | 0.10722 | 2 | Commercial_2029_SC C_million_m3_After Competition Groups_2 | Adaptive Thermostats | 10.72% | 2.6228 | 59.1688 | Commercial_2029_SC C_million_m3_After Competition Groups_Adaptive Thermostats
Commercial | Com ¦ Condensing Boiler ¦ Std | 2029 | SC C | million_m3 | After Competition Groups | 53.0697 | 13021767.6437 | 13.0218 | 551.8595 | 0.096165 | 3 | Commercial_2029_SC C_million_m3_After Competition Groups_3 | Condensing Boiler ¦ Std | 9.617% | 13.0218 | 53.0697 | Commercial_2029_SC C_million_m3_After Competition Groups_Condensing Boiler ¦ Std
Commercial | Com ¦ Boilers - Advanced Controls (Steam Systems) | 2029 | SC C | million_m3 | After Competition Groups | 52.3385 | 3024984.7813 | 3.025 | 551.8595 | 0.09484 | 4 | Commercial_2029_SC C_million_m3_After Competition Groups_4 | Boilers - Advanced Controls (Steam Systems) | 9.484% | 3.025 | 52.3385 | Commercial_2029_SC C_million_m3_After Competition Groups_Boilers - Advanced Controls (Steam Systems)
Commercial | Com ¦ Building Recommissioning, Operations and Maintenance (O&M) Improvements | 2029 | SC C | million_m3 | After Competition Groups | 42.6542 | 3555000.3577 | 3.555 | 551.8595 | 0.077292 | 5 | Commercial_2029_SC C_million_m3_After Competition Groups_5 | Building Recommissioning, Operations and Maintenance (O&M) Improvements | 7.729% | 3.555 | 42.6542 | Commercial_2029_SC C_million_m3_After Competition Groups_Building Recommissioning, Operations and Maintenance (O&M) Improvements
Commercial | Com ¦ Condensing Make Up Air Unit | 2029 | SC C | million_m3 | After Competition Groups | 30.025 | 4116951.8347 | 4.117 | 551.8595 | 0.054407 | 6 | Commercial_2029_SC C_million_m3_After Competition Groups_6 | Condensing Make Up Air Unit | 5.441% | 4.117 | 30.025 | Commercial_2029_SC C_million_m3_After Competition Groups_Condensing Make Up Air Unit
Commercial | Com ¦ Air Handler with Dedicated Outdoor Air Systems | 2029 | SC C | million_m3 | After Competition Groups | 29.2964 | 4166230.3988 | 4.1662 | 551.8595 | 0.053087 | 7 | Commercial_2029_SC C_million_m3_After Competition Groups_7 | Air Handler with Dedicated Outdoor Air Systems | 5.309% | 4.1662 | 29.2964 | Commercial_2029_SC C_million_m3_After Competition Groups_Air Handler with Dedicated Outdoor Air Systems
Commercial | Com ¦ Gas Fired Rooftop Units | 2029 | SC C | million_m3 | After Competition Groups | 29.2219 | 2532449.7944 | 2.5324 | 551.8595 | 0.052952 | 8 | Commercial_2029_SC C_million_m3_After Competition Groups_8 | Gas Fired Rooftop Units | 5.295% | 2.5324 | 29.2219 | Commercial_2029_SC C_million_m3_After Competition Groups_Gas Fired Rooftop Units
Commercial | Com ¦ Gas Fired Heat Pump | 2029 | SC C | million_m3 | After Competition Groups | 27.3243 | 3174544.428 | 3.1745 | 551.8595 | 0.049513 | 9 | Commercial_2029_SC C_million_m3_After Competition Groups_9 | Gas Fired Heat Pump | 4.951% | 3.1745 | 27.3243 | Commercial_2029_SC C_million_m3_After Competition Groups_Gas Fired Heat Pump
Commercial | Com ¦ Demand Control Kitchen Ventilation | 2029 | SC C | million_m3 | After Competition Groups | 23.7512 | 2741277.0949 | 2.7413 | 551.8595 | 0.043038 | 10 | Commercial_2029_SC C_million_m3_After Competition Groups_10 | Demand Control Kitchen Ventilation | 4.304% | 2.7413 | 23.7512 | Commercial_2029_SC C_million_m3_After Competition Groups_Demand Control Kitchen Ventilation
Commercial | Com ¦ Advanced BAS/Controllers | 2029 | SC C | million_m3 | After Competition Groups | 21.4713 | 2164259.3153 | 2.1643 | 551.8595 | 0.038907 | 11 | Commercial_2029_SC C_million_m3_After Competition Groups_11 | Advanced BAS/Controllers | 3.891% | 2.1643 | 21.4713 | Commercial_2029_SC C_million_m3_After Competition Groups_Advanced BAS/Controllers
Commercial | Com ¦ Steam System Optimization | 2029 | SC C | million_m3 | After Competition Groups | 20.4061 | 239762.2684 | 0.23976 | 551.8595 | 0.036977 | 12 | Commercial_2029_SC C_million_m3_After Competition Groups_12 | Steam System Optimization | 3.698% | 0.23976 | 20.4061 | Commercial_2029_SC C_million_m3_After Competition Groups_Steam System Optimization
Commercial | Com ¦ Destratification | 2029 | SC C | million_m3 | After Competition Groups | 19.9912 | 1952481.8549 | 1.9525 | 551.8595 | 0.036225 | 13 | Commercial_2029_SC C_million_m3_After Competition Groups_13 | Destratification | 3.623% | 1.9525 | 19.9912 | Commercial_2029_SC C_million_m3_After Competition Groups_Destratification
Commercial | Com ¦ Furnace Tune-Up | 2029 | SC C | million_m3 | After Competition Groups | 18.9657 | 107457.4684 | 0.10746 | 551.8595 | 0.034367 | 14 | Commercial_2029_SC C_million_m3_After Competition Groups_14 | Furnace Tune-Up | 3.437% | 0.10746 | 18.9657 | Commercial_2029_SC C_million_m3_After Competition Groups_Furnace Tune-Up
Commercial | Com ¦ Condensing Unit Heaters or other Efficient Unit Heating System | 2029 | SC C | million_m3 | After Competition Groups | 12.9764 | 2499155.0107 | 2.4992 | 551.8595 | 0.023514 | 15 | Commercial_2029_SC C_million_m3_After Competition Groups_15 | Condensing Unit Heaters or other Efficient Unit Heating System | 2.351% | 2.4992 | 12.9764 | Commercial_2029_SC C_million_m3_After Competition Groups_Condensing Unit Heaters or other Efficient Unit Heating System
Commercial | Com ¦ Wall Insulation | 2029 | SC C | million_m3 | After Competition Groups | 10.7728 | 684812.8231 | 0.68481 | 551.8595 | 0.019521 | 16 | Commercial_2029_SC C_million_m3_After Competition Groups_16 | Wall Insulation | 1.952% | 0.68481 | 10.7728 | Commercial_2029_SC C_million_m3_After Competition Groups_Wall Insulation
Commercial | Com ¦ Education and Capacity Building/Energy Behavior | 2029 | SC C | million_m3 | After Competition Groups | 9.8407 | 7980151.8804 | 7.9802 | 551.8595 | 0.017832 | 17 | Commercial_2029_SC C_million_m3_After Competition Groups_17 | Education and Capacity Building/Energy Behavior | 1.783% | 7.9802 | 9.8407 | Commercial_2029_SC C_million_m3_After Competition Groups_Education and Capacity Building/Energy Behavior
Commercial | Com ¦ Demand controlled Circulating Systems | 2029 | SC C | million_m3 | After Competition Groups | 5.4405 | 377711.0968 | 0.37771 | 551.8595 | 0.0098586 | 18 | Commercial_2029_SC C_million_m3_After Competition Groups_18 | Demand controlled Circulating Systems | 0.9859% | 0.37771 | 5.4405 | Commercial_2029_SC C_million_m3_After Competition Groups_Demand controlled Circulating Systems
Commercial | Com ¦ Duct Insulation, R8 | 2029 | SC C | million_m3 | After Competition Groups | 4.0759 | 653418.1504 | 0.65342 | 551.8595 | 0.0073858 | 19 | Commercial_2029_SC C_million_m3_After Competition Groups_19 | Duct Insulation, R8 | 0.7386% | 0.65342 | 4.0759 | Commercial_2029_SC C_million_m3_After Competition Groups_Duct Insulation, R8
Commercial | Com ¦ Energy Efficient Laboratory Fume Hood | 2029 | SC C | million_m3 | After Competition Groups | 3.715 | 587998.4135 | 0.588 | 551.8595 | 0.0067317 | 20 | Commercial_2029_SC C_million_m3_After Competition Groups_20 | Energy Efficient Laboratory Fume Hood | 0.6732% | 0.588 | 3.715 | Commercial_2029_SC C_million_m3_After Competition Groups_Energy Efficient Laboratory Fume Hood
Commercial | Com ¦ High Efficiency Underfired Broilers | 2029 | SC C | million_m3 | After Competition Groups | 3.5133 | 208353.4331 | 0.20835 | 551.8595 | 0.0063663 | 21 | Commercial_2029_SC C_million_m3_After Competition Groups_21 | High Efficiency Underfired Broilers | 0.6366% | 0.20835 | 3.5133 | Commercial_2029_SC C_million_m3_After Competition Groups_High Efficiency Underfired Broilers
Commercial | Com ¦ ENERGY STAR Fryer (84% eff) | 2029 | SC C | million_m3 | After Competition Groups | 3.4778 | 319190.4274 | 0.31919 | 551.8595 | 0.006302 | 22 | Commercial_2029_SC C_million_m3_After Competition Groups_22 | ENERGY STAR Fryer (84% eff) | 0.6302% | 0.31919 | 3.4778 | Commercial_2029_SC C_million_m3_After Competition Groups_ENERGY STAR Fryer (84% eff)
Commercial | Com ¦ Ozone Laundry Treatment | 2029 | SC C | million_m3 | After Competition Groups | 2.2189 | 342859.9763 | 0.34286 | 551.8595 | 0.0040208 | 23 | Commercial_2029_SC C_million_m3_After Competition Groups_23 | Ozone Laundry Treatment | 0.4021% | 0.34286 | 2.2189 | Commercial_2029_SC C_million_m3_After Competition Groups_Ozone Laundry Treatment
Commercial | Com ¦ ENERGY STAR Griddle (74% eff) | 2029 | SC C | million_m3 | After Competition Groups | 1.6694 | 160866.0771 | 0.16087 | 551.8595 | 0.003025 | 24 | Commercial_2029_SC C_million_m3_After Competition Groups_24 | ENERGY STAR Griddle (74% eff) | 0.3025% | 0.16087 | 1.6694 | Commercial_2029_SC C_million_m3_After Competition Groups_ENERGY STAR Griddle (74% eff)
Commercial | Com ¦ Infrared Heaters | 2029 | SC C | million_m3 | After Competition Groups | 1.4827 | 334916.5042 | 0.33492 | 551.8595 | 0.0026868 | 25 | Commercial_2029_SC C_million_m3_After Competition Groups_25 | Infrared Heaters | 0.2687% | 0.33492 | 1.4827 | Commercial_2029_SC C_million_m3_After Competition Groups_Infrared Heaters
Commercial | Com ¦ ENERGY STAR Dishwasher | 2029 | SC C | million_m3 | After Competition Groups | 1.2264 | 150430.2099 | 0.15043 | 551.8595 | 0.0022223 | 26 | Commercial_2029_SC C_million_m3_After Competition Groups_26 | ENERGY STAR Dishwasher | 0.2222% | 0.15043 | 1.2264 | Commercial_2029_SC C_million_m3_After Competition Groups_ENERGY STAR Dishwasher
Commercial | Com ¦ CEE Tier 2/Energy Star Clothes Washers | 2029 | SC C | million_m3 | After Competition Groups | 0.63807 | 41044.3037 | 0.041044 | 551.8595 | 0.0011562 | 27 | Commercial_2029_SC C_million_m3_After Competition Groups_27 | CEE Tier 2/Energy Star Clothes Washers | 0.1156% | 0.041044 | 0.63807 | Commercial_2029_SC C_million_m3_After Competition Groups_CEE Tier 2/Energy Star Clothes Washers
Commercial | Com ¦ Drain Water Heat Recovery (DWHR) ¦ Retro | 2029 | SC C | million_m3 | After Competition Groups | 0.48854 | 33052.8289 | 0.033053 | 551.8595 | 0.00088526 | 28 | Commercial_2029_SC C_million_m3_After Competition Groups_28 | Drain Water Heat Recovery (DWHR) ¦ Retro | 0.08853% | 0.033053 | 0.48854 | Commercial_2029_SC C_million_m3_After Competition Groups_Drain Water Heat Recovery (DWHR) ¦ Retro
Commercial | Com ¦ Energy Recovery Ventilation and Ventilation (Enhanced) | 2029 | SC C | million_m3 | After Competition Groups | 0.40747 | 77363.1101 | 0.077363 | 551.8595 | 0.00073835 | 29 | Commercial_2029_SC C_million_m3_After Competition Groups_29 | Energy Recovery Ventilation and Ventilation (Enhanced) | 0.07384% | 0.077363 | 0.40747 | Commercial_2029_SC C_million_m3_After Competition Groups_Energy Recovery Ventilation and Ventilation (Enhanced)
Commercial | Com ¦ Low Flow Pre-Rinse Spray Nozzle | 2029 | SC C | million_m3 | After Competition Groups | 0.31268 | 13219.733 | 0.01322 | 551.8595 | 0.0005666 | 30 | Commercial_2029_SC C_million_m3_After Competition Groups_30 | Low Flow Pre-Rinse Spray Nozzle | 0.05666% | 0.01322 | 0.31268 | Commercial_2029_SC C_million_m3_After Competition Groups_Low Flow Pre-Rinse Spray Nozzle
Commercial | Com ¦ ENERGY STAR Steam Cooker | 2029 | SC C | million_m3 | After Competition Groups | 0.31217 | 14154.3776 | 0.014154 | 551.8595 | 0.00056567 | 31 | Commercial_2029_SC C_million_m3_After Competition Groups_31 | ENERGY STAR Steam Cooker | 0.05657% | 0.014154 | 0.31217 | Commercial_2029_SC C_million_m3_After Competition Groups_ENERGY STAR Steam Cooker
Commercial | Com ¦ Heat Recovery Ventilator | 2029 | SC C | million_m3 | After Competition Groups | 0.12955 | 19594.2983 | 0.019594 | 551.8595 | 0.00023476 | 32 | Commercial_2029_SC C_million_m3_After Competition Groups_32 | Heat Recovery Ventilator | 0.02348% | 0.019594 | 0.12955 | Commercial_2029_SC C_million_m3_After Competition Groups_Heat Recovery Ventilator
Commercial | Com ¦ Drain Water Heat Recovery (DWHR) ¦New | 2029 | SC C | million_m3 | After Competition Groups | 0.12121 | 11292.2759 | 0.011292 | 551.8595 | 0.00021963 | 33 | Commercial_2029_SC C_million_m3_After Competition Groups_33 | Drain Water Heat Recovery (DWHR) ¦New | 0.02196% | 0.011292 | 0.12121 | Commercial_2029_SC C_million_m3_After Competition Groups_Drain Water Heat Recovery (DWHR) ¦New
Commercial | Com ¦ Solar Water Preheat (Pools/DHW) | 2029 | SC C | million_m3 | After Competition Groups | 0.035932 | 5348.8086 | 0.0053488 | 551.8595 | 6.5111e-05 | 34 | Commercial_2029_SC C_million_m3_After Competition Groups_34 | Solar Water Preheat (Pools/DHW) | 0.006511% | 0.0053488 | 0.035932 | Commercial_2029_SC C_million_m3_After Competition Groups_Solar Water Preheat (Pools/DHW)
Commercial | Com ¦ Gas Heat Pump Water Heater | 2029 | SC C | million_m3 | After Competition Groups | 0.0031437 | 985.8526 | 0.00098585 | 551.8595 | 5.6966e-06 | 35 | Commercial_2029_SC C_million_m3_After Competition Groups_35 | Gas Heat Pump Water Heater | 0.0005697% | 0.00098585 | 0.0031437 | Commercial_2029_SC C_million_m3_After Competition Groups_Gas Heat Pump Water Heater
Commercial | Com ¦ Air Curtains | 2029 | SC C | million_m3 | After Competition Groups | 0.00029937 | 44.3211 | 4.4321e-05 | 551.8595 | 5.4248e-07 | 36 | Commercial_2029_SC C_million_m3_After Competition Groups_36 | Air Curtains | 5.425e-05% | 4.4321e-05 | 0.00029937 | Commercial_2029_SC C_million_m3_After Competition Groups_Air Curtains
Commercial | Com ¦ Building Recommissioning, Operations and Maintenance (O&M) Improvements | 2029 | Technical | million_m3 | After Competition Groups | 240.505 | 0 | 0 | 2012.4192 | 0.11951 | 1 | Commercial_2029_Technical_million_m3_After Competition Groups_1 | Building Recommissioning, Operations and Maintenance (O&M) Improvements | 11.95% | 0 | 240.505 | Commercial_2029_Technical_million_m3_After Competition Groups_Building Recommissioning, Operations and Maintenance (O&M) Improvements
Commercial | Com ¦ Condensing Boiler ¦ Std | 2029 | Technical | million_m3 | After Competition Groups | 224.8294 | 0 | 0 | 2012.4192 | 0.11172 | 2 | Commercial_2029_Technical_million_m3_After Competition Groups_2 | Condensing Boiler ¦ Std | 11.17% | 0 | 224.8294 | Commercial_2029_Technical_million_m3_After Competition Groups_Condensing Boiler ¦ Std
Commercial | Com ¦ Demand Control Ventilation | 2029 | Technical | million_m3 | After Competition Groups | 190.5335 | 0 | 0 | 2012.4192 | 0.094679 | 3 | Commercial_2029_Technical_million_m3_After Competition Groups_3 | Demand Control Ventilation | 9.468% | 0 | 190.5335 | Commercial_2029_Technical_million_m3_After Competition Groups_Demand Control Ventilation
Commercial | Com ¦ Gas Fired Rooftop Units | 2029 | Technical | million_m3 | After Competition Groups | 160.619 | 0 | 0 | 2012.4192 | 0.079814 | 4 | Commercial_2029_Technical_million_m3_After Competition Groups_4 | Gas Fired Rooftop Units | 7.981% | 0 | 160.619 | Commercial_2029_Technical_million_m3_After Competition Groups_Gas Fired Rooftop Units
Commercial | Com ¦ Boilers - Advanced Controls (Steam Systems) | 2029 | Technical | million_m3 | After Competition Groups | 141.5457 | 0 | 0 | 2012.4192 | 0.070336 | 5 | Commercial_2029_Technical_million_m3_After Competition Groups_5 | Boilers - Advanced Controls (Steam Systems) | 7.034% | 0 | 141.5457 | Commercial_2029_Technical_million_m3_After Competition Groups_Boilers - Advanced Controls (Steam Systems)
Commercial | Com ¦ Adaptive Thermostats | 2029 | Technical | million_m3 | After Competition Groups | 132.2275 | 0 | 0 | 2012.4192 | 0.065706 | 6 | Commercial_2029_Technical_million_m3_After Competition Groups_6 | Adaptive Thermostats | 6.571% | 0 | 132.2275 | Commercial_2029_Technical_million_m3_After Competition Groups_Adaptive Thermostats
Commercial | Com ¦ Air Handler with Dedicated Outdoor Air Systems | 2029 | Technical | million_m3 | After Competition Groups | 89.7251 | 0 | 0 | 2012.4192 | 0.044586 | 7 | Commercial_2029_Technical_million_m3_After Competition Groups_7 | Air Handler with Dedicated Outdoor Air Systems | 4.459% | 0 | 89.7251 | Commercial_2029_Technical_million_m3_After Competition Groups_Air Handler with Dedicated Outdoor Air Systems
Commercial | Com ¦ Condensing Make Up Air Unit | 2029 | Technical | million_m3 | After Competition Groups | 78.2646 | 0 | 0 | 2012.4192 | 0.038891 | 8 | Commercial_2029_Technical_million_m3_After Competition Groups_8 | Condensing Make Up Air Unit | 3.889% | 0 | 78.2646 | Commercial_2029_Technical_million_m3_After Competition Groups_Condensing Make Up Air Unit
Commercial | Com ¦ Education and Capacity Building/Energy Behavior | 2029 | Technical | million_m3 | After Competition Groups | 76.4208 | 0 | 0 | 2012.4192 | 0.037975 | 9 | Commercial_2029_Technical_million_m3_After Competition Groups_9 | Education and Capacity Building/Energy Behavior | 3.797% | 0 | 76.4208 | Commercial_2029_Technical_million_m3_After Competition Groups_Education and Capacity Building/Energy Behavior
Commercial | Com ¦ Advanced BAS/Controllers | 2029 | Technical | million_m3 | After Competition Groups | 73.1397 | 0 | 0 | 2012.4192 | 0.036344 | 10 | Commercial_2029_Technical_million_m3_After Competition Groups_10 | Advanced BAS/Controllers | 3.634% | 0 | 73.1397 | Commercial_2029_Technical_million_m3_After Competition Groups_Advanced BAS/Controllers
Commercial | Com ¦ Gas Fired Heat Pump | 2029 | Technical | million_m3 | After Competition Groups | 65.7603 | 0 | 0 | 2012.4192 | 0.032677 | 11 | Commercial_2029_Technical_million_m3_After Competition Groups_11 | Gas Fired Heat Pump | 3.268% | 0 | 65.7603 | Commercial_2029_Technical_million_m3_After Competition Groups_Gas Fired Heat Pump
Commercial | Com ¦ Demand Control Kitchen Ventilation | 2029 | Technical | million_m3 | After Competition Groups | 64.04 | 0 | 0 | 2012.4192 | 0.031822 | 12 | Commercial_2029_Technical_million_m3_After Competition Groups_12 | Demand Control Kitchen Ventilation | 3.182% | 0 | 64.04 | Commercial_2029_Technical_million_m3_After Competition Groups_Demand Control Kitchen Ventilation
Commercial | Com ¦ Energy Recovery Ventilation and Ventilation (Enhanced) | 2029 | Technical | million_m3 | After Competition Groups | 58.1857 | 0 | 0 | 2012.4192 | 0.028913 | 13 | Commercial_2029_Technical_million_m3_After Competition Groups_13 | Energy Recovery Ventilation and Ventilation (Enhanced) | 2.891% | 0 | 58.1857 | Commercial_2029_Technical_million_m3_After Competition Groups_Energy Recovery Ventilation and Ventilation (Enhanced)
Commercial | Com ¦ Steam System Optimization | 2029 | Technical | million_m3 | After Competition Groups | 48.2667 | 0 | 0 | 2012.4192 | 0.023984 | 14 | Commercial_2029_Technical_million_m3_After Competition Groups_14 | Steam System Optimization | 2.398% | 0 | 48.2667 | Commercial_2029_Technical_million_m3_After Competition Groups_Steam System Optimization
Commercial | Com ¦ Destratification | 2029 | Technical | million_m3 | After Competition Groups | 46.6371 | 0 | 0 | 2012.4192 | 0.023175 | 15 | Commercial_2029_Technical_million_m3_After Competition Groups_15 | Destratification | 2.317% | 0 | 46.6371 | Commercial_2029_Technical_million_m3_After Competition Groups_Destratification
Commercial | Com ¦ Condensing Unit Heaters or other Efficient Unit Heating System | 2029 | Technical | million_m3 | After Competition Groups | 46.3468 | 0 | 0 | 2012.4192 | 0.02303 | 16 | Commercial_2029_Technical_million_m3_After Competition Groups_16 | Condensing Unit Heaters or other Efficient Unit Heating System | 2.303% | 0 | 46.3468 | Commercial_2029_Technical_million_m3_After Competition Groups_Condensing Unit Heaters or other Efficient Unit Heating System
Commercial | Com ¦ Furnace Tune-Up | 2029 | Technical | million_m3 | After Competition Groups | 45.5048 | 0 | 0 | 2012.4192 | 0.022612 | 17 | Commercial_2029_Technical_million_m3_After Competition Groups_17 | Furnace Tune-Up | 2.261% | 0 | 45.5048 | Commercial_2029_Technical_million_m3_After Competition Groups_Furnace Tune-Up
Commercial | Com ¦ High Efficiency Condensing Furnace AFUE 95% from 80% code | 2029 | Technical | million_m3 | After Competition Groups | 33.4271 | 0 | 0 | 2012.4192 | 0.01661 | 18 | Commercial_2029_Technical_million_m3_After Competition Groups_18 | High Efficiency Condensing Furnace AFUE 95% from 80% code | 1.661% | 0 | 33.4271 | Commercial_2029_Technical_million_m3_After Competition Groups_High Efficiency Condensing Furnace AFUE 95% from 80% code
Commercial | Com ¦ Heat Recovery Ventilator | 2029 | Technical | million_m3 | After Competition Groups | 29.5152 | 0 | 0 | 2012.4192 | 0.014667 | 19 | Commercial_2029_Technical_million_m3_After Competition Groups_19 | Heat Recovery Ventilator | 1.467% | 0 | 29.5152 | Commercial_2029_Technical_million_m3_After Competition Groups_Heat Recovery Ventilator
Commercial | Com ¦ Wall Insulation | 2029 | Technical | million_m3 | After Competition Groups | 25.448 | 0 | 0 | 2012.4192 | 0.012645 | 20 | Commercial_2029_Technical_million_m3_After Competition Groups_20 | Wall Insulation | 1.265% | 0 | 25.448 | Commercial_2029_Technical_million_m3_After Competition Groups_Wall Insulation
Commercial | Com ¦ Super-High Efficiency Furnaces (Emerging Tech) | 2029 | Technical | million_m3 | After Competition Groups | 19.8951 | 0 | 0 | 2012.4192 | 0.0098861 | 21 | Commercial_2029_Technical_million_m3_After Competition Groups_21 | Super-High Efficiency Furnaces (Emerging Tech) | 0.9886% | 0 | 19.8951 | Commercial_2029_Technical_million_m3_After Competition Groups_Super-High Efficiency Furnaces (Emerging Tech)
Commercial | Com ¦ Energy Efficient Laboratory Fume Hood | 2029 | Technical | million_m3 | After Competition Groups | 17.9684 | 0 | 0 | 2012.4192 | 0.0089288 | 22 | Commercial_2029_Technical_million_m3_After Competition Groups_22 | Energy Efficient Laboratory Fume Hood | 0.8929% | 0 | 17.9684 | Commercial_2029_Technical_million_m3_After Competition Groups_Energy Efficient Laboratory Fume Hood
Commercial | Com ¦ Boiler Measures | 2029 | Technical | million_m3 | After Competition Groups | 15.589 | 0 | 0 | 2012.4192 | 0.0077464 | 23 | Commercial_2029_Technical_million_m3_After Competition Groups_23 | Boiler Measures | 0.7746% | 0 | 15.589 | Commercial_2029_Technical_million_m3_After Competition Groups_Boiler Measures
Commercial | Com ¦ Demand controlled Circulating Systems | 2029 | Technical | million_m3 | After Competition Groups | 13.368 | 0 | 0 | 2012.4192 | 0.0066427 | 24 | Commercial_2029_Technical_million_m3_After Competition Groups_24 | Demand controlled Circulating Systems | 0.6643% | 0 | 13.368 | Commercial_2029_Technical_million_m3_After Competition Groups_Demand controlled Circulating Systems
Commercial | Com ¦ Duct Insulation, R8 | 2029 | Technical | million_m3 | After Competition Groups | 10.4431 | 0 | 0 | 2012.4192 | 0.0051893 | 25 | Commercial_2029_Technical_million_m3_After Competition Groups_25 | Duct Insulation, R8 | 0.5189% | 0 | 10.4431 | Commercial_2029_Technical_million_m3_After Competition Groups_Duct Insulation, R8
Commercial | Com ¦ Roof Insulation/Ceiling Insulation (R25 Code to R35) | 2029 | Technical | million_m3 | After Competition Groups | 8.638 | 0 | 0 | 2012.4192 | 0.0042924 | 26 | Commercial_2029_Technical_million_m3_After Competition Groups_26 | Roof Insulation/Ceiling Insulation (R25 Code to R35) | 0.4292% | 0 | 8.638 | Commercial_2029_Technical_million_m3_After Competition Groups_Roof Insulation/Ceiling Insulation (R25 Code to R35)
Commercial | Com ¦ Ozone Laundry Treatment | 2029 | Technical | million_m3 | After Competition Groups | 7.4665 | 0 | 0 | 2012.4192 | 0.0037102 | 27 | Commercial_2029_Technical_million_m3_After Competition Groups_27 | Ozone Laundry Treatment | 0.371% | 0 | 7.4665 | Commercial_2029_Technical_million_m3_After Competition Groups_Ozone Laundry Treatment
Commercial | Com ¦ ENERGY STAR Fryer (84% eff) | 2029 | Technical | million_m3 | After Competition Groups | 7.1132 | 0 | 0 | 2012.4192 | 0.0035346 | 28 | Commercial_2029_Technical_million_m3_After Competition Groups_28 | ENERGY STAR Fryer (84% eff) | 0.3535% | 0 | 7.1132 | Commercial_2029_Technical_million_m3_After Competition Groups_ENERGY STAR Fryer (84% eff)
Commercial | Com ¦ Infrared Heaters | 2029 | Technical | million_m3 | After Competition Groups | 6.9824 | 0 | 0 | 2012.4192 | 0.0034697 | 29 | Commercial_2029_Technical_million_m3_After Competition Groups_29 | Infrared Heaters | 0.347% | 0 | 6.9824 | Commercial_2029_Technical_million_m3_After Competition Groups_Infrared Heaters
Commercial | Com ¦ Condensing Storage Water Heater | 2029 | Technical | million_m3 | After Competition Groups | 6.0925 | 0 | 0 | 2012.4192 | 0.0030275 | 30 | Commercial_2029_Technical_million_m3_After Competition Groups_30 | Condensing Storage Water Heater | 0.3027% | 0 | 6.0925 | Commercial_2029_Technical_million_m3_After Competition Groups_Condensing Storage Water Heater
Commercial | Com ¦ High Efficiency Underfired Broilers | 2029 | Technical | million_m3 | After Competition Groups | 6.0363 | 0 | 0 | 2012.4192 | 0.0029995 | 31 | Commercial_2029_Technical_million_m3_After Competition Groups_31 | High Efficiency Underfired Broilers | 0.3% | 0 | 6.0363 | Commercial_2029_Technical_million_m3_After Competition Groups_High Efficiency Underfired Broilers
Commercial | Com ¦ ENERGY STAR Griddle (74% eff) | 2029 | Technical | million_m3 | After Competition Groups | 4.6608 | 0 | 0 | 2012.4192 | 0.002316 | 32 | Commercial_2029_Technical_million_m3_After Competition Groups_32 | ENERGY STAR Griddle (74% eff) | 0.2316% | 0 | 4.6608 | Commercial_2029_Technical_million_m3_After Competition Groups_ENERGY STAR Griddle (74% eff)
Commercial | Com ¦ HOTEL OCCUPANCY CONTROLS (HVAC + LIGHTING) | 2029 | Technical | million_m3 | After Competition Groups | 3.7485 | 0 | 0 | 2012.4192 | 0.0018627 | 33 | Commercial_2029_Technical_million_m3_After Competition Groups_33 | HOTEL OCCUPANCY CONTROLS (HVAC + LIGHTING) | 0.1863% | 0 | 3.7485 | Commercial_2029_Technical_million_m3_After Competition Groups_HOTEL OCCUPANCY CONTROLS (HVAC + LIGHTING)
Commercial | Com ¦ ENERGY STAR Dishwasher | 2029 | Technical | million_m3 | After Competition Groups | 3.5254 | 0 | 0 | 2012.4192 | 0.0017518 | 34 | Commercial_2029_Technical_million_m3_After Competition Groups_34 | ENERGY STAR Dishwasher | 0.1752% | 0 | 3.5254 | Commercial_2029_Technical_million_m3_After Competition Groups_ENERGY STAR Dishwasher
Commercial | Com ¦ Ice Rink Heat Recovery | 2029 | Technical | million_m3 | After Competition Groups | 3.3567 | 0 | 0 | 2012.4192 | 0.001668 | 35 | Commercial_2029_Technical_million_m3_After Competition Groups_35 | Ice Rink Heat Recovery | 0.1668% | 0 | 3.3567 | Commercial_2029_Technical_million_m3_After Competition Groups_Ice Rink Heat Recovery
Commercial | Com ¦ Dock Door Seals | 2029 | Technical | million_m3 | After Competition Groups | 2.1099 | 0 | 0 | 2012.4192 | 0.0010484 | 36 | Commercial_2029_Technical_million_m3_After Competition Groups_36 | Dock Door Seals | 0.1048% | 0 | 2.1099 | Commercial_2029_Technical_million_m3_After Competition Groups_Dock Door Seals
Commercial | Com ¦ CEE Tier 2/Energy Star Clothes Washers | 2029 | Technical | million_m3 | After Competition Groups | 1.1282 | 0 | 0 | 2012.4192 | 0.00056061 | 37 | Commercial_2029_Technical_million_m3_After Competition Groups_37 | CEE Tier 2/Energy Star Clothes Washers | 0.05606% | 0 | 1.1282 | Commercial_2029_Technical_million_m3_After Competition Groups_CEE Tier 2/Energy Star Clothes Washers
Commercial | Com ¦ Drain Water Heat Recovery (DWHR) ¦ Retro | 2029 | Technical | million_m3 | After Competition Groups | 1.1052 | 0 | 0 | 2012.4192 | 0.00054921 | 38 | Commercial_2029_Technical_million_m3_After Competition Groups_38 | Drain Water Heat Recovery (DWHR) ¦ Retro | 0.05492% | 0 | 1.1052 | Commercial_2029_Technical_million_m3_After Competition Groups_Drain Water Heat Recovery (DWHR) ¦ Retro
Commercial | Com ¦ Low Flow Pre-Rinse Spray Nozzle | 2029 | Technical | million_m3 | After Competition Groups | 0.66707 | 0 | 0 | 2012.4192 | 0.00033148 | 39 | Commercial_2029_Technical_million_m3_After Competition Groups_39 | Low Flow Pre-Rinse Spray Nozzle | 0.03315% | 0 | 0.66707 | Commercial_2029_Technical_million_m3_After Competition Groups_Low Flow Pre-Rinse Spray Nozzle
Commercial | Com ¦ ENERGY STAR Steam Cooker | 2029 | Technical | million_m3 | After Competition Groups | 0.50897 | 0 | 0 | 2012.4192 | 0.00025291 | 40 | Commercial_2029_Technical_million_m3_After Competition Groups_40 | ENERGY STAR Steam Cooker | 0.02529% | 0 | 0.50897 | Commercial_2029_Technical_million_m3_After Competition Groups_ENERGY STAR Steam Cooker
Commercial | Com ¦ Drain Water Heat Recovery (DWHR) ¦New | 2029 | Technical | million_m3 | After Competition Groups | 0.43114 | 0 | 0 | 2012.4192 | 0.00021424 | 41 | Commercial_2029_Technical_million_m3_After Competition Groups_41 | Drain Water Heat Recovery (DWHR) ¦New | 0.02142% | 0 | 0.43114 | Commercial_2029_Technical_million_m3_After Competition Groups_Drain Water Heat Recovery (DWHR) ¦New
Commercial | Com ¦ Solar Water Preheat (Pools/DHW) | 2029 | Technical | million_m3 | After Competition Groups | 0.24453 | 0 | 0 | 2012.4192 | 0.00012151 | 42 | Commercial_2029_Technical_million_m3_After Competition Groups_42 | Solar Water Preheat (Pools/DHW) | 0.01215% | 0 | 0.24453 | Commercial_2029_Technical_million_m3_After Competition Groups_Solar Water Preheat (Pools/DHW)
Commercial | Com ¦ Air Curtains | 2029 | Technical | million_m3 | After Competition Groups | 0.14098 | 0 | 0 | 2012.4192 | 7.0054e-05 | 43 | Commercial_2029_Technical_million_m3_After Competition Groups_43 | Air Curtains | 0.007005% | 0 | 0.14098 | Commercial_2029_Technical_million_m3_After Competition Groups_Air Curtains
Commercial | Com ¦ Gas Convection Oven | 2029 | Technical | million_m3 | After Competition Groups | 0.12039 | 0 | 0 | 2012.4192 | 5.9823e-05 | 44 | Commercial_2029_Technical_million_m3_After Competition Groups_44 | Gas Convection Oven | 0.005982% | 0 | 0.12039 | Commercial_2029_Technical_million_m3_After Competition Groups_Gas Convection Oven
Commercial | Com ¦ Solar Preheat Make up Air | 2029 | Technical | million_m3 | After Competition Groups | 0.060427 | 0 | 0 | 2012.4192 | 3.0027e-05 | 45 | Commercial_2029_Technical_million_m3_After Competition Groups_45 | Solar Preheat Make up Air | 0.003003% | 0 | 0.060427 | Commercial_2029_Technical_million_m3_After Competition Groups_Solar Preheat Make up Air
Commercial | Com ¦ Super High Perf Glazing ¦RET | 2029 | Technical | million_m3 | After Competition Groups | 0.054603 | 0 | 0 | 2012.4192 | 2.7133e-05 | 46 | Commercial_2029_Technical_million_m3_After Competition Groups_46 | Super High Perf Glazing ¦RET | 0.002713% | 0 | 0.054603 | Commercial_2029_Technical_million_m3_After Competition Groups_Super High Perf Glazing ¦RET
Commercial | Com ¦ Super High Perf Glazing ¦New | 2029 | Technical | million_m3 | After Competition Groups | 0.021968 | 0 | 0 | 2012.4192 | 1.0916e-05 | 47 | Commercial_2029_Technical_million_m3_After Competition Groups_47 | Super High Perf Glazing ¦New | 0.001092% | 0 | 0.021968 | Commercial_2029_Technical_million_m3_After Competition Groups_Super High Perf Glazing ¦New
Commercial | Com ¦ Condensing Boiler ¦ Std | 2030 | Economic | million_m3 | After Competition Groups | 241.2659 | 0 | 0 | 1863.1645 | 0.12949 | 1 | Commercial_2030_Economic_million_m3_After Competition Groups_1 | Condensing Boiler ¦ Std | 12.95% | 0 | 241.2659 | Commercial_2030_Economic_million_m3_After Competition Groups_Condensing Boiler ¦ Std
Commercial | Com ¦ Building Recommissioning, Operations and Maintenance (O&M) Improvements | 2030 | Economic | million_m3 | After Competition Groups | 235.6708 | 0 | 0 | 1863.1645 | 0.12649 | 2 | Commercial_2030_Economic_million_m3_After Competition Groups_2 | Building Recommissioning, Operations and Maintenance (O&M) Improvements | 12.65% | 0 | 235.6708 | Commercial_2030_Economic_million_m3_After Competition Groups_Building Recommissioning, Operations and Maintenance (O&M) Improvements
Commercial | Com ¦ Demand Control Ventilation | 2030 | Economic | million_m3 | After Competition Groups | 187.5265 | 0 | 0 | 1863.1645 | 0.10065 | 3 | Commercial_2030_Economic_million_m3_After Competition Groups_3 | Demand Control Ventilation | 10.06% | 0 | 187.5265 | Commercial_2030_Economic_million_m3_After Competition Groups_Demand Control Ventilation
Commercial | Com ¦ Gas Fired Rooftop Units | 2030 | Economic | million_m3 | After Competition Groups | 171.1338 | 0 | 0 | 1863.1645 | 0.091851 | 4 | Commercial_2030_Economic_million_m3_After Competition Groups_4 | Gas Fired Rooftop Units | 9.185% | 0 | 171.1338 | Commercial_2030_Economic_million_m3_After Competition Groups_Gas Fired Rooftop Units
Commercial | Com ¦ Boilers - Advanced Controls (Steam Systems) | 2030 | Economic | million_m3 | After Competition Groups | 142.6456 | 0 | 0 | 1863.1645 | 0.076561 | 5 | Commercial_2030_Economic_million_m3_After Competition Groups_5 | Boilers - Advanced Controls (Steam Systems) | 7.656% | 0 | 142.6456 | Commercial_2030_Economic_million_m3_After Competition Groups_Boilers - Advanced Controls (Steam Systems)
Commercial | Com ¦ Adaptive Thermostats | 2030 | Economic | million_m3 | After Competition Groups | 132.4206 | 0 | 0 | 1863.1645 | 0.071073 | 6 | Commercial_2030_Economic_million_m3_After Competition Groups_6 | Adaptive Thermostats | 7.107% | 0 | 132.4206 | Commercial_2030_Economic_million_m3_After Competition Groups_Adaptive Thermostats
Commercial | Com ¦ Air Handler with Dedicated Outdoor Air Systems | 2030 | Economic | million_m3 | After Competition Groups | 87.9217 | 0 | 0 | 1863.1645 | 0.047189 | 7 | Commercial_2030_Economic_million_m3_After Competition Groups_7 | Air Handler with Dedicated Outdoor Air Systems | 4.719% | 0 | 87.9217 | Commercial_2030_Economic_million_m3_After Competition Groups_Air Handler with Dedicated Outdoor Air Systems
Commercial | Com ¦ Condensing Make Up Air Unit | 2030 | Economic | million_m3 | After Competition Groups | 83.9217 | 0 | 0 | 1863.1645 | 0.045043 | 8 | Commercial_2030_Economic_million_m3_After Competition Groups_8 | Condensing Make Up Air Unit | 4.504% | 0 | 83.9217 | Commercial_2030_Economic_million_m3_After Competition Groups_Condensing Make Up Air Unit
Commercial | Com ¦ Advanced BAS/Controllers | 2030 | Economic | million_m3 | After Competition Groups | 73.7037 | 0 | 0 | 1863.1645 | 0.039558 | 9 | Commercial_2030_Economic_million_m3_After Competition Groups_9 | Advanced BAS/Controllers | 3.956% | 0 | 73.7037 | Commercial_2030_Economic_million_m3_After Competition Groups_Advanced BAS/Controllers
Commercial | Com ¦ Education and Capacity Building/Energy Behavior | 2030 | Economic | million_m3 | After Competition Groups | 71.5741 | 0 | 0 | 1863.1645 | 0.038415 | 10 | Commercial_2030_Economic_million_m3_After Competition Groups_10 | Education and Capacity Building/Energy Behavior | 3.842% | 0 | 71.5741 | Commercial_2030_Economic_million_m3_After Competition Groups_Education and Capacity Building/Energy Behavior
Commercial | Com ¦ Gas Fired Heat Pump | 2030 | Economic | million_m3 | After Competition Groups | 69.7299 | 0 | 0 | 1863.1645 | 0.037426 | 11 | Commercial_2030_Economic_million_m3_After Competition Groups_11 | Gas Fired Heat Pump | 3.743% | 0 | 69.7299 | Commercial_2030_Economic_million_m3_After Competition Groups_Gas Fired Heat Pump
Commercial | Com ¦ Demand Control Kitchen Ventilation | 2030 | Economic | million_m3 | After Competition Groups | 65.623 | 0 | 0 | 1863.1645 | 0.035221 | 12 | Commercial_2030_Economic_million_m3_After Competition Groups_12 | Demand Control Kitchen Ventilation | 3.522% | 0 | 65.623 | Commercial_2030_Economic_million_m3_After Competition Groups_Demand Control Kitchen Ventilation
Commercial | Com ¦ Condensing Unit Heaters or other Efficient Unit Heating System | 2030 | Economic | million_m3 | After Competition Groups | 49.6143 | 0 | 0 | 1863.1645 | 0.026629 | 13 | Commercial_2030_Economic_million_m3_After Competition Groups_13 | Condensing Unit Heaters or other Efficient Unit Heating System | 2.663% | 0 | 49.6143 | Commercial_2030_Economic_million_m3_After Competition Groups_Condensing Unit Heaters or other Efficient Unit Heating System
Commercial | Com ¦ Steam System Optimization | 2030 | Economic | million_m3 | After Competition Groups | 47.2965 | 0 | 0 | 1863.1645 | 0.025385 | 14 | Commercial_2030_Economic_million_m3_After Competition Groups_14 | Steam System Optimization | 2.539% | 0 | 47.2965 | Commercial_2030_Economic_million_m3_After Competition Groups_Steam System Optimization
Commercial | Com ¦ Destratification | 2030 | Economic | million_m3 | After Competition Groups | 45.6041 | 0 | 0 | 1863.1645 | 0.024477 | 15 | Commercial_2030_Economic_million_m3_After Competition Groups_15 | Destratification | 2.448% | 0 | 45.6041 | Commercial_2030_Economic_million_m3_After Competition Groups_Destratification
Commercial | Com ¦ Furnace Tune-Up | 2030 | Economic | million_m3 | After Competition Groups | 44.5902 | 0 | 0 | 1863.1645 | 0.023932 | 16 | Commercial_2030_Economic_million_m3_After Competition Groups_16 | Furnace Tune-Up | 2.393% | 0 | 44.5902 | Commercial_2030_Economic_million_m3_After Competition Groups_Furnace Tune-Up
Commercial | Com ¦ Wall Insulation | 2030 | Economic | million_m3 | After Competition Groups | 24.9365 | 0 | 0 | 1863.1645 | 0.013384 | 17 | Commercial_2030_Economic_million_m3_After Competition Groups_17 | Wall Insulation | 1.338% | 0 | 24.9365 | Commercial_2030_Economic_million_m3_After Competition Groups_Wall Insulation
Commercial | Com ¦ Energy Efficient Laboratory Fume Hood | 2030 | Economic | million_m3 | After Competition Groups | 17.6072 | 0 | 0 | 1863.1645 | 0.0094502 | 18 | Commercial_2030_Economic_million_m3_After Competition Groups_18 | Energy Efficient Laboratory Fume Hood | 0.945% | 0 | 17.6072 | Commercial_2030_Economic_million_m3_After Competition Groups_Energy Efficient Laboratory Fume Hood
Commercial | Com ¦ Demand controlled Circulating Systems | 2030 | Economic | million_m3 | After Competition Groups | 13.0993 | 0 | 0 | 1863.1645 | 0.0070307 | 19 | Commercial_2030_Economic_million_m3_After Competition Groups_19 | Demand controlled Circulating Systems | 0.7031% | 0 | 13.0993 | Commercial_2030_Economic_million_m3_After Competition Groups_Demand controlled Circulating Systems
Commercial | Com ¦ Duct Insulation, R8 | 2030 | Economic | million_m3 | After Competition Groups | 10.2332 | 0 | 0 | 1863.1645 | 0.0054924 | 20 | Commercial_2030_Economic_million_m3_After Competition Groups_20 | Duct Insulation, R8 | 0.5492% | 0 | 10.2332 | Commercial_2030_Economic_million_m3_After Competition Groups_Duct Insulation, R8
Commercial | Com ¦ ENERGY STAR Fryer (84% eff) | 2030 | Economic | million_m3 | After Competition Groups | 7.5395 | 0 | 0 | 1863.1645 | 0.0040466 | 21 | Commercial_2030_Economic_million_m3_After Competition Groups_21 | ENERGY STAR Fryer (84% eff) | 0.4047% | 0 | 7.5395 | Commercial_2030_Economic_million_m3_After Competition Groups_ENERGY STAR Fryer (84% eff)
Commercial | Com ¦ Ozone Laundry Treatment | 2030 | Economic | million_m3 | After Competition Groups | 7.5072 | 0 | 0 | 1863.1645 | 0.0040293 | 22 | Commercial_2030_Economic_million_m3_After Competition Groups_22 | Ozone Laundry Treatment | 0.4029% | 0 | 7.5072 | Commercial_2030_Economic_million_m3_After Competition Groups_Ozone Laundry Treatment
Commercial | Com ¦ Infrared Heaters | 2030 | Economic | million_m3 | After Competition Groups | 7.4239 | 0 | 0 | 1863.1645 | 0.0039846 | 23 | Commercial_2030_Economic_million_m3_After Competition Groups_23 | Infrared Heaters | 0.3985% | 0 | 7.4239 | Commercial_2030_Economic_million_m3_After Competition Groups_Infrared Heaters
Commercial | Com ¦ High Efficiency Underfired Broilers | 2030 | Economic | million_m3 | After Competition Groups | 6.3983 | 0 | 0 | 1863.1645 | 0.0034341 | 24 | Commercial_2030_Economic_million_m3_After Competition Groups_24 | High Efficiency Underfired Broilers | 0.3434% | 0 | 6.3983 | Commercial_2030_Economic_million_m3_After Competition Groups_High Efficiency Underfired Broilers
Commercial | Com ¦ ENERGY STAR Griddle (74% eff) | 2030 | Economic | million_m3 | After Competition Groups | 4.9433 | 0 | 0 | 1863.1645 | 0.0026532 | 25 | Commercial_2030_Economic_million_m3_After Competition Groups_25 | ENERGY STAR Griddle (74% eff) | 0.2653% | 0 | 4.9433 | Commercial_2030_Economic_million_m3_After Competition Groups_ENERGY STAR Griddle (74% eff)
Commercial | Com ¦ ENERGY STAR Dishwasher | 2030 | Economic | million_m3 | After Competition Groups | 3.6098 | 0 | 0 | 1863.1645 | 0.0019374 | 26 | Commercial_2030_Economic_million_m3_After Competition Groups_26 | ENERGY STAR Dishwasher | 0.1937% | 0 | 3.6098 | Commercial_2030_Economic_million_m3_After Competition Groups_ENERGY STAR Dishwasher
Commercial | Com ¦ Energy Recovery Ventilation and Ventilation (Enhanced) | 2030 | Economic | million_m3 | After Competition Groups | 2.7969 | 0 | 0 | 1863.1645 | 0.0015011 | 27 | Commercial_2030_Economic_million_m3_After Competition Groups_27 | Energy Recovery Ventilation and Ventilation (Enhanced) | 0.1501% | 0 | 2.7969 | Commercial_2030_Economic_million_m3_After Competition Groups_Energy Recovery Ventilation and Ventilation (Enhanced)
Commercial | Com ¦ Heat Recovery Ventilator | 2030 | Economic | million_m3 | After Competition Groups | 2.1939 | 0 | 0 | 1863.1645 | 0.0011775 | 28 | Commercial_2030_Economic_million_m3_After Competition Groups_28 | Heat Recovery Ventilator | 0.1178% | 0 | 2.1939 | Commercial_2030_Economic_million_m3_After Competition Groups_Heat Recovery Ventilator
Commercial | Com ¦ CEE Tier 2/Energy Star Clothes Washers | 2030 | Economic | million_m3 | After Competition Groups | 1.179 | 0 | 0 | 1863.1645 | 0.0006328 | 29 | Commercial_2030_Economic_million_m3_After Competition Groups_29 | CEE Tier 2/Energy Star Clothes Washers | 0.06328% | 0 | 1.179 | Commercial_2030_Economic_million_m3_After Competition Groups_CEE Tier 2/Energy Star Clothes Washers
Commercial | Com ¦ Drain Water Heat Recovery (DWHR) ¦ Retro | 2030 | Economic | million_m3 | After Competition Groups | 1.083 | 0 | 0 | 1863.1645 | 0.00058129 | 30 | Commercial_2030_Economic_million_m3_After Competition Groups_30 | Drain Water Heat Recovery (DWHR) ¦ Retro | 0.05813% | 0 | 1.083 | Commercial_2030_Economic_million_m3_After Competition Groups_Drain Water Heat Recovery (DWHR) ¦ Retro
Commercial | Com ¦ Low Flow Pre-Rinse Spray Nozzle | 2030 | Economic | million_m3 | After Competition Groups | 0.67961 | 0 | 0 | 1863.1645 | 0.00036476 | 31 | Commercial_2030_Economic_million_m3_After Competition Groups_31 | Low Flow Pre-Rinse Spray Nozzle | 0.03648% | 0 | 0.67961 | Commercial_2030_Economic_million_m3_After Competition Groups_Low Flow Pre-Rinse Spray Nozzle
Commercial | Com ¦ ENERGY STAR Steam Cooker | 2030 | Economic | million_m3 | After Competition Groups | 0.53948 | 0 | 0 | 1863.1645 | 0.00028955 | 32 | Commercial_2030_Economic_million_m3_After Competition Groups_32 | ENERGY STAR Steam Cooker | 0.02895% | 0 | 0.53948 | Commercial_2030_Economic_million_m3_After Competition Groups_ENERGY STAR Steam Cooker
Commercial | Com ¦ Drain Water Heat Recovery (DWHR) ¦New | 2030 | Economic | million_m3 | After Competition Groups | 0.4659 | 0 | 0 | 1863.1645 | 0.00025006 | 33 | Commercial_2030_Economic_million_m3_After Competition Groups_33 | Drain Water Heat Recovery (DWHR) ¦New | 0.02501% | 0 | 0.4659 | Commercial_2030_Economic_million_m3_After Competition Groups_Drain Water Heat Recovery (DWHR) ¦New
Commercial | Com ¦ Gas Heat Pump Water Heater | 2030 | Economic | million_m3 | After Competition Groups | 0.29372 | 0 | 0 | 1863.1645 | 0.00015765 | 34 | Commercial_2030_Economic_million_m3_After Competition Groups_34 | Gas Heat Pump Water Heater | 0.01576% | 0 | 0.29372 | Commercial_2030_Economic_million_m3_After Competition Groups_Gas Heat Pump Water Heater
Commercial | Com ¦ Solar Water Preheat (Pools/DHW) | 2030 | Economic | million_m3 | After Competition Groups | 0.25038 | 0 | 0 | 1863.1645 | 0.00013439 | 35 | Commercial_2030_Economic_million_m3_After Competition Groups_35 | Solar Water Preheat (Pools/DHW) | 0.01344% | 0 | 0.25038 | Commercial_2030_Economic_million_m3_After Competition Groups_Solar Water Preheat (Pools/DHW)
Commercial | Com ¦ Air Curtains | 2030 | Economic | million_m3 | After Competition Groups | 0.14195 | 0 | 0 | 1863.1645 | 7.6186e-05 | 36 | Commercial_2030_Economic_million_m3_After Competition Groups_36 | Air Curtains | 0.007619% | 0 | 0.14195 | Commercial_2030_Economic_million_m3_After Competition Groups_Air Curtains
Commercial | Com ¦ Adaptive Thermostats | 2030 | SC A | million_m3 | After Competition Groups | 66.0737 | 2383003.3193 | 2.383 | 571.545 | 0.11561 | 1 | Commercial_2030_SC A_million_m3_After Competition Groups_1 | Adaptive Thermostats | 11.56% | 2.383 | 66.0737 | Commercial_2030_SC A_million_m3_After Competition Groups_Adaptive Thermostats
Commercial | Com ¦ Demand Control Ventilation | 2030 | SC A | million_m3 | After Competition Groups | 63.0389 | 1896365.913 | 1.8964 | 571.545 | 0.1103 | 2 | Commercial_2030_SC A_million_m3_After Competition Groups_2 | Demand Control Ventilation | 11.03% | 1.8964 | 63.0389 | Commercial_2030_SC A_million_m3_After Competition Groups_Demand Control Ventilation
Commercial | Com ¦ Boilers - Advanced Controls (Steam Systems) | 2030 | SC A | million_m3 | After Competition Groups | 56.5733 | 1596268.6306 | 1.5963 | 571.545 | 0.098983 | 3 | Commercial_2030_SC A_million_m3_After Competition Groups_3 | Boilers - Advanced Controls (Steam Systems) | 9.898% | 1.5963 | 56.5733 | Commercial_2030_SC A_million_m3_After Competition Groups_Boilers - Advanced Controls (Steam Systems)
Commercial | Com ¦ Building Recommissioning, Operations and Maintenance (O&M) Improvements | 2030 | SC A | million_m3 | After Competition Groups | 46.9762 | 421730.1797 | 0.42173 | 571.545 | 0.082192 | 4 | Commercial_2030_SC A_million_m3_After Competition Groups_4 | Building Recommissioning, Operations and Maintenance (O&M) Improvements | 8.219% | 0.42173 | 46.9762 | Commercial_2030_SC A_million_m3_After Competition Groups_Building Recommissioning, Operations and Maintenance (O&M) Improvements
Commercial | Com ¦ Condensing Boiler ¦ Std | 2030 | SC A | million_m3 | After Competition Groups | 41.2647 | 0 | 0 | 571.545 | 0.072198 | 5 | Commercial_2030_SC A_million_m3_After Competition Groups_5 | Condensing Boiler ¦ Std | 7.22% | 0 | 41.2647 | Commercial_2030_SC A_million_m3_After Competition Groups_Condensing Boiler ¦ Std
Commercial | Com ¦ Gas Fired Rooftop Units | 2030 | SC A | million_m3 | After Competition Groups | 34.9889 | 1756646.4276 | 1.7566 | 571.545 | 0.061218 | 6 | Commercial_2030_SC A_million_m3_After Competition Groups_6 | Gas Fired Rooftop Units | 6.122% | 1.7566 | 34.9889 | Commercial_2030_SC A_million_m3_After Competition Groups_Gas Fired Rooftop Units
Commercial | Com ¦ Condensing Make Up Air Unit | 2030 | SC A | million_m3 | After Competition Groups | 32.494 | 1532833.1296 | 1.5328 | 571.545 | 0.056853 | 7 | Commercial_2030_SC A_million_m3_After Competition Groups_7 | Condensing Make Up Air Unit | 5.685% | 1.5328 | 32.494 | Commercial_2030_SC A_million_m3_After Competition Groups_Condensing Make Up Air Unit
Commercial | Com ¦ Gas Fired Heat Pump | 2030 | SC A | million_m3 | After Competition Groups | 27.8702 | 860825.0844 | 0.86083 | 571.545 | 0.048763 | 8 | Commercial_2030_SC A_million_m3_After Competition Groups_8 | Gas Fired Heat Pump | 4.876% | 0.86083 | 27.8702 | Commercial_2030_SC A_million_m3_After Competition Groups_Gas Fired Heat Pump
Commercial | Com ¦ Air Handler with Dedicated Outdoor Air Systems | 2030 | SC A | million_m3 | After Competition Groups | 27.1598 | 417808.0739 | 0.41781 | 571.545 | 0.04752 | 9 | Commercial_2030_SC A_million_m3_After Competition Groups_9 | Air Handler with Dedicated Outdoor Air Systems | 4.752% | 0.41781 | 27.1598 | Commercial_2030_SC A_million_m3_After Competition Groups_Air Handler with Dedicated Outdoor Air Systems
Commercial | Com ¦ Demand Control Kitchen Ventilation | 2030 | SC A | million_m3 | After Competition Groups | 25.7708 | 1042515.0365 | 1.0425 | 571.545 | 0.04509 | 10 | Commercial_2030_SC A_million_m3_After Competition Groups_10 | Demand Control Kitchen Ventilation | 4.509% | 1.0425 | 25.7708 | Commercial_2030_SC A_million_m3_After Competition Groups_Demand Control Kitchen Ventilation
Commercial | Com ¦ Advanced BAS/Controllers | 2030 | SC A | million_m3 | After Competition Groups | 23.2624 | 597130.9815 | 0.59713 | 571.545 | 0.040701 | 11 | Commercial_2030_SC A_million_m3_After Competition Groups_11 | Advanced BAS/Controllers | 4.07% | 0.59713 | 23.2624 | Commercial_2030_SC A_million_m3_After Competition Groups_Advanced BAS/Controllers
Commercial | Com ¦ Steam System Optimization | 2030 | SC A | million_m3 | After Competition Groups | 22.8416 | 245433.4187 | 0.24543 | 571.545 | 0.039965 | 12 | Commercial_2030_SC A_million_m3_After Competition Groups_12 | Steam System Optimization | 3.996% | 0.24543 | 22.8416 | Commercial_2030_SC A_million_m3_After Competition Groups_Steam System Optimization
Commercial | Com ¦ Furnace Tune-Up | 2030 | SC A | million_m3 | After Competition Groups | 21.234 | 108451.2197 | 0.10845 | 571.545 | 0.037152 | 13 | Commercial_2030_SC A_million_m3_After Competition Groups_13 | Furnace Tune-Up | 3.715% | 0.10845 | 21.234 | Commercial_2030_SC A_million_m3_After Competition Groups_Furnace Tune-Up
Commercial | Com ¦ Destratification | 2030 | SC A | million_m3 | After Competition Groups | 20.9534 | 704220.7855 | 0.70422 | 571.545 | 0.036661 | 14 | Commercial_2030_SC A_million_m3_After Competition Groups_14 | Destratification | 3.666% | 0.70422 | 20.9534 | Commercial_2030_SC A_million_m3_After Competition Groups_Destratification
Commercial | Com ¦ Condensing Unit Heaters or other Efficient Unit Heating System | 2030 | SC A | million_m3 | After Competition Groups | 12.3465 | 811621.8864 | 0.81162 | 571.545 | 0.021602 | 15 | Commercial_2030_SC A_million_m3_After Competition Groups_15 | Condensing Unit Heaters or other Efficient Unit Heating System | 2.16% | 0.81162 | 12.3465 | Commercial_2030_SC A_million_m3_After Competition Groups_Condensing Unit Heaters or other Efficient Unit Heating System
Commercial | Com ¦ Wall Insulation | 2030 | SC A | million_m3 | After Competition Groups | 11.8878 | 401513.7858 | 0.40151 | 571.545 | 0.020799 | 16 | Commercial_2030_SC A_million_m3_After Competition Groups_16 | Wall Insulation | 2.08% | 0.40151 | 11.8878 | Commercial_2030_SC A_million_m3_After Competition Groups_Wall Insulation
Commercial | Com ¦ Education and Capacity Building/Energy Behavior | 2030 | SC A | million_m3 | After Competition Groups | 10.4491 | 8073480.1687 | 8.0735 | 571.545 | 0.018282 | 17 | Commercial_2030_SC A_million_m3_After Competition Groups_17 | Education and Capacity Building/Energy Behavior | 1.828% | 8.0735 | 10.4491 | Commercial_2030_SC A_million_m3_After Competition Groups_Education and Capacity Building/Energy Behavior
Commercial | Com ¦ Demand controlled Circulating Systems | 2030 | SC A | million_m3 | After Competition Groups | 5.8033 | 179276.3377 | 0.17928 | 571.545 | 0.010154 | 18 | Commercial_2030_SC A_million_m3_After Competition Groups_18 | Demand controlled Circulating Systems | 1.015% | 0.17928 | 5.8033 | Commercial_2030_SC A_million_m3_After Competition Groups_Demand controlled Circulating Systems
Commercial | Com ¦ High Efficiency Underfired Broilers | 2030 | SC A | million_m3 | After Competition Groups | 3.7361 | 90345.8612 | 0.090346 | 571.545 | 0.0065368 | 19 | Commercial_2030_SC A_million_m3_After Competition Groups_19 | High Efficiency Underfired Broilers | 0.6537% | 0.090346 | 3.7361 | Commercial_2030_SC A_million_m3_After Competition Groups_High Efficiency Underfired Broilers
Commercial | Com ¦ Duct Insulation, R8 | 2030 | SC A | million_m3 | After Competition Groups | 3.6574 | 149824.9629 | 0.14982 | 571.545 | 0.0063991 | 20 | Commercial_2030_SC A_million_m3_After Competition Groups_20 | Duct Insulation, R8 | 0.6399% | 0.14982 | 3.6574 | Commercial_2030_SC A_million_m3_After Competition Groups_Duct Insulation, R8
Commercial | Com ¦ ENERGY STAR Fryer (84% eff) | 2030 | SC A | million_m3 | After Competition Groups | 3.0751 | 0 | 0 | 571.545 | 0.0053803 | 21 | Commercial_2030_SC A_million_m3_After Competition Groups_21 | ENERGY STAR Fryer (84% eff) | 0.538% | 0 | 3.0751 | Commercial_2030_SC A_million_m3_After Competition Groups_ENERGY STAR Fryer (84% eff)
Commercial | Com ¦ Energy Efficient Laboratory Fume Hood | 2030 | SC A | million_m3 | After Competition Groups | 2.2228 | 0 | 0 | 571.545 | 0.0038891 | 22 | Commercial_2030_SC A_million_m3_After Competition Groups_22 | Energy Efficient Laboratory Fume Hood | 0.3889% | 0 | 2.2228 | Commercial_2030_SC A_million_m3_After Competition Groups_Energy Efficient Laboratory Fume Hood
Commercial | Com ¦ Ozone Laundry Treatment | 2030 | SC A | million_m3 | After Competition Groups | 1.8332 | 0 | 0 | 571.545 | 0.0032074 | 23 | Commercial_2030_SC A_million_m3_After Competition Groups_23 | Ozone Laundry Treatment | 0.3207% | 0 | 1.8332 | Commercial_2030_SC A_million_m3_After Competition Groups_Ozone Laundry Treatment
Commercial | Com ¦ Infrared Heaters | 2030 | SC A | million_m3 | After Competition Groups | 1.4382 | 109709.196 | 0.10971 | 571.545 | 0.0025163 | 24 | Commercial_2030_SC A_million_m3_After Competition Groups_24 | Infrared Heaters | 0.2516% | 0.10971 | 1.4382 | Commercial_2030_SC A_million_m3_After Competition Groups_Infrared Heaters
Commercial | Com ¦ ENERGY STAR Dishwasher | 2030 | SC A | million_m3 | After Competition Groups | 1.1765 | 0 | 0 | 571.545 | 0.0020585 | 25 | Commercial_2030_SC A_million_m3_After Competition Groups_25 | ENERGY STAR Dishwasher | 0.2058% | 0 | 1.1765 | Commercial_2030_SC A_million_m3_After Competition Groups_ENERGY STAR Dishwasher
Commercial | Com ¦ ENERGY STAR Griddle (74% eff) | 2030 | SC A | million_m3 | After Competition Groups | 1.085 | 0 | 0 | 571.545 | 0.0018983 | 26 | Commercial_2030_SC A_million_m3_After Competition Groups_26 | ENERGY STAR Griddle (74% eff) | 0.1898% | 0 | 1.085 | Commercial_2030_SC A_million_m3_After Competition Groups_ENERGY STAR Griddle (74% eff)
Commercial | Com ¦ CEE Tier 2/Energy Star Clothes Washers | 2030 | SC A | million_m3 | After Competition Groups | 0.61742 | 0 | 0 | 571.545 | 0.0010803 | 27 | Commercial_2030_SC A_million_m3_After Competition Groups_27 | CEE Tier 2/Energy Star Clothes Washers | 0.108% | 0 | 0.61742 | Commercial_2030_SC A_million_m3_After Competition Groups_CEE Tier 2/Energy Star Clothes Washers
Commercial | Com ¦ Drain Water Heat Recovery (DWHR) ¦ Retro | 2030 | SC A | million_m3 | After Competition Groups | 0.53795 | 15017.3146 | 0.015017 | 571.545 | 0.00094122 | 28 | Commercial_2030_SC A_million_m3_After Competition Groups_28 | Drain Water Heat Recovery (DWHR) ¦ Retro | 0.09412% | 0.015017 | 0.53795 | Commercial_2030_SC A_million_m3_After Competition Groups_Drain Water Heat Recovery (DWHR) ¦ Retro
Commercial | Com ¦ ENERGY STAR Steam Cooker | 2030 | SC A | million_m3 | After Competition Groups | 0.33091 | 6914.3367 | 0.0069143 | 571.545 | 0.00057897 | 29 | Commercial_2030_SC A_million_m3_After Competition Groups_29 | ENERGY STAR Steam Cooker | 0.0579% | 0.0069143 | 0.33091 | Commercial_2030_SC A_million_m3_After Competition Groups_ENERGY STAR Steam Cooker
Commercial | Com ¦ Low Flow Pre-Rinse Spray Nozzle | 2030 | SC A | million_m3 | After Competition Groups | 0.31302 | 4083.5877 | 0.0040836 | 571.545 | 0.00054767 | 30 | Commercial_2030_SC A_million_m3_After Competition Groups_30 | Low Flow Pre-Rinse Spray Nozzle | 0.05477% | 0.0040836 | 0.31302 | Commercial_2030_SC A_million_m3_After Competition Groups_Low Flow Pre-Rinse Spray Nozzle
Commercial | Com ¦ Energy Recovery Ventilation and Ventilation (Enhanced) | 2030 | SC A | million_m3 | After Competition Groups | 0.30356 | 10881.5331 | 0.010882 | 571.545 | 0.00053112 | 31 | Commercial_2030_SC A_million_m3_After Competition Groups_31 | Energy Recovery Ventilation and Ventilation (Enhanced) | 0.05311% | 0.010882 | 0.30356 | Commercial_2030_SC A_million_m3_After Competition Groups_Energy Recovery Ventilation and Ventilation (Enhanced)
Commercial | Com ¦ Drain Water Heat Recovery (DWHR) ¦New | 2030 | SC A | million_m3 | After Competition Groups | 0.14005 | 5603.0309 | 0.005603 | 571.545 | 0.00024504 | 32 | Commercial_2030_SC A_million_m3_After Competition Groups_32 | Drain Water Heat Recovery (DWHR) ¦New | 0.0245% | 0.005603 | 0.14005 | Commercial_2030_SC A_million_m3_After Competition Groups_Drain Water Heat Recovery (DWHR) ¦New
Commercial | Com ¦ Heat Recovery Ventilator | 2030 | SC A | million_m3 | After Competition Groups | 0.04682 | 516.0356 | 0.00051604 | 571.545 | 8.1919e-05 | 33 | Commercial_2030_SC A_million_m3_After Competition Groups_33 | Heat Recovery Ventilator | 0.008192% | 0.00051604 | 0.04682 | Commercial_2030_SC A_million_m3_After Competition Groups_Heat Recovery Ventilator
Commercial | Com ¦ Solar Water Preheat (Pools/DHW) | 2030 | SC A | million_m3 | After Competition Groups | 0.041373 | 2694.9328 | 0.0026949 | 571.545 | 7.2388e-05 | 34 | Commercial_2030_SC A_million_m3_After Competition Groups_34 | Solar Water Preheat (Pools/DHW) | 0.007239% | 0.0026949 | 0.041373 | Commercial_2030_SC A_million_m3_After Competition Groups_Solar Water Preheat (Pools/DHW)
Commercial | Com ¦ Gas Heat Pump Water Heater | 2030 | SC A | million_m3 | After Competition Groups | 0.00099819 | 0 | 0 | 571.545 | 1.7465e-06 | 35 | Commercial_2030_SC A_million_m3_After Competition Groups_35 | Gas Heat Pump Water Heater | 0.0001746% | 0 | 0.00099819 | Commercial_2030_SC A_million_m3_After Competition Groups_Gas Heat Pump Water Heater
Commercial | Com ¦ Air Curtains | 2030 | SC A | million_m3 | After Competition Groups | 0.00011401 | 0 | 0 | 571.545 | 1.9948e-07 | 36 | Commercial_2030_SC A_million_m3_After Competition Groups_36 | Air Curtains | 1.995e-05% | 0 | 0.00011401 | Commercial_2030_SC A_million_m3_After Competition Groups_Air Curtains
Commercial | Com ¦ Demand Control Ventilation | 2030 | SC B | million_m3 | After Competition Groups | 135.118 | 17854704.6719 | 17.8547 | 1146.4495 | 0.11786 | 1 | Commercial_2030_SC B_million_m3_After Competition Groups_1 | Demand Control Ventilation | 11.79% | 17.8547 | 135.118 | Commercial_2030_SC B_million_m3_After Competition Groups_Demand Control Ventilation
Commercial | Com ¦ Condensing Boiler ¦ Std | 2030 | SC B | million_m3 | After Competition Groups | 120.0299 | 45206526.8544 | 45.2065 | 1146.4495 | 0.1047 | 2 | Commercial_2030_SC B_million_m3_After Competition Groups_2 | Condensing Boiler ¦ Std | 10.47% | 45.2065 | 120.0299 | Commercial_2030_SC B_million_m3_After Competition Groups_Condensing Boiler ¦ Std
Commercial | Com ¦ Adaptive Thermostats | 2030 | SC B | million_m3 | After Competition Groups | 115.4135 | 2608908.1193 | 2.6089 | 1146.4495 | 0.10067 | 3 | Commercial_2030_SC B_million_m3_After Competition Groups_3 | Adaptive Thermostats | 10.07% | 2.6089 | 115.4135 | Commercial_2030_SC B_million_m3_After Competition Groups_Adaptive Thermostats
Commercial | Com ¦ Building Recommissioning, Operations and Maintenance (O&M) Improvements | 2030 | SC B | million_m3 | After Competition Groups | 90.7741 | 21841367.412 | 21.8414 | 1146.4495 | 0.079178 | 4 | Commercial_2030_SC B_million_m3_After Competition Groups_4 | Building Recommissioning, Operations and Maintenance (O&M) Improvements | 7.918% | 21.8414 | 90.7741 | Commercial_2030_SC B_million_m3_After Competition Groups_Building Recommissioning, Operations and Maintenance (O&M) Improvements
Commercial | Com ¦ Air Handler with Dedicated Outdoor Air Systems | 2030 | SC B | million_m3 | After Competition Groups | 82.2354 | 11439184.1279 | 11.4392 | 1146.4495 | 0.07173 | 5 | Commercial_2030_SC B_million_m3_After Competition Groups_5 | Air Handler with Dedicated Outdoor Air Systems | 7.173% | 11.4392 | 82.2354 | Commercial_2030_SC B_million_m3_After Competition Groups_Air Handler with Dedicated Outdoor Air Systems
Commercial | Com ¦ Gas Fired Rooftop Units | 2030 | SC B | million_m3 | After Competition Groups | 73.2313 | 5045155.7673 | 5.0452 | 1146.4495 | 0.063877 | 6 | Commercial_2030_SC B_million_m3_After Competition Groups_6 | Gas Fired Rooftop Units | 6.388% | 5.0452 | 73.2313 | Commercial_2030_SC B_million_m3_After Competition Groups_Gas Fired Rooftop Units
Commercial | Com ¦ Boilers - Advanced Controls (Steam Systems) | 2030 | SC B | million_m3 | After Competition Groups | 57.5051 | 3148773.601 | 3.1488 | 1146.4495 | 0.050159 | 7 | Commercial_2030_SC B_million_m3_After Competition Groups_7 | Boilers - Advanced Controls (Steam Systems) | 5.016% | 3.1488 | 57.5051 | Commercial_2030_SC B_million_m3_After Competition Groups_Boilers - Advanced Controls (Steam Systems)
Commercial | Com ¦ Education and Capacity Building/Energy Behavior | 2030 | SC B | million_m3 | After Competition Groups | 52.2457 | 40367400.8434 | 40.3674 | 1146.4495 | 0.045572 | 8 | Commercial_2030_SC B_million_m3_After Competition Groups_8 | Education and Capacity Building/Energy Behavior | 4.557% | 40.3674 | 52.2457 | Commercial_2030_SC B_million_m3_After Competition Groups_Education and Capacity Building/Energy Behavior
Commercial | Com ¦ Demand Control Kitchen Ventilation | 2030 | SC B | million_m3 | After Competition Groups | 47.3639 | 3201903.8235 | 3.2019 | 1146.4495 | 0.041314 | 9 | Commercial_2030_SC B_million_m3_After Competition Groups_9 | Demand Control Kitchen Ventilation | 4.131% | 3.2019 | 47.3639 | Commercial_2030_SC B_million_m3_After Competition Groups_Demand Control Kitchen Ventilation
Commercial | Com ¦ Condensing Make Up Air Unit | 2030 | SC B | million_m3 | After Competition Groups | 46.9448 | 5517348.4783 | 5.5173 | 1146.4495 | 0.040948 | 10 | Commercial_2030_SC B_million_m3_After Competition Groups_10 | Condensing Make Up Air Unit | 4.095% | 5.5173 | 46.9448 | Commercial_2030_SC B_million_m3_After Competition Groups_Condensing Make Up Air Unit
Commercial | Com ¦ Steam System Optimization | 2030 | SC B | million_m3 | After Competition Groups | 44.569 | 218699.3496 | 0.2187 | 1146.4495 | 0.038876 | 11 | Commercial_2030_SC B_million_m3_After Competition Groups_11 | Steam System Optimization | 3.888% | 0.2187 | 44.569 | Commercial_2030_SC B_million_m3_After Competition Groups_Steam System Optimization
Commercial | Com ¦ Destratification | 2030 | SC B | million_m3 | After Competition Groups | 44.2079 | 1863365.6835 | 1.8634 | 1146.4495 | 0.038561 | 12 | Commercial_2030_SC B_million_m3_After Competition Groups_12 | Destratification | 3.856% | 1.8634 | 44.2079 | Commercial_2030_SC B_million_m3_After Competition Groups_Destratification
Commercial | Com ¦ Furnace Tune-Up | 2030 | SC B | million_m3 | After Competition Groups | 41.7491 | 100951.522 | 0.10095 | 1146.4495 | 0.036416 | 13 | Commercial_2030_SC B_million_m3_After Competition Groups_13 | Furnace Tune-Up | 3.642% | 0.10095 | 41.7491 | Commercial_2030_SC B_million_m3_After Competition Groups_Furnace Tune-Up
Commercial | Com ¦ Gas Fired Heat Pump | 2030 | SC B | million_m3 | After Competition Groups | 41.6106 | 5408055.8748 | 5.4081 | 1146.4495 | 0.036295 | 14 | Commercial_2030_SC B_million_m3_After Competition Groups_14 | Gas Fired Heat Pump | 3.63% | 5.4081 | 41.6106 | Commercial_2030_SC B_million_m3_After Competition Groups_Gas Fired Heat Pump
Commercial | Com ¦ Advanced BAS/Controllers | 2030 | SC B | million_m3 | After Competition Groups | 35.8742 | 7682473.5849 | 7.6825 | 1146.4495 | 0.031292 | 15 | Commercial_2030_SC B_million_m3_After Competition Groups_15 | Advanced BAS/Controllers | 3.129% | 7.6825 | 35.8742 | Commercial_2030_SC B_million_m3_After Competition Groups_Advanced BAS/Controllers
Commercial | Com ¦ Condensing Unit Heaters or other Efficient Unit Heating System | 2030 | SC B | million_m3 | After Competition Groups | 25.8931 | 7044713.2734 | 7.0447 | 1146.4495 | 0.022585 | 16 | Commercial_2030_SC B_million_m3_After Competition Groups_16 | Condensing Unit Heaters or other Efficient Unit Heating System | 2.259% | 7.0447 | 25.8931 | Commercial_2030_SC B_million_m3_After Competition Groups_Condensing Unit Heaters or other Efficient Unit Heating System
Commercial | Com ¦ Wall Insulation | 2030 | SC B | million_m3 | After Competition Groups | 23.5113 | 622967.224 | 0.62297 | 1146.4495 | 0.020508 | 17 | Commercial_2030_SC B_million_m3_After Competition Groups_17 | Wall Insulation | 2.051% | 0.62297 | 23.5113 | Commercial_2030_SC B_million_m3_After Competition Groups_Wall Insulation
Commercial | Com ¦ Energy Efficient Laboratory Fume Hood | 2030 | SC B | million_m3 | After Competition Groups | 16.3433 | 2772077.9102 | 2.7721 | 1146.4495 | 0.014256 | 18 | Commercial_2030_SC B_million_m3_After Competition Groups_18 | Energy Efficient Laboratory Fume Hood | 1.426% | 2.7721 | 16.3433 | Commercial_2030_SC B_million_m3_After Competition Groups_Energy Efficient Laboratory Fume Hood
Commercial | Com ¦ Demand controlled Circulating Systems | 2030 | SC B | million_m3 | After Competition Groups | 12.3507 | 480862.4918 | 0.48086 | 1146.4495 | 0.010773 | 19 | Commercial_2030_SC B_million_m3_After Competition Groups_19 | Demand controlled Circulating Systems | 1.077% | 0.48086 | 12.3507 | Commercial_2030_SC B_million_m3_After Competition Groups_Demand controlled Circulating Systems
Commercial | Com ¦ Duct Insulation, R8 | 2030 | SC B | million_m3 | After Competition Groups | 9.6119 | 809498.6363 | 0.8095 | 1146.4495 | 0.008384 | 20 | Commercial_2030_SC B_million_m3_After Competition Groups_20 | Duct Insulation, R8 | 0.8384% | 0.8095 | 9.6119 | Commercial_2030_SC B_million_m3_After Competition Groups_Duct Insulation, R8
Commercial | Com ¦ Ozone Laundry Treatment | 2030 | SC B | million_m3 | After Competition Groups | 6.0727 | 898812.0142 | 0.89881 | 1146.4495 | 0.005297 | 21 | Commercial_2030_SC B_million_m3_After Competition Groups_21 | Ozone Laundry Treatment | 0.5297% | 0.89881 | 6.0727 | Commercial_2030_SC B_million_m3_After Competition Groups_Ozone Laundry Treatment
Commercial | Com ¦ ENERGY STAR Fryer (84% eff) | 2030 | SC B | million_m3 | After Competition Groups | 4.7271 | 797645.9529 | 0.79765 | 1146.4495 | 0.0041232 | 22 | Commercial_2030_SC B_million_m3_After Competition Groups_22 | ENERGY STAR Fryer (84% eff) | 0.4123% | 0.79765 | 4.7271 | Commercial_2030_SC B_million_m3_After Competition Groups_ENERGY STAR Fryer (84% eff)
Commercial | Com ¦ High Efficiency Underfired Broilers | 2030 | SC B | million_m3 | After Competition Groups | 4.4359 | 222333.67 | 0.22233 | 1146.4495 | 0.0038692 | 23 | Commercial_2030_SC B_million_m3_After Competition Groups_23 | High Efficiency Underfired Broilers | 0.3869% | 0.22233 | 4.4359 | Commercial_2030_SC B_million_m3_After Competition Groups_High Efficiency Underfired Broilers
Commercial | Com ¦ Infrared Heaters | 2030 | SC B | million_m3 | After Competition Groups | 3.43 | 973065.1183 | 0.97307 | 1146.4495 | 0.0029918 | 24 | Commercial_2030_SC B_million_m3_After Competition Groups_24 | Infrared Heaters | 0.2992% | 0.97307 | 3.43 | Commercial_2030_SC B_million_m3_After Competition Groups_Infrared Heaters
Commercial | Com ¦ ENERGY STAR Griddle (74% eff) | 2030 | SC B | million_m3 | After Competition Groups | 3.1335 | 780335.3212 | 0.78034 | 1146.4495 | 0.0027333 | 25 | Commercial_2030_SC B_million_m3_After Competition Groups_25 | ENERGY STAR Griddle (74% eff) | 0.2733% | 0.78034 | 3.1335 | Commercial_2030_SC B_million_m3_After Competition Groups_ENERGY STAR Griddle (74% eff)
Commercial | Com ¦ Energy Recovery Ventilation and Ventilation (Enhanced) | 2030 | SC B | million_m3 | After Competition Groups | 1.6786 | 473742.6267 | 0.47374 | 1146.4495 | 0.0014642 | 26 | Commercial_2030_SC B_million_m3_After Competition Groups_26 | Energy Recovery Ventilation and Ventilation (Enhanced) | 0.1464% | 0.47374 | 1.6786 | Commercial_2030_SC B_million_m3_After Competition Groups_Energy Recovery Ventilation and Ventilation (Enhanced)
Commercial | Com ¦ Heat Recovery Ventilator | 2030 | SC B | million_m3 | After Competition Groups | 1.5963 | 399676.2308 | 0.39968 | 1146.4495 | 0.0013924 | 27 | Commercial_2030_SC B_million_m3_After Competition Groups_27 | Heat Recovery Ventilator | 0.1392% | 0.39968 | 1.5963 | Commercial_2030_SC B_million_m3_After Competition Groups_Heat Recovery Ventilator
Commercial | Com ¦ ENERGY STAR Dishwasher | 2030 | SC B | million_m3 | After Competition Groups | 1.5432 | 357100.2158 | 0.3571 | 1146.4495 | 0.001346 | 28 | Commercial_2030_SC B_million_m3_After Competition Groups_28 | ENERGY STAR Dishwasher | 0.1346% | 0.3571 | 1.5432 | Commercial_2030_SC B_million_m3_After Competition Groups_ENERGY STAR Dishwasher
Commercial | Com ¦ Drain Water Heat Recovery (DWHR) ¦ Retro | 2030 | SC B | million_m3 | After Competition Groups | 1.0415 | 27470.1556 | 0.02747 | 1146.4495 | 0.00090843 | 29 | Commercial_2030_SC B_million_m3_After Competition Groups_29 | Drain Water Heat Recovery (DWHR) ¦ Retro | 0.09084% | 0.02747 | 1.0415 | Commercial_2030_SC B_million_m3_After Competition Groups_Drain Water Heat Recovery (DWHR) ¦ Retro
Commercial | Com ¦ CEE Tier 2/Energy Star Clothes Washers | 2030 | SC B | million_m3 | After Competition Groups | 0.86939 | 86776.7904 | 0.086777 | 1146.4495 | 0.00075834 | 30 | Commercial_2030_SC B_million_m3_After Competition Groups_30 | CEE Tier 2/Energy Star Clothes Washers | 0.07583% | 0.086777 | 0.86939 | Commercial_2030_SC B_million_m3_After Competition Groups_CEE Tier 2/Energy Star Clothes Washers
Commercial | Com ¦ Low Flow Pre-Rinse Spray Nozzle | 2030 | SC B | million_m3 | After Competition Groups | 0.45588 | 26185.7943 | 0.026186 | 1146.4495 | 0.00039764 | 31 | Commercial_2030_SC B_million_m3_After Competition Groups_31 | Low Flow Pre-Rinse Spray Nozzle | 0.03976% | 0.026186 | 0.45588 | Commercial_2030_SC B_million_m3_After Competition Groups_Low Flow Pre-Rinse Spray Nozzle
Commercial | Com ¦ ENERGY STAR Steam Cooker | 2030 | SC B | million_m3 | After Competition Groups | 0.3383 | 14178.9985 | 0.014179 | 1146.4495 | 0.00029508 | 32 | Commercial_2030_SC B_million_m3_After Competition Groups_32 | ENERGY STAR Steam Cooker | 0.02951% | 0.014179 | 0.3383 | Commercial_2030_SC B_million_m3_After Competition Groups_ENERGY STAR Steam Cooker
Commercial | Com ¦ Drain Water Heat Recovery (DWHR) ¦New | 2030 | SC B | million_m3 | After Competition Groups | 0.21231 | 17936.5704 | 0.017937 | 1146.4495 | 0.00018519 | 33 | Commercial_2030_SC B_million_m3_After Competition Groups_33 | Drain Water Heat Recovery (DWHR) ¦New | 0.01852% | 0.017937 | 0.21231 | Commercial_2030_SC B_million_m3_After Competition Groups_Drain Water Heat Recovery (DWHR) ¦New
Commercial | Com ¦ Air Curtains | 2030 | SC B | million_m3 | After Competition Groups | 0.11565 | 27855.4474 | 0.027855 | 1146.4495 | 0.00010088 | 34 | Commercial_2030_SC B_million_m3_After Competition Groups_34 | Air Curtains | 0.01009% | 0.027855 | 0.11565 | Commercial_2030_SC B_million_m3_After Competition Groups_Air Curtains
Commercial | Com ¦ Gas Heat Pump Water Heater | 2030 | SC B | million_m3 | After Competition Groups | 0.11491 | 99324.1111 | 0.099324 | 1146.4495 | 0.00010023 | 35 | Commercial_2030_SC B_million_m3_After Competition Groups_35 | Gas Heat Pump Water Heater | 0.01002% | 0.099324 | 0.11491 | Commercial_2030_SC B_million_m3_After Competition Groups_Gas Heat Pump Water Heater
Commercial | Com ¦ Solar Water Preheat (Pools/DHW) | 2030 | SC B | million_m3 | After Competition Groups | 0.10168 | 13874.4919 | 0.013874 | 1146.4495 | 8.8695e-05 | 36 | Commercial_2030_SC B_million_m3_After Competition Groups_36 | Solar Water Preheat (Pools/DHW) | 0.00887% | 0.013874 | 0.10168 | Commercial_2030_SC B_million_m3_After Competition Groups_Solar Water Preheat (Pools/DHW)
Commercial | Com ¦ Demand Control Ventilation | 2030 | SC C | million_m3 | After Competition Groups | 69.8443 | 7690894.3975 | 7.6909 | 624.918 | 0.11177 | 1 | Commercial_2030_SC C_million_m3_After Competition Groups_1 | Demand Control Ventilation | 11.18% | 7.6909 | 69.8443 | Commercial_2030_SC C_million_m3_After Competition Groups_Demand Control Ventilation
Commercial | Com ¦ Adaptive Thermostats | 2030 | SC C | million_m3 | After Competition Groups | 66.1495 | 2704299.3366 | 2.7043 | 624.918 | 0.10585 | 2 | Commercial_2030_SC C_million_m3_After Competition Groups_2 | Adaptive Thermostats | 10.59% | 2.7043 | 66.1495 | Commercial_2030_SC C_million_m3_After Competition Groups_Adaptive Thermostats
Commercial | Com ¦ Condensing Boiler ¦ Std | 2030 | SC C | million_m3 | After Competition Groups | 61.8231 | 14221603.8339 | 14.2216 | 624.918 | 0.09893 | 3 | Commercial_2030_SC C_million_m3_After Competition Groups_3 | Condensing Boiler ¦ Std | 9.893% | 14.2216 | 61.8231 | Commercial_2030_SC C_million_m3_After Competition Groups_Condensing Boiler ¦ Std
Commercial | Com ¦ Boilers - Advanced Controls (Steam Systems) | 2030 | SC C | million_m3 | After Competition Groups | 57.5056 | 3149121.2567 | 3.1491 | 624.918 | 0.092021 | 4 | Commercial_2030_SC C_million_m3_After Competition Groups_4 | Boilers - Advanced Controls (Steam Systems) | 9.202% | 3.1491 | 57.5056 | Commercial_2030_SC C_million_m3_After Competition Groups_Boilers - Advanced Controls (Steam Systems)
Commercial | Com ¦ Building Recommissioning, Operations and Maintenance (O&M) Improvements | 2030 | SC C | million_m3 | After Competition Groups | 48.1136 | 3801835.7713 | 3.8018 | 624.918 | 0.076992 | 5 | Commercial_2030_SC C_million_m3_After Competition Groups_5 | Building Recommissioning, Operations and Maintenance (O&M) Improvements | 7.699% | 3.8018 | 48.1136 | Commercial_2030_SC C_million_m3_After Competition Groups_Building Recommissioning, Operations and Maintenance (O&M) Improvements
Commercial | Com ¦ Gas Fired Rooftop Units | 2030 | SC C | million_m3 | After Competition Groups | 35.6129 | 2892700.0852 | 2.8927 | 624.918 | 0.056988 | 6 | Commercial_2030_SC C_million_m3_After Competition Groups_6 | Gas Fired Rooftop Units | 5.699% | 2.8927 | 35.6129 | Commercial_2030_SC C_million_m3_After Competition Groups_Gas Fired Rooftop Units
Commercial | Com ¦ Condensing Make Up Air Unit | 2030 | SC C | million_m3 | After Competition Groups | 34.4131 | 4411511.5446 | 4.4115 | 624.918 | 0.055068 | 7 | Commercial_2030_SC C_million_m3_After Competition Groups_7 | Condensing Make Up Air Unit | 5.507% | 4.4115 | 34.4131 | Commercial_2030_SC C_million_m3_After Competition Groups_Condensing Make Up Air Unit
Commercial | Com ¦ Air Handler with Dedicated Outdoor Air Systems | 2030 | SC C | million_m3 | After Competition Groups | 32.8231 | 4321349.781 | 4.3213 | 624.918 | 0.052524 | 8 | Commercial_2030_SC C_million_m3_After Competition Groups_8 | Air Handler with Dedicated Outdoor Air Systems | 5.252% | 4.3213 | 32.8231 | Commercial_2030_SC C_million_m3_After Competition Groups_Air Handler with Dedicated Outdoor Air Systems
Commercial | Com ¦ Gas Fired Heat Pump | 2030 | SC C | million_m3 | After Competition Groups | 30.9524 | 3349022.4006 | 3.349 | 624.918 | 0.04953 | 9 | Commercial_2030_SC C_million_m3_After Competition Groups_9 | Gas Fired Heat Pump | 4.953% | 3.349 | 30.9524 | Commercial_2030_SC C_million_m3_After Competition Groups_Gas Fired Heat Pump
Commercial | Com ¦ Demand Control Kitchen Ventilation | 2030 | SC C | million_m3 | After Competition Groups | 27.0363 | 2862489.5354 | 2.8625 | 624.918 | 0.043264 | 10 | Commercial_2030_SC C_million_m3_After Competition Groups_10 | Demand Control Kitchen Ventilation | 4.326% | 2.8625 | 27.0363 | Commercial_2030_SC C_million_m3_After Competition Groups_Demand Control Kitchen Ventilation
Commercial | Com ¦ Advanced BAS/Controllers | 2030 | SC C | million_m3 | After Competition Groups | 23.926 | 2279324.486 | 2.2793 | 624.918 | 0.038287 | 11 | Commercial_2030_SC C_million_m3_After Competition Groups_11 | Advanced BAS/Controllers | 3.829% | 2.2793 | 23.926 | Commercial_2030_SC C_million_m3_After Competition Groups_Advanced BAS/Controllers
Commercial | Com ¦ Steam System Optimization | 2030 | SC C | million_m3 | After Competition Groups | 22.8416 | 245433.4187 | 0.24543 | 624.918 | 0.036551 | 12 | Commercial_2030_SC C_million_m3_After Competition Groups_12 | Steam System Optimization | 3.655% | 0.24543 | 22.8416 | Commercial_2030_SC C_million_m3_After Competition Groups_Steam System Optimization
Commercial | Com ¦ Destratification | 2030 | SC C | million_m3 | After Competition Groups | 22.3862 | 2003718.1368 | 2.0037 | 624.918 | 0.035823 | 13 | Commercial_2030_SC C_million_m3_After Competition Groups_13 | Destratification | 3.582% | 2.0037 | 22.3862 | Commercial_2030_SC C_million_m3_After Competition Groups_Destratification
Commercial | Com ¦ Furnace Tune-Up | 2030 | SC C | million_m3 | After Competition Groups | 21.2347 | 110179.1997 | 0.11018 | 624.918 | 0.03398 | 14 | Commercial_2030_SC C_million_m3_After Competition Groups_14 | Furnace Tune-Up | 3.398% | 0.11018 | 21.2347 | Commercial_2030_SC C_million_m3_After Competition Groups_Furnace Tune-Up
Commercial | Com ¦ Condensing Unit Heaters or other Efficient Unit Heating System | 2030 | SC C | million_m3 | After Competition Groups | 15.1194 | 2725926.688 | 2.7259 | 624.918 | 0.024194 | 15 | Commercial_2030_SC C_million_m3_After Competition Groups_15 | Condensing Unit Heaters or other Efficient Unit Heating System | 2.419% | 2.7259 | 15.1194 | Commercial_2030_SC C_million_m3_After Competition Groups_Condensing Unit Heaters or other Efficient Unit Heating System
Commercial | Com ¦ Wall Insulation | 2030 | SC C | million_m3 | After Competition Groups | 12.0583 | 700907.1398 | 0.70091 | 624.918 | 0.019296 | 16 | Commercial_2030_SC C_million_m3_After Competition Groups_16 | Wall Insulation | 1.93% | 0.70091 | 12.0583 | Commercial_2030_SC C_million_m3_After Competition Groups_Wall Insulation
Commercial | Com ¦ Education and Capacity Building/Energy Behavior | 2030 | SC C | million_m3 | After Competition Groups | 10.4491 | 8073480.1687 | 8.0735 | 624.918 | 0.016721 | 17 | Commercial_2030_SC C_million_m3_After Competition Groups_17 | Education and Capacity Building/Energy Behavior | 1.672% | 8.0735 | 10.4491 | Commercial_2030_SC C_million_m3_After Competition Groups_Education and Capacity Building/Energy Behavior
Commercial | Com ¦ Demand controlled Circulating Systems | 2030 | SC C | million_m3 | After Competition Groups | 6.0919 | 388610.2879 | 0.38861 | 624.918 | 0.0097483 | 18 | Commercial_2030_SC C_million_m3_After Competition Groups_18 | Demand controlled Circulating Systems | 0.9748% | 0.38861 | 6.0919 | Commercial_2030_SC C_million_m3_After Competition Groups_Demand controlled Circulating Systems
Commercial | Com ¦ Duct Insulation, R8 | 2030 | SC C | million_m3 | After Competition Groups | 4.5665 | 673025.5595 | 0.67303 | 624.918 | 0.0073073 | 19 | Commercial_2030_SC C_million_m3_After Competition Groups_19 | Duct Insulation, R8 | 0.7307% | 0.67303 | 4.5665 | Commercial_2030_SC C_million_m3_After Competition Groups_Duct Insulation, R8
Commercial | Com ¦ Energy Efficient Laboratory Fume Hood | 2030 | SC C | million_m3 | After Competition Groups | 4.1666 | 619183.0959 | 0.61918 | 624.918 | 0.0066674 | 20 | Commercial_2030_SC C_million_m3_After Competition Groups_20 | Energy Efficient Laboratory Fume Hood | 0.6667% | 0.61918 | 4.1666 | Commercial_2030_SC C_million_m3_After Competition Groups_Energy Efficient Laboratory Fume Hood
Commercial | Com ¦ High Efficiency Underfired Broilers | 2030 | SC C | million_m3 | After Competition Groups | 3.8569 | 209774.9526 | 0.20977 | 624.918 | 0.0061719 | 21 | Commercial_2030_SC C_million_m3_After Competition Groups_21 | High Efficiency Underfired Broilers | 0.6172% | 0.20977 | 3.8569 | Commercial_2030_SC C_million_m3_After Competition Groups_High Efficiency Underfired Broilers
Commercial | Com ¦ ENERGY STAR Fryer (84% eff) | 2030 | SC C | million_m3 | After Competition Groups | 3.7777 | 320607.5795 | 0.32061 | 624.918 | 0.0060451 | 22 | Commercial_2030_SC C_million_m3_After Competition Groups_22 | ENERGY STAR Fryer (84% eff) | 0.6045% | 0.32061 | 3.7777 | Commercial_2030_SC C_million_m3_After Competition Groups_ENERGY STAR Fryer (84% eff)
Commercial | Com ¦ Ozone Laundry Treatment | 2030 | SC C | million_m3 | After Competition Groups | 2.5112 | 362484.4809 | 0.36248 | 624.918 | 0.0040184 | 23 | Commercial_2030_SC C_million_m3_After Competition Groups_23 | Ozone Laundry Treatment | 0.4018% | 0.36248 | 2.5112 | Commercial_2030_SC C_million_m3_After Competition Groups_Ozone Laundry Treatment
Commercial | Com ¦ ENERGY STAR Griddle (74% eff) | 2030 | SC C | million_m3 | After Competition Groups | 1.8208 | 161856.7038 | 0.16186 | 624.918 | 0.0029136 | 24 | Commercial_2030_SC C_million_m3_After Competition Groups_24 | ENERGY STAR Griddle (74% eff) | 0.2914% | 0.16186 | 1.8208 | Commercial_2030_SC C_million_m3_After Competition Groups_ENERGY STAR Griddle (74% eff)
Commercial | Com ¦ Infrared Heaters | 2030 | SC C | million_m3 | After Competition Groups | 1.7592 | 372835.8547 | 0.37284 | 624.918 | 0.0028152 | 25 | Commercial_2030_SC C_million_m3_After Competition Groups_25 | Infrared Heaters | 0.2815% | 0.37284 | 1.7592 | Commercial_2030_SC C_million_m3_After Competition Groups_Infrared Heaters
Commercial | Com ¦ ENERGY STAR Dishwasher | 2030 | SC C | million_m3 | After Competition Groups | 1.3464 | 154236.938 | 0.15424 | 624.918 | 0.0021545 | 26 | Commercial_2030_SC C_million_m3_After Competition Groups_26 | ENERGY STAR Dishwasher | 0.2154% | 0.15424 | 1.3464 | Commercial_2030_SC C_million_m3_After Competition Groups_ENERGY STAR Dishwasher
Commercial | Com ¦ CEE Tier 2/Energy Star Clothes Washers | 2030 | SC C | million_m3 | After Competition Groups | 0.69428 | 40520.0007 | 0.04052 | 624.918 | 0.001111 | 27 | Commercial_2030_SC C_million_m3_After Competition Groups_27 | CEE Tier 2/Energy Star Clothes Washers | 0.1111% | 0.04052 | 0.69428 | Commercial_2030_SC C_million_m3_After Competition Groups_CEE Tier 2/Energy Star Clothes Washers
Commercial | Com ¦ Drain Water Heat Recovery (DWHR) ¦ Retro | 2030 | SC C | million_m3 | After Competition Groups | 0.54642 | 33670.263 | 0.03367 | 624.918 | 0.00087439 | 28 | Commercial_2030_SC C_million_m3_After Competition Groups_28 | Drain Water Heat Recovery (DWHR) ¦ Retro | 0.08744% | 0.03367 | 0.54642 | Commercial_2030_SC C_million_m3_After Competition Groups_Drain Water Heat Recovery (DWHR) ¦ Retro
Commercial | Com ¦ Energy Recovery Ventilation and Ventilation (Enhanced) | 2030 | SC C | million_m3 | After Competition Groups | 0.48025 | 86214.8117 | 0.086215 | 624.918 | 0.00076851 | 29 | Commercial_2030_SC C_million_m3_After Competition Groups_29 | Energy Recovery Ventilation and Ventilation (Enhanced) | 0.07685% | 0.086215 | 0.48025 | Commercial_2030_SC C_million_m3_After Competition Groups_Energy Recovery Ventilation and Ventilation (Enhanced)
Commercial | Com ¦ ENERGY STAR Steam Cooker | 2030 | SC C | million_m3 | After Competition Groups | 0.3383 | 14180.5179 | 0.014181 | 624.918 | 0.00054135 | 30 | Commercial_2030_SC C_million_m3_After Competition Groups_30 | ENERGY STAR Steam Cooker | 0.05414% | 0.014181 | 0.3383 | Commercial_2030_SC C_million_m3_After Competition Groups_ENERGY STAR Steam Cooker
Commercial | Com ¦ Low Flow Pre-Rinse Spray Nozzle | 2030 | SC C | million_m3 | After Competition Groups | 0.33605 | 12576.8855 | 0.012577 | 624.918 | 0.00053775 | 31 | Commercial_2030_SC C_million_m3_After Competition Groups_31 | Low Flow Pre-Rinse Spray Nozzle | 0.05377% | 0.012577 | 0.33605 | Commercial_2030_SC C_million_m3_After Competition Groups_Low Flow Pre-Rinse Spray Nozzle
Commercial | Com ¦ Heat Recovery Ventilator | 2030 | SC C | million_m3 | After Competition Groups | 0.14576 | 20655.1568 | 0.020655 | 624.918 | 0.00023324 | 32 | Commercial_2030_SC C_million_m3_After Competition Groups_32 | Heat Recovery Ventilator | 0.02332% | 0.020655 | 0.14576 | Commercial_2030_SC C_million_m3_After Competition Groups_Heat Recovery Ventilator
Commercial | Com ¦ Drain Water Heat Recovery (DWHR) ¦New | 2030 | SC C | million_m3 | After Competition Groups | 0.14201 | 12507.9344 | 0.012508 | 624.918 | 0.00022724 | 33 | Commercial_2030_SC C_million_m3_After Competition Groups_33 | Drain Water Heat Recovery (DWHR) ¦New | 0.02272% | 0.012508 | 0.14201 | Commercial_2030_SC C_million_m3_After Competition Groups_Drain Water Heat Recovery (DWHR) ¦New
Commercial | Com ¦ Solar Water Preheat (Pools/DHW) | 2030 | SC C | million_m3 | After Competition Groups | 0.04431 | 6146.9642 | 0.006147 | 624.918 | 7.0905e-05 | 34 | Commercial_2030_SC C_million_m3_After Competition Groups_34 | Solar Water Preheat (Pools/DHW) | 0.00709% | 0.006147 | 0.04431 | Commercial_2030_SC C_million_m3_After Competition Groups_Solar Water Preheat (Pools/DHW)
Commercial | Com ¦ Gas Heat Pump Water Heater | 2030 | SC C | million_m3 | After Competition Groups | 0.0039176 | 1129.6379 | 0.0011296 | 624.918 | 6.269e-06 | 35 | Commercial_2030_SC C_million_m3_After Competition Groups_35 | Gas Heat Pump Water Heater | 0.0006269% | 0.0011296 | 0.0039176 | Commercial_2030_SC C_million_m3_After Competition Groups_Gas Heat Pump Water Heater
Commercial | Com ¦ Air Curtains | 2030 | SC C | million_m3 | After Competition Groups | 0.00034246 | 53.3116 | 5.3312e-05 | 624.918 | 5.48e-07 | 36 | Commercial_2030_SC C_million_m3_After Competition Groups_36 | Air Curtains | 5.48e-05% | 5.3312e-05 | 0.00034246 | Commercial_2030_SC C_million_m3_After Competition Groups_Air Curtains
Commercial | Com ¦ Condensing Boiler ¦ Std | 2030 | Technical | million_m3 | After Competition Groups | 241.2659 | 0 | 0 | 2053.2131 | 0.11751 | 1 | Commercial_2030_Technical_million_m3_After Competition Groups_1 | Condensing Boiler ¦ Std | 11.75% | 0 | 241.2659 | Commercial_2030_Technical_million_m3_After Competition Groups_Condensing Boiler ¦ Std
Commercial | Com ¦ Building Recommissioning, Operations and Maintenance (O&M) Improvements | 2030 | Technical | million_m3 | After Competition Groups | 235.6708 | 0 | 0 | 2053.2131 | 0.11478 | 2 | Commercial_2030_Technical_million_m3_After Competition Groups_2 | Building Recommissioning, Operations and Maintenance (O&M) Improvements | 11.48% | 0 | 235.6708 | Commercial_2030_Technical_million_m3_After Competition Groups_Building Recommissioning, Operations and Maintenance (O&M) Improvements
Commercial | Com ¦ Demand Control Ventilation | 2030 | Technical | million_m3 | After Competition Groups | 195.1047 | 0 | 0 | 2053.2131 | 0.095024 | 3 | Commercial_2030_Technical_million_m3_After Competition Groups_3 | Demand Control Ventilation | 9.502% | 0 | 195.1047 | Commercial_2030_Technical_million_m3_After Competition Groups_Demand Control Ventilation
Commercial | Com ¦ Gas Fired Rooftop Units | 2030 | Technical | million_m3 | After Competition Groups | 171.1338 | 0 | 0 | 2053.2131 | 0.083349 | 4 | Commercial_2030_Technical_million_m3_After Competition Groups_4 | Gas Fired Rooftop Units | 8.335% | 0 | 171.1338 | Commercial_2030_Technical_million_m3_After Competition Groups_Gas Fired Rooftop Units
Commercial | Com ¦ Boilers - Advanced Controls (Steam Systems) | 2030 | Technical | million_m3 | After Competition Groups | 142.6456 | 0 | 0 | 2053.2131 | 0.069474 | 5 | Commercial_2030_Technical_million_m3_After Competition Groups_5 | Boilers - Advanced Controls (Steam Systems) | 6.947% | 0 | 142.6456 | Commercial_2030_Technical_million_m3_After Competition Groups_Boilers - Advanced Controls (Steam Systems)
Commercial | Com ¦ Adaptive Thermostats | 2030 | Technical | million_m3 | After Competition Groups | 132.4206 | 0 | 0 | 2053.2131 | 0.064494 | 6 | Commercial_2030_Technical_million_m3_After Competition Groups_6 | Adaptive Thermostats | 6.449% | 0 | 132.4206 | Commercial_2030_Technical_million_m3_After Competition Groups_Adaptive Thermostats
Commercial | Com ¦ Air Handler with Dedicated Outdoor Air Systems | 2030 | Technical | million_m3 | After Competition Groups | 87.9217 | 0 | 0 | 2053.2131 | 0.042821 | 7 | Commercial_2030_Technical_million_m3_After Competition Groups_7 | Air Handler with Dedicated Outdoor Air Systems | 4.282% | 0 | 87.9217 | Commercial_2030_Technical_million_m3_After Competition Groups_Air Handler with Dedicated Outdoor Air Systems
Commercial | Com ¦ Condensing Make Up Air Unit | 2030 | Technical | million_m3 | After Competition Groups | 83.9217 | 0 | 0 | 2053.2131 | 0.040873 | 8 | Commercial_2030_Technical_million_m3_After Competition Groups_8 | Condensing Make Up Air Unit | 4.087% | 0 | 83.9217 | Commercial_2030_Technical_million_m3_After Competition Groups_Condensing Make Up Air Unit
Commercial | Com ¦ Education and Capacity Building/Energy Behavior | 2030 | Technical | million_m3 | After Competition Groups | 74.8847 | 0 | 0 | 2053.2131 | 0.036472 | 9 | Commercial_2030_Technical_million_m3_After Competition Groups_9 | Education and Capacity Building/Energy Behavior | 3.647% | 0 | 74.8847 | Commercial_2030_Technical_million_m3_After Competition Groups_Education and Capacity Building/Energy Behavior
Commercial | Com ¦ Advanced BAS/Controllers | 2030 | Technical | million_m3 | After Competition Groups | 73.7037 | 0 | 0 | 2053.2131 | 0.035897 | 10 | Commercial_2030_Technical_million_m3_After Competition Groups_10 | Advanced BAS/Controllers | 3.59% | 0 | 73.7037 | Commercial_2030_Technical_million_m3_After Competition Groups_Advanced BAS/Controllers
Commercial | Com ¦ Gas Fired Heat Pump | 2030 | Technical | million_m3 | After Competition Groups | 70.3399 | 0 | 0 | 2053.2131 | 0.034258 | 11 | Commercial_2030_Technical_million_m3_After Competition Groups_11 | Gas Fired Heat Pump | 3.426% | 0 | 70.3399 | Commercial_2030_Technical_million_m3_After Competition Groups_Gas Fired Heat Pump
Commercial | Com ¦ Demand Control Kitchen Ventilation | 2030 | Technical | million_m3 | After Competition Groups | 65.623 | 0 | 0 | 2053.2131 | 0.031961 | 12 | Commercial_2030_Technical_million_m3_After Competition Groups_12 | Demand Control Kitchen Ventilation | 3.196% | 0 | 65.623 | Commercial_2030_Technical_million_m3_After Competition Groups_Demand Control Kitchen Ventilation
Commercial | Com ¦ Energy Recovery Ventilation and Ventilation (Enhanced) | 2030 | Technical | million_m3 | After Competition Groups | 59.6037 | 0 | 0 | 2053.2131 | 0.029029 | 13 | Commercial_2030_Technical_million_m3_After Competition Groups_13 | Energy Recovery Ventilation and Ventilation (Enhanced) | 2.903% | 0 | 59.6037 | Commercial_2030_Technical_million_m3_After Competition Groups_Energy Recovery Ventilation and Ventilation (Enhanced)
Commercial | Com ¦ Condensing Unit Heaters or other Efficient Unit Heating System | 2030 | Technical | million_m3 | After Competition Groups | 49.6143 | 0 | 0 | 2053.2131 | 0.024164 | 14 | Commercial_2030_Technical_million_m3_After Competition Groups_14 | Condensing Unit Heaters or other Efficient Unit Heating System | 2.416% | 0 | 49.6143 | Commercial_2030_Technical_million_m3_After Competition Groups_Condensing Unit Heaters or other Efficient Unit Heating System
Commercial | Com ¦ Steam System Optimization | 2030 | Technical | million_m3 | After Competition Groups | 47.2965 | 0 | 0 | 2053.2131 | 0.023035 | 15 | Commercial_2030_Technical_million_m3_After Competition Groups_15 | Steam System Optimization | 2.304% | 0 | 47.2965 | Commercial_2030_Technical_million_m3_After Competition Groups_Steam System Optimization
Commercial | Com ¦ Destratification | 2030 | Technical | million_m3 | After Competition Groups | 45.6041 | 0 | 0 | 2053.2131 | 0.022211 | 16 | Commercial_2030_Technical_million_m3_After Competition Groups_16 | Destratification | 2.221% | 0 | 45.6041 | Commercial_2030_Technical_million_m3_After Competition Groups_Destratification
Commercial | Com ¦ Furnace Tune-Up | 2030 | Technical | million_m3 | After Competition Groups | 44.5902 | 0 | 0 | 2053.2131 | 0.021717 | 17 | Commercial_2030_Technical_million_m3_After Competition Groups_17 | Furnace Tune-Up | 2.172% | 0 | 44.5902 | Commercial_2030_Technical_million_m3_After Competition Groups_Furnace Tune-Up
Commercial | Com ¦ High Efficiency Condensing Furnace AFUE 95% from 80% code | 2030 | Technical | million_m3 | After Competition Groups | 32.7553 | 0 | 0 | 2053.2131 | 0.015953 | 18 | Commercial_2030_Technical_million_m3_After Competition Groups_18 | High Efficiency Condensing Furnace AFUE 95% from 80% code | 1.595% | 0 | 32.7553 | Commercial_2030_Technical_million_m3_After Competition Groups_High Efficiency Condensing Furnace AFUE 95% from 80% code
Commercial | Com ¦ Heat Recovery Ventilator | 2030 | Technical | million_m3 | After Competition Groups | 29.4745 | 0 | 0 | 2053.2131 | 0.014355 | 19 | Commercial_2030_Technical_million_m3_After Competition Groups_19 | Heat Recovery Ventilator | 1.436% | 0 | 29.4745 | Commercial_2030_Technical_million_m3_After Competition Groups_Heat Recovery Ventilator
Commercial | Com ¦ Wall Insulation | 2030 | Technical | million_m3 | After Competition Groups | 24.9365 | 0 | 0 | 2053.2131 | 0.012145 | 20 | Commercial_2030_Technical_million_m3_After Competition Groups_20 | Wall Insulation | 1.215% | 0 | 24.9365 | Commercial_2030_Technical_million_m3_After Competition Groups_Wall Insulation
Commercial | Com ¦ Super-High Efficiency Furnaces (Emerging Tech) | 2030 | Technical | million_m3 | After Competition Groups | 21.2711 | 0 | 0 | 2053.2131 | 0.01036 | 21 | Commercial_2030_Technical_million_m3_After Competition Groups_21 | Super-High Efficiency Furnaces (Emerging Tech) | 1.036% | 0 | 21.2711 | Commercial_2030_Technical_million_m3_After Competition Groups_Super-High Efficiency Furnaces (Emerging Tech)
Commercial | Com ¦ Energy Efficient Laboratory Fume Hood | 2030 | Technical | million_m3 | After Competition Groups | 17.6072 | 0 | 0 | 2053.2131 | 0.0085754 | 22 | Commercial_2030_Technical_million_m3_After Competition Groups_22 | Energy Efficient Laboratory Fume Hood | 0.8575% | 0 | 17.6072 | Commercial_2030_Technical_million_m3_After Competition Groups_Energy Efficient Laboratory Fume Hood
Commercial | Com ¦ Boiler Measures | 2030 | Technical | million_m3 | After Competition Groups | 15.9506 | 0 | 0 | 2053.2131 | 0.0077686 | 23 | Commercial_2030_Technical_million_m3_After Competition Groups_23 | Boiler Measures | 0.7769% | 0 | 15.9506 | Commercial_2030_Technical_million_m3_After Competition Groups_Boiler Measures
Commercial | Com ¦ Demand controlled Circulating Systems | 2030 | Technical | million_m3 | After Competition Groups | 13.0993 | 0 | 0 | 2053.2131 | 0.0063799 | 24 | Commercial_2030_Technical_million_m3_After Competition Groups_24 | Demand controlled Circulating Systems | 0.638% | 0 | 13.0993 | Commercial_2030_Technical_million_m3_After Competition Groups_Demand controlled Circulating Systems
Commercial | Com ¦ Duct Insulation, R8 | 2030 | Technical | million_m3 | After Competition Groups | 10.2332 | 0 | 0 | 2053.2131 | 0.004984 | 25 | Commercial_2030_Technical_million_m3_After Competition Groups_25 | Duct Insulation, R8 | 0.4984% | 0 | 10.2332 | Commercial_2030_Technical_million_m3_After Competition Groups_Duct Insulation, R8
Commercial | Com ¦ Roof Insulation/Ceiling Insulation (R25 Code to R35) | 2030 | Technical | million_m3 | After Competition Groups | 8.7107 | 0 | 0 | 2053.2131 | 0.0042425 | 26 | Commercial_2030_Technical_million_m3_After Competition Groups_26 | Roof Insulation/Ceiling Insulation (R25 Code to R35) | 0.4242% | 0 | 8.7107 | Commercial_2030_Technical_million_m3_After Competition Groups_Roof Insulation/Ceiling Insulation (R25 Code to R35)
Commercial | Com ¦ ENERGY STAR Fryer (84% eff) | 2030 | Technical | million_m3 | After Competition Groups | 7.5395 | 0 | 0 | 2053.2131 | 0.003672 | 27 | Commercial_2030_Technical_million_m3_After Competition Groups_27 | ENERGY STAR Fryer (84% eff) | 0.3672% | 0 | 7.5395 | Commercial_2030_Technical_million_m3_After Competition Groups_ENERGY STAR Fryer (84% eff)
Commercial | Com ¦ Ozone Laundry Treatment | 2030 | Technical | million_m3 | After Competition Groups | 7.5072 | 0 | 0 | 2053.2131 | 0.0036563 | 28 | Commercial_2030_Technical_million_m3_After Competition Groups_28 | Ozone Laundry Treatment | 0.3656% | 0 | 7.5072 | Commercial_2030_Technical_million_m3_After Competition Groups_Ozone Laundry Treatment
Commercial | Com ¦ Infrared Heaters | 2030 | Technical | million_m3 | After Competition Groups | 7.4458 | 0 | 0 | 2053.2131 | 0.0036264 | 29 | Commercial_2030_Technical_million_m3_After Competition Groups_29 | Infrared Heaters | 0.3626% | 0 | 7.4458 | Commercial_2030_Technical_million_m3_After Competition Groups_Infrared Heaters
Commercial | Com ¦ Condensing Storage Water Heater | 2030 | Technical | million_m3 | After Competition Groups | 6.4969 | 0 | 0 | 2053.2131 | 0.0031643 | 30 | Commercial_2030_Technical_million_m3_After Competition Groups_30 | Condensing Storage Water Heater | 0.3164% | 0 | 6.4969 | Commercial_2030_Technical_million_m3_After Competition Groups_Condensing Storage Water Heater
Commercial | Com ¦ High Efficiency Underfired Broilers | 2030 | Technical | million_m3 | After Competition Groups | 6.3983 | 0 | 0 | 2053.2131 | 0.0031162 | 31 | Commercial_2030_Technical_million_m3_After Competition Groups_31 | High Efficiency Underfired Broilers | 0.3116% | 0 | 6.3983 | Commercial_2030_Technical_million_m3_After Competition Groups_High Efficiency Underfired Broilers
Commercial | Com ¦ ENERGY STAR Griddle (74% eff) | 2030 | Technical | million_m3 | After Competition Groups | 4.9433 | 0 | 0 | 2053.2131 | 0.0024076 | 32 | Commercial_2030_Technical_million_m3_After Competition Groups_32 | ENERGY STAR Griddle (74% eff) | 0.2408% | 0 | 4.9433 | Commercial_2030_Technical_million_m3_After Competition Groups_ENERGY STAR Griddle (74% eff)
Commercial | Com ¦ HOTEL OCCUPANCY CONTROLS (HVAC + LIGHTING) | 2030 | Technical | million_m3 | After Competition Groups | 3.7638 | 0 | 0 | 2053.2131 | 0.0018331 | 33 | Commercial_2030_Technical_million_m3_After Competition Groups_33 | HOTEL OCCUPANCY CONTROLS (HVAC + LIGHTING) | 0.1833% | 0 | 3.7638 | Commercial_2030_Technical_million_m3_After Competition Groups_HOTEL OCCUPANCY CONTROLS (HVAC + LIGHTING)
Commercial | Com ¦ ENERGY STAR Dishwasher | 2030 | Technical | million_m3 | After Competition Groups | 3.6098 | 0 | 0 | 2053.2131 | 0.0017581 | 34 | Commercial_2030_Technical_million_m3_After Competition Groups_34 | ENERGY STAR Dishwasher | 0.1758% | 0 | 3.6098 | Commercial_2030_Technical_million_m3_After Competition Groups_ENERGY STAR Dishwasher
Commercial | Com ¦ Ice Rink Heat Recovery | 2030 | Technical | million_m3 | After Competition Groups | 3.2892 | 0 | 0 | 2053.2131 | 0.001602 | 35 | Commercial_2030_Technical_million_m3_After Competition Groups_35 | Ice Rink Heat Recovery | 0.1602% | 0 | 3.2892 | Commercial_2030_Technical_million_m3_After Competition Groups_Ice Rink Heat Recovery
Commercial | Com ¦ Dock Door Seals | 2030 | Technical | million_m3 | After Competition Groups | 2.2222 | 0 | 0 | 2053.2131 | 0.0010823 | 36 | Commercial_2030_Technical_million_m3_After Competition Groups_36 | Dock Door Seals | 0.1082% | 0 | 2.2222 | Commercial_2030_Technical_million_m3_After Competition Groups_Dock Door Seals
Commercial | Com ¦ CEE Tier 2/Energy Star Clothes Washers | 2030 | Technical | million_m3 | After Competition Groups | 1.179 | 0 | 0 | 2053.2131 | 0.00057423 | 37 | Commercial_2030_Technical_million_m3_After Competition Groups_37 | CEE Tier 2/Energy Star Clothes Washers | 0.05742% | 0 | 1.179 | Commercial_2030_Technical_million_m3_After Competition Groups_CEE Tier 2/Energy Star Clothes Washers
Commercial | Com ¦ Drain Water Heat Recovery (DWHR) ¦ Retro | 2030 | Technical | million_m3 | After Competition Groups | 1.083 | 0 | 0 | 2053.2131 | 0.00052748 | 38 | Commercial_2030_Technical_million_m3_After Competition Groups_38 | Drain Water Heat Recovery (DWHR) ¦ Retro | 0.05275% | 0 | 1.083 | Commercial_2030_Technical_million_m3_After Competition Groups_Drain Water Heat Recovery (DWHR) ¦ Retro
Commercial | Com ¦ Low Flow Pre-Rinse Spray Nozzle | 2030 | Technical | million_m3 | After Competition Groups | 0.67961 | 0 | 0 | 2053.2131 | 0.000331 | 39 | Commercial_2030_Technical_million_m3_After Competition Groups_39 | Low Flow Pre-Rinse Spray Nozzle | 0.0331% | 0 | 0.67961 | Commercial_2030_Technical_million_m3_After Competition Groups_Low Flow Pre-Rinse Spray Nozzle
Commercial | Com ¦ ENERGY STAR Steam Cooker | 2030 | Technical | million_m3 | After Competition Groups | 0.53948 | 0 | 0 | 2053.2131 | 0.00026275 | 40 | Commercial_2030_Technical_million_m3_After Competition Groups_40 | ENERGY STAR Steam Cooker | 0.02627% | 0 | 0.53948 | Commercial_2030_Technical_million_m3_After Competition Groups_ENERGY STAR Steam Cooker
Commercial | Com ¦ Drain Water Heat Recovery (DWHR) ¦New | 2030 | Technical | million_m3 | After Competition Groups | 0.4659 | 0 | 0 | 2053.2131 | 0.00022691 | 41 | Commercial_2030_Technical_million_m3_After Competition Groups_41 | Drain Water Heat Recovery (DWHR) ¦New | 0.02269% | 0 | 0.4659 | Commercial_2030_Technical_million_m3_After Competition Groups_Drain Water Heat Recovery (DWHR) ¦New
Commercial | Com ¦ Solar Water Preheat (Pools/DHW) | 2030 | Technical | million_m3 | After Competition Groups | 0.26078 | 0 | 0 | 2053.2131 | 0.00012701 | 42 | Commercial_2030_Technical_million_m3_After Competition Groups_42 | Solar Water Preheat (Pools/DHW) | 0.0127% | 0 | 0.26078 | Commercial_2030_Technical_million_m3_After Competition Groups_Solar Water Preheat (Pools/DHW)
Commercial | Com ¦ Air Curtains | 2030 | Technical | million_m3 | After Competition Groups | 0.14195 | 0 | 0 | 2053.2131 | 6.9135e-05 | 43 | Commercial_2030_Technical_million_m3_After Competition Groups_43 | Air Curtains | 0.006913% | 0 | 0.14195 | Commercial_2030_Technical_million_m3_After Competition Groups_Air Curtains
Commercial | Com ¦ Gas Convection Oven | 2030 | Technical | million_m3 | After Competition Groups | 0.12768 | 0 | 0 | 2053.2131 | 6.2188e-05 | 44 | Commercial_2030_Technical_million_m3_After Competition Groups_44 | Gas Convection Oven | 0.006219% | 0 | 0.12768 | Commercial_2030_Technical_million_m3_After Competition Groups_Gas Convection Oven
Commercial | Com ¦ Solar Preheat Make up Air | 2030 | Technical | million_m3 | After Competition Groups | 0.059212 | 0 | 0 | 2053.2131 | 2.8839e-05 | 45 | Commercial_2030_Technical_million_m3_After Competition Groups_45 | Solar Preheat Make up Air | 0.002884% | 0 | 0.059212 | Commercial_2030_Technical_million_m3_After Competition Groups_Solar Preheat Make up Air
Commercial | Com ¦ Super High Perf Glazing ¦RET | 2030 | Technical | million_m3 | After Competition Groups | 0.053505 | 0 | 0 | 2053.2131 | 2.6059e-05 | 46 | Commercial_2030_Technical_million_m3_After Competition Groups_46 | Super High Perf Glazing ¦RET | 0.002606% | 0 | 0.053505 | Commercial_2030_Technical_million_m3_After Competition Groups_Super High Perf Glazing ¦RET
Commercial | Com ¦ Super High Perf Glazing ¦New | 2030 | Technical | million_m3 | After Competition Groups | 0.023659 | 0 | 0 | 2053.2131 | 1.1523e-05 | 47 | Commercial_2030_Technical_million_m3_After Competition Groups_47 | Super High Perf Glazing ¦New | 0.001152% | 0 | 0.023659 | Commercial_2030_Technical_million_m3_After Competition Groups_Super High Perf Glazing ¦New
Commercial | Com ¦ Condensing Boiler ¦ Std | 2031 | Economic | million_m3 | After Competition Groups | 257.2716 | 0 | 0 | 1901.143 | 0.13532 | 1 | Commercial_2031_Economic_million_m3_After Competition Groups_1 | Condensing Boiler ¦ Std | 13.53% | 0 | 257.2716 | Commercial_2031_Economic_million_m3_After Competition Groups_Condensing Boiler ¦ Std
Commercial | Com ¦ Building Recommissioning, Operations and Maintenance (O&M) Improvements | 2031 | Economic | million_m3 | After Competition Groups | 230.9338 | 0 | 0 | 1901.143 | 0.12147 | 2 | Commercial_2031_Economic_million_m3_After Competition Groups_2 | Building Recommissioning, Operations and Maintenance (O&M) Improvements | 12.15% | 0 | 230.9338 | Commercial_2031_Economic_million_m3_After Competition Groups_Building Recommissioning, Operations and Maintenance (O&M) Improvements
Commercial | Com ¦ Demand Control Ventilation | 2031 | Economic | million_m3 | After Competition Groups | 191.7377 | 0 | 0 | 1901.143 | 0.10085 | 3 | Commercial_2031_Economic_million_m3_After Competition Groups_3 | Demand Control Ventilation | 10.09% | 0 | 191.7377 | Commercial_2031_Economic_million_m3_After Competition Groups_Demand Control Ventilation
Commercial | Com ¦ Gas Fired Rooftop Units | 2031 | Economic | million_m3 | After Competition Groups | 181.2187 | 0 | 0 | 1901.143 | 0.095321 | 4 | Commercial_2031_Economic_million_m3_After Competition Groups_4 | Gas Fired Rooftop Units | 9.532% | 0 | 181.2187 | Commercial_2031_Economic_million_m3_After Competition Groups_Gas Fired Rooftop Units
Commercial | Com ¦ Boilers - Advanced Controls (Steam Systems) | 2031 | Economic | million_m3 | After Competition Groups | 143.7567 | 0 | 0 | 1901.143 | 0.075616 | 5 | Commercial_2031_Economic_million_m3_After Competition Groups_5 | Boilers - Advanced Controls (Steam Systems) | 7.562% | 0 | 143.7567 | Commercial_2031_Economic_million_m3_After Competition Groups_Boilers - Advanced Controls (Steam Systems)
Commercial | Com ¦ Adaptive Thermostats | 2031 | Economic | million_m3 | After Competition Groups | 132.6369 | 0 | 0 | 1901.143 | 0.069767 | 6 | Commercial_2031_Economic_million_m3_After Competition Groups_6 | Adaptive Thermostats | 6.977% | 0 | 132.6369 | Commercial_2031_Economic_million_m3_After Competition Groups_Adaptive Thermostats
Commercial | Com ¦ Condensing Make Up Air Unit | 2031 | Economic | million_m3 | After Competition Groups | 89.4135 | 0 | 0 | 1901.143 | 0.047031 | 7 | Commercial_2031_Economic_million_m3_After Competition Groups_7 | Condensing Make Up Air Unit | 4.703% | 0 | 89.4135 | Commercial_2031_Economic_million_m3_After Competition Groups_Condensing Make Up Air Unit
Commercial | Com ¦ Air Handler with Dedicated Outdoor Air Systems | 2031 | Economic | million_m3 | After Competition Groups | 86.1544 | 0 | 0 | 1901.143 | 0.045317 | 8 | Commercial_2031_Economic_million_m3_After Competition Groups_8 | Air Handler with Dedicated Outdoor Air Systems | 4.532% | 0 | 86.1544 | Commercial_2031_Economic_million_m3_After Competition Groups_Air Handler with Dedicated Outdoor Air Systems
Commercial | Com ¦ Advanced BAS/Controllers | 2031 | Economic | million_m3 | After Competition Groups | 74.2736 | 0 | 0 | 1901.143 | 0.039068 | 9 | Commercial_2031_Economic_million_m3_After Competition Groups_9 | Advanced BAS/Controllers | 3.907% | 0 | 74.2736 | Commercial_2031_Economic_million_m3_After Competition Groups_Advanced BAS/Controllers
Commercial | Com ¦ Gas Fired Heat Pump | 2031 | Economic | million_m3 | After Competition Groups | 74.1185 | 0 | 0 | 1901.143 | 0.038986 | 10 | Commercial_2031_Economic_million_m3_After Competition Groups_10 | Gas Fired Heat Pump | 3.899% | 0 | 74.1185 | Commercial_2031_Economic_million_m3_After Competition Groups_Gas Fired Heat Pump
Commercial | Com ¦ Education and Capacity Building/Energy Behavior | 2031 | Economic | million_m3 | After Competition Groups | 71.6843 | 0 | 0 | 1901.143 | 0.037706 | 11 | Commercial_2031_Economic_million_m3_After Competition Groups_11 | Education and Capacity Building/Energy Behavior | 3.771% | 0 | 71.6843 | Commercial_2031_Economic_million_m3_After Competition Groups_Education and Capacity Building/Energy Behavior
Commercial | Com ¦ Demand Control Kitchen Ventilation | 2031 | Economic | million_m3 | After Competition Groups | 67.132 | 0 | 0 | 1901.143 | 0.035311 | 12 | Commercial_2031_Economic_million_m3_After Competition Groups_12 | Demand Control Kitchen Ventilation | 3.531% | 0 | 67.132 | Commercial_2031_Economic_million_m3_After Competition Groups_Demand Control Kitchen Ventilation
Commercial | Com ¦ Condensing Unit Heaters or other Efficient Unit Heating System | 2031 | Economic | million_m3 | After Competition Groups | 52.7732 | 0 | 0 | 1901.143 | 0.027759 | 13 | Commercial_2031_Economic_million_m3_After Competition Groups_13 | Condensing Unit Heaters or other Efficient Unit Heating System | 2.776% | 0 | 52.7732 | Commercial_2031_Economic_million_m3_After Competition Groups_Condensing Unit Heaters or other Efficient Unit Heating System
Commercial | Com ¦ Steam System Optimization | 2031 | Economic | million_m3 | After Competition Groups | 46.3459 | 0 | 0 | 1901.143 | 0.024378 | 14 | Commercial_2031_Economic_million_m3_After Competition Groups_14 | Steam System Optimization | 2.438% | 0 | 46.3459 | Commercial_2031_Economic_million_m3_After Competition Groups_Steam System Optimization
Commercial | Com ¦ Destratification | 2031 | Economic | million_m3 | After Competition Groups | 44.593 | 0 | 0 | 1901.143 | 0.023456 | 15 | Commercial_2031_Economic_million_m3_After Competition Groups_15 | Destratification | 2.346% | 0 | 44.593 | Commercial_2031_Economic_million_m3_After Competition Groups_Destratification
Commercial | Com ¦ Furnace Tune-Up | 2031 | Economic | million_m3 | After Competition Groups | 43.6939 | 0 | 0 | 1901.143 | 0.022983 | 16 | Commercial_2031_Economic_million_m3_After Competition Groups_16 | Furnace Tune-Up | 2.298% | 0 | 43.6939 | Commercial_2031_Economic_million_m3_After Competition Groups_Furnace Tune-Up
Commercial | Com ¦ Wall Insulation | 2031 | Economic | million_m3 | After Competition Groups | 24.4352 | 0 | 0 | 1901.143 | 0.012853 | 17 | Commercial_2031_Economic_million_m3_After Competition Groups_17 | Wall Insulation | 1.285% | 0 | 24.4352 | Commercial_2031_Economic_million_m3_After Competition Groups_Wall Insulation
Commercial | Com ¦ Energy Efficient Laboratory Fume Hood | 2031 | Economic | million_m3 | After Competition Groups | 17.2533 | 0 | 0 | 1901.143 | 0.0090752 | 18 | Commercial_2031_Economic_million_m3_After Competition Groups_18 | Energy Efficient Laboratory Fume Hood | 0.9075% | 0 | 17.2533 | Commercial_2031_Economic_million_m3_After Competition Groups_Energy Efficient Laboratory Fume Hood
Commercial | Com ¦ Demand controlled Circulating Systems | 2031 | Economic | million_m3 | After Competition Groups | 12.836 | 0 | 0 | 1901.143 | 0.0067517 | 19 | Commercial_2031_Economic_million_m3_After Competition Groups_19 | Demand controlled Circulating Systems | 0.6752% | 0 | 12.836 | Commercial_2031_Economic_million_m3_After Competition Groups_Demand controlled Circulating Systems
Commercial | Com ¦ Duct Insulation, R8 | 2031 | Economic | million_m3 | After Competition Groups | 10.0275 | 0 | 0 | 1901.143 | 0.0052745 | 20 | Commercial_2031_Economic_million_m3_After Competition Groups_20 | Duct Insulation, R8 | 0.5274% | 0 | 10.0275 | Commercial_2031_Economic_million_m3_After Competition Groups_Duct Insulation, R8
Commercial | Com ¦ ENERGY STAR Fryer (84% eff) | 2031 | Economic | million_m3 | After Competition Groups | 7.9434 | 0 | 0 | 1901.143 | 0.0041782 | 21 | Commercial_2031_Economic_million_m3_After Competition Groups_21 | ENERGY STAR Fryer (84% eff) | 0.4178% | 0 | 7.9434 | Commercial_2031_Economic_million_m3_After Competition Groups_ENERGY STAR Fryer (84% eff)
Commercial | Com ¦ Infrared Heaters | 2031 | Economic | million_m3 | After Competition Groups | 7.8684 | 0 | 0 | 1901.143 | 0.0041388 | 22 | Commercial_2031_Economic_million_m3_After Competition Groups_22 | Infrared Heaters | 0.4139% | 0 | 7.8684 | Commercial_2031_Economic_million_m3_After Competition Groups_Infrared Heaters
Commercial | Com ¦ Ozone Laundry Treatment | 2031 | Economic | million_m3 | After Competition Groups | 7.5483 | 0 | 0 | 1901.143 | 0.0039704 | 23 | Commercial_2031_Economic_million_m3_After Competition Groups_23 | Ozone Laundry Treatment | 0.397% | 0 | 7.5483 | Commercial_2031_Economic_million_m3_After Competition Groups_Ozone Laundry Treatment
Commercial | Com ¦ High Efficiency Underfired Broilers | 2031 | Economic | million_m3 | After Competition Groups | 6.7414 | 0 | 0 | 1901.143 | 0.003546 | 24 | Commercial_2031_Economic_million_m3_After Competition Groups_24 | High Efficiency Underfired Broilers | 0.3546% | 0 | 6.7414 | Commercial_2031_Economic_million_m3_After Competition Groups_High Efficiency Underfired Broilers
Commercial | Com ¦ ENERGY STAR Griddle (74% eff) | 2031 | Economic | million_m3 | After Competition Groups | 5.2113 | 0 | 0 | 1901.143 | 0.0027411 | 25 | Commercial_2031_Economic_million_m3_After Competition Groups_25 | ENERGY STAR Griddle (74% eff) | 0.2741% | 0 | 5.2113 | Commercial_2031_Economic_million_m3_After Competition Groups_ENERGY STAR Griddle (74% eff)
Commercial | Com ¦ ENERGY STAR Dishwasher | 2031 | Economic | million_m3 | After Competition Groups | 3.6902 | 0 | 0 | 1901.143 | 0.001941 | 26 | Commercial_2031_Economic_million_m3_After Competition Groups_26 | ENERGY STAR Dishwasher | 0.1941% | 0 | 3.6902 | Commercial_2031_Economic_million_m3_After Competition Groups_ENERGY STAR Dishwasher
Commercial | Com ¦ Energy Recovery Ventilation and Ventilation (Enhanced) | 2031 | Economic | million_m3 | After Competition Groups | 2.8882 | 0 | 0 | 1901.143 | 0.0015192 | 27 | Commercial_2031_Economic_million_m3_After Competition Groups_27 | Energy Recovery Ventilation and Ventilation (Enhanced) | 0.1519% | 0 | 2.8882 | Commercial_2031_Economic_million_m3_After Competition Groups_Energy Recovery Ventilation and Ventilation (Enhanced)
Commercial | Com ¦ Heat Recovery Ventilator | 2031 | Economic | million_m3 | After Competition Groups | 2.1915 | 0 | 0 | 1901.143 | 0.0011527 | 28 | Commercial_2031_Economic_million_m3_After Competition Groups_28 | Heat Recovery Ventilator | 0.1153% | 0 | 2.1915 | Commercial_2031_Economic_million_m3_After Competition Groups_Heat Recovery Ventilator
Commercial | Com ¦ CEE Tier 2/Energy Star Clothes Washers | 2031 | Economic | million_m3 | After Competition Groups | 1.2258 | 0 | 0 | 1901.143 | 0.00064476 | 29 | Commercial_2031_Economic_million_m3_After Competition Groups_29 | CEE Tier 2/Energy Star Clothes Washers | 0.06448% | 0 | 1.2258 | Commercial_2031_Economic_million_m3_After Competition Groups_CEE Tier 2/Energy Star Clothes Washers
Commercial | Com ¦ Drain Water Heat Recovery (DWHR) ¦ Retro | 2031 | Economic | million_m3 | After Competition Groups | 1.0613 | 0 | 0 | 1901.143 | 0.00055822 | 30 | Commercial_2031_Economic_million_m3_After Competition Groups_30 | Drain Water Heat Recovery (DWHR) ¦ Retro | 0.05582% | 0 | 1.0613 | Commercial_2031_Economic_million_m3_After Competition Groups_Drain Water Heat Recovery (DWHR) ¦ Retro
Commercial | Com ¦ Low Flow Pre-Rinse Spray Nozzle | 2031 | Economic | million_m3 | After Competition Groups | 0.68964 | 0 | 0 | 1901.143 | 0.00036275 | 31 | Commercial_2031_Economic_million_m3_After Competition Groups_31 | Low Flow Pre-Rinse Spray Nozzle | 0.03628% | 0 | 0.68964 | Commercial_2031_Economic_million_m3_After Competition Groups_Low Flow Pre-Rinse Spray Nozzle
Commercial | Com ¦ ENERGY STAR Steam Cooker | 2031 | Economic | million_m3 | After Competition Groups | 0.56839 | 0 | 0 | 1901.143 | 0.00029897 | 32 | Commercial_2031_Economic_million_m3_After Competition Groups_32 | ENERGY STAR Steam Cooker | 0.0299% | 0 | 0.56839 | Commercial_2031_Economic_million_m3_After Competition Groups_ENERGY STAR Steam Cooker
Commercial | Com ¦ Drain Water Heat Recovery (DWHR) ¦New | 2031 | Economic | million_m3 | After Competition Groups | 0.50035 | 0 | 0 | 1901.143 | 0.00026318 | 33 | Commercial_2031_Economic_million_m3_After Competition Groups_33 | Drain Water Heat Recovery (DWHR) ¦New | 0.02632% | 0 | 0.50035 | Commercial_2031_Economic_million_m3_After Competition Groups_Drain Water Heat Recovery (DWHR) ¦New
Commercial | Com ¦ Gas Heat Pump Water Heater | 2031 | Economic | million_m3 | After Competition Groups | 0.31675 | 0 | 0 | 1901.143 | 0.00016661 | 34 | Commercial_2031_Economic_million_m3_After Competition Groups_34 | Gas Heat Pump Water Heater | 0.01666% | 0 | 0.31675 | Commercial_2031_Economic_million_m3_After Competition Groups_Gas Heat Pump Water Heater
Commercial | Com ¦ Solar Water Preheat (Pools/DHW) | 2031 | Economic | million_m3 | After Competition Groups | 0.26525 | 0 | 0 | 1901.143 | 0.00013952 | 35 | Commercial_2031_Economic_million_m3_After Competition Groups_35 | Solar Water Preheat (Pools/DHW) | 0.01395% | 0 | 0.26525 | Commercial_2031_Economic_million_m3_After Competition Groups_Solar Water Preheat (Pools/DHW)
Commercial | Com ¦ Air Curtains | 2031 | Economic | million_m3 | After Competition Groups | 0.14293 | 0 | 0 | 1901.143 | 7.518e-05 | 36 | Commercial_2031_Economic_million_m3_After Competition Groups_36 | Air Curtains | 0.007518% | 0 | 0.14293 | Commercial_2031_Economic_million_m3_After Competition Groups_Air Curtains
Commercial | Com ¦ Adaptive Thermostats | 2031 | SC A | million_m3 | After Competition Groups | 72.9897 | 2418493.8367 | 2.4185 | 635.7865 | 0.1148 | 1 | Commercial_2031_SC A_million_m3_After Competition Groups_1 | Adaptive Thermostats | 11.48% | 2.4185 | 72.9897 | Commercial_2031_SC A_million_m3_After Competition Groups_Adaptive Thermostats
Commercial | Com ¦ Demand Control Ventilation | 2031 | SC A | million_m3 | After Competition Groups | 70.7148 | 1981348.7141 | 1.9813 | 635.7865 | 0.11122 | 2 | Commercial_2031_SC A_million_m3_After Competition Groups_2 | Demand Control Ventilation | 11.12% | 1.9813 | 70.7148 | Commercial_2031_SC A_million_m3_After Competition Groups_Demand Control Ventilation
Commercial | Com ¦ Boilers - Advanced Controls (Steam Systems) | 2031 | SC A | million_m3 | After Competition Groups | 61.6181 | 1655357.0363 | 1.6554 | 635.7865 | 0.096916 | 3 | Commercial_2031_SC A_million_m3_After Competition Groups_3 | Boilers - Advanced Controls (Steam Systems) | 9.692% | 1.6554 | 61.6181 | Commercial_2031_SC A_million_m3_After Competition Groups_Boilers - Advanced Controls (Steam Systems)
Commercial | Com ¦ Building Recommissioning, Operations and Maintenance (O&M) Improvements | 2031 | SC A | million_m3 | After Competition Groups | 52.4649 | 448768.6367 | 0.44877 | 635.7865 | 0.08252 | 4 | Commercial_2031_SC A_million_m3_After Competition Groups_4 | Building Recommissioning, Operations and Maintenance (O&M) Improvements | 8.252% | 0.44877 | 52.4649 | Commercial_2031_SC A_million_m3_After Competition Groups_Building Recommissioning, Operations and Maintenance (O&M) Improvements
Commercial | Com ¦ Condensing Boiler ¦ Std | 2031 | SC A | million_m3 | After Competition Groups | 45.1801 | 0 | 0 | 635.7865 | 0.071062 | 5 | Commercial_2031_SC A_million_m3_After Competition Groups_5 | Condensing Boiler ¦ Std | 7.106% | 0 | 45.1801 | Commercial_2031_SC A_million_m3_After Competition Groups_Condensing Boiler ¦ Std
Commercial | Com ¦ Gas Fired Rooftop Units | 2031 | SC A | million_m3 | After Competition Groups | 41.8742 | 1973132.3399 | 1.9731 | 635.7865 | 0.065862 | 6 | Commercial_2031_SC A_million_m3_After Competition Groups_6 | Gas Fired Rooftop Units | 6.586% | 1.9731 | 41.8742 | Commercial_2031_SC A_million_m3_After Competition Groups_Gas Fired Rooftop Units
Commercial | Com ¦ Condensing Make Up Air Unit | 2031 | SC A | million_m3 | After Competition Groups | 36.6911 | 1624403.1144 | 1.6244 | 635.7865 | 0.05771 | 7 | Commercial_2031_SC A_million_m3_After Competition Groups_7 | Condensing Make Up Air Unit | 5.771% | 1.6244 | 36.6911 | Commercial_2031_SC A_million_m3_After Competition Groups_Condensing Make Up Air Unit
Commercial | Com ¦ Gas Fired Heat Pump | 2031 | SC A | million_m3 | After Competition Groups | 31.0943 | 900096.0315 | 0.9001 | 635.7865 | 0.048907 | 8 | Commercial_2031_SC A_million_m3_After Competition Groups_8 | Gas Fired Heat Pump | 4.891% | 0.9001 | 31.0943 | Commercial_2031_SC A_million_m3_After Competition Groups_Gas Fired Heat Pump
Commercial | Com ¦ Air Handler with Dedicated Outdoor Air Systems | 2031 | SC A | million_m3 | After Competition Groups | 29.876 | 427097.6492 | 0.4271 | 635.7865 | 0.046991 | 9 | Commercial_2031_SC A_million_m3_After Competition Groups_9 | Air Handler with Dedicated Outdoor Air Systems | 4.699% | 0.4271 | 29.876 | Commercial_2031_SC A_million_m3_After Competition Groups_Air Handler with Dedicated Outdoor Air Systems
Commercial | Com ¦ Demand Control Kitchen Ventilation | 2031 | SC A | million_m3 | After Competition Groups | 28.9573 | 1088691.7288 | 1.0887 | 635.7865 | 0.045546 | 10 | Commercial_2031_SC A_million_m3_After Competition Groups_10 | Demand Control Kitchen Ventilation | 4.555% | 1.0887 | 28.9573 | Commercial_2031_SC A_million_m3_After Competition Groups_Demand Control Kitchen Ventilation
Commercial | Com ¦ Advanced BAS/Controllers | 2031 | SC A | million_m3 | After Competition Groups | 25.6717 | 627074.8541 | 0.62707 | 635.7865 | 0.040378 | 11 | Commercial_2031_SC A_million_m3_After Competition Groups_11 | Advanced BAS/Controllers | 4.038% | 0.62707 | 25.6717 | Commercial_2031_SC A_million_m3_After Competition Groups_Advanced BAS/Controllers
Commercial | Com ¦ Steam System Optimization | 2031 | SC A | million_m3 | After Competition Groups | 25.2435 | 246897.0022 | 0.2469 | 635.7865 | 0.039704 | 12 | Commercial_2031_SC A_million_m3_After Competition Groups_12 | Steam System Optimization | 3.97% | 0.2469 | 25.2435 | Commercial_2031_SC A_million_m3_After Competition Groups_Steam System Optimization
Commercial | Com ¦ Furnace Tune-Up | 2031 | SC A | million_m3 | After Competition Groups | 23.4761 | 109324.6305 | 0.10932 | 635.7865 | 0.036925 | 13 | Commercial_2031_SC A_million_m3_After Competition Groups_13 | Furnace Tune-Up | 3.692% | 0.10932 | 23.4761 | Commercial_2031_SC A_million_m3_After Competition Groups_Furnace Tune-Up
Commercial | Com ¦ Destratification | 2031 | SC A | million_m3 | After Competition Groups | 23.1351 | 715854.1601 | 0.71585 | 635.7865 | 0.036388 | 14 | Commercial_2031_SC A_million_m3_After Competition Groups_14 | Destratification | 3.639% | 0.71585 | 23.1351 | Commercial_2031_SC A_million_m3_After Competition Groups_Destratification
Commercial | Com ¦ Condensing Unit Heaters or other Efficient Unit Heating System | 2031 | SC A | million_m3 | After Competition Groups | 14.138 | 874843.418 | 0.87484 | 635.7865 | 0.022237 | 15 | Commercial_2031_SC A_million_m3_After Competition Groups_15 | Condensing Unit Heaters or other Efficient Unit Heating System | 2.224% | 0.87484 | 14.138 | Commercial_2031_SC A_million_m3_After Competition Groups_Condensing Unit Heaters or other Efficient Unit Heating System
Commercial | Com ¦ Wall Insulation | 2031 | SC A | million_m3 | After Competition Groups | 13.1204 | 404458.2171 | 0.40446 | 635.7865 | 0.020636 | 16 | Commercial_2031_SC A_million_m3_After Competition Groups_16 | Wall Insulation | 2.064% | 0.40446 | 13.1204 | Commercial_2031_SC A_million_m3_After Competition Groups_Wall Insulation
Commercial | Com ¦ Education and Capacity Building/Energy Behavior | 2031 | SC A | million_m3 | After Competition Groups | 10.7601 | 8096260.3668 | 8.0963 | 635.7865 | 0.016924 | 17 | Commercial_2031_SC A_million_m3_After Competition Groups_17 | Education and Capacity Building/Energy Behavior | 1.692% | 8.0963 | 10.7601 | Commercial_2031_SC A_million_m3_After Competition Groups_Education and Capacity Building/Energy Behavior
Commercial | Com ¦ Demand controlled Circulating Systems | 2031 | SC A | million_m3 | After Competition Groups | 6.3997 | 180862.3113 | 0.18086 | 635.7865 | 0.010066 | 18 | Commercial_2031_SC A_million_m3_After Competition Groups_18 | Demand controlled Circulating Systems | 1.007% | 0.18086 | 6.3997 | Commercial_2031_SC A_million_m3_After Competition Groups_Demand controlled Circulating Systems
Commercial | Com ¦ High Efficiency Underfired Broilers | 2031 | SC A | million_m3 | After Competition Groups | 4.0552 | 90474.8828 | 0.090475 | 635.7865 | 0.0063783 | 19 | Commercial_2031_SC A_million_m3_After Competition Groups_19 | High Efficiency Underfired Broilers | 0.6378% | 0.090475 | 4.0552 | Commercial_2031_SC A_million_m3_After Competition Groups_High Efficiency Underfired Broilers
Commercial | Com ¦ Duct Insulation, R8 | 2031 | SC A | million_m3 | After Competition Groups | 4.0347 | 154259.0251 | 0.15426 | 635.7865 | 0.006346 | 20 | Commercial_2031_SC A_million_m3_After Competition Groups_20 | Duct Insulation, R8 | 0.6346% | 0.15426 | 4.0347 | Commercial_2031_SC A_million_m3_After Competition Groups_Duct Insulation, R8
Commercial | Com ¦ ENERGY STAR Fryer (84% eff) | 2031 | SC A | million_m3 | After Competition Groups | 3.2639 | 0 | 0 | 635.7865 | 0.0051337 | 21 | Commercial_2031_SC A_million_m3_After Competition Groups_21 | ENERGY STAR Fryer (84% eff) | 0.5134% | 0 | 3.2639 | Commercial_2031_SC A_million_m3_After Competition Groups_ENERGY STAR Fryer (84% eff)
Commercial | Com ¦ Energy Efficient Laboratory Fume Hood | 2031 | SC A | million_m3 | After Competition Groups | 2.3682 | 0 | 0 | 635.7865 | 0.0037248 | 22 | Commercial_2031_SC A_million_m3_After Competition Groups_22 | Energy Efficient Laboratory Fume Hood | 0.3725% | 0 | 2.3682 | Commercial_2031_SC A_million_m3_After Competition Groups_Energy Efficient Laboratory Fume Hood
Commercial | Com ¦ Ozone Laundry Treatment | 2031 | SC A | million_m3 | After Competition Groups | 2.0083 | 0 | 0 | 635.7865 | 0.0031588 | 23 | Commercial_2031_SC A_million_m3_After Competition Groups_23 | Ozone Laundry Treatment | 0.3159% | 0 | 2.0083 | Commercial_2031_SC A_million_m3_After Competition Groups_Ozone Laundry Treatment
Commercial | Com ¦ Infrared Heaters | 2031 | SC A | million_m3 | After Competition Groups | 1.6768 | 120535.5693 | 0.12054 | 635.7865 | 0.0026374 | 24 | Commercial_2031_SC A_million_m3_After Competition Groups_24 | Infrared Heaters | 0.2637% | 0.12054 | 1.6768 | Commercial_2031_SC A_million_m3_After Competition Groups_Infrared Heaters
Commercial | Com ¦ ENERGY STAR Dishwasher | 2031 | SC A | million_m3 | After Competition Groups | 1.2687 | 0 | 0 | 635.7865 | 0.0019955 | 25 | Commercial_2031_SC A_million_m3_After Competition Groups_25 | ENERGY STAR Dishwasher | 0.1995% | 0 | 1.2687 | Commercial_2031_SC A_million_m3_After Competition Groups_ENERGY STAR Dishwasher
Commercial | Com ¦ ENERGY STAR Griddle (74% eff) | 2031 | SC A | million_m3 | After Competition Groups | 1.1494 | 0 | 0 | 635.7865 | 0.0018078 | 26 | Commercial_2031_SC A_million_m3_After Competition Groups_26 | ENERGY STAR Griddle (74% eff) | 0.1808% | 0 | 1.1494 | Commercial_2031_SC A_million_m3_After Competition Groups_ENERGY STAR Griddle (74% eff)
Commercial | Com ¦ CEE Tier 2/Energy Star Clothes Washers | 2031 | SC A | million_m3 | After Competition Groups | 0.66037 | 0 | 0 | 635.7865 | 0.0010387 | 27 | Commercial_2031_SC A_million_m3_After Competition Groups_27 | CEE Tier 2/Energy Star Clothes Washers | 0.1039% | 0 | 0.66037 | Commercial_2031_SC A_million_m3_After Competition Groups_CEE Tier 2/Energy Star Clothes Washers
Commercial | Com ¦ Drain Water Heat Recovery (DWHR) ¦ Retro | 2031 | SC A | million_m3 | After Competition Groups | 0.59342 | 15064.7317 | 0.015065 | 635.7865 | 0.00093337 | 28 | Commercial_2031_SC A_million_m3_After Competition Groups_28 | Drain Water Heat Recovery (DWHR) ¦ Retro | 0.09334% | 0.015065 | 0.59342 | Commercial_2031_SC A_million_m3_After Competition Groups_Drain Water Heat Recovery (DWHR) ¦ Retro
Commercial | Com ¦ ENERGY STAR Steam Cooker | 2031 | SC A | million_m3 | After Competition Groups | 0.35531 | 6917.2944 | 0.0069173 | 635.7865 | 0.00055885 | 29 | Commercial_2031_SC A_million_m3_After Competition Groups_29 | ENERGY STAR Steam Cooker | 0.05589% | 0.0069173 | 0.35531 | Commercial_2031_SC A_million_m3_After Competition Groups_ENERGY STAR Steam Cooker
Commercial | Com ¦ Energy Recovery Ventilation and Ventilation (Enhanced) | 2031 | SC A | million_m3 | After Competition Groups | 0.35042 | 12267.1733 | 0.012267 | 635.7865 | 0.00055116 | 30 | Commercial_2031_SC A_million_m3_After Competition Groups_30 | Energy Recovery Ventilation and Ventilation (Enhanced) | 0.05512% | 0.012267 | 0.35042 | Commercial_2031_SC A_million_m3_After Competition Groups_Energy Recovery Ventilation and Ventilation (Enhanced)
Commercial | Com ¦ Low Flow Pre-Rinse Spray Nozzle | 2031 | SC A | million_m3 | After Competition Groups | 0.33281 | 3835.5634 | 0.0038356 | 635.7865 | 0.00052346 | 31 | Commercial_2031_SC A_million_m3_After Competition Groups_31 | Low Flow Pre-Rinse Spray Nozzle | 0.05235% | 0.0038356 | 0.33281 | Commercial_2031_SC A_million_m3_After Competition Groups_Low Flow Pre-Rinse Spray Nozzle
Commercial | Com ¦ Drain Water Heat Recovery (DWHR) ¦New | 2031 | SC A | million_m3 | After Competition Groups | 0.16182 | 6123.4184 | 0.0061234 | 635.7865 | 0.00025452 | 32 | Commercial_2031_SC A_million_m3_After Competition Groups_32 | Drain Water Heat Recovery (DWHR) ¦New | 0.02545% | 0.0061234 | 0.16182 | Commercial_2031_SC A_million_m3_After Competition Groups_Drain Water Heat Recovery (DWHR) ¦New
Commercial | Com ¦ Heat Recovery Ventilator | 2031 | SC A | million_m3 | After Competition Groups | 0.050891 | 629.0298 | 0.00062903 | 635.7865 | 8.0044e-05 | 33 | Commercial_2031_SC A_million_m3_After Competition Groups_33 | Heat Recovery Ventilator | 0.008004% | 0.00062903 | 0.050891 | Commercial_2031_SC A_million_m3_After Competition Groups_Heat Recovery Ventilator
Commercial | Com ¦ Solar Water Preheat (Pools/DHW) | 2031 | SC A | million_m3 | After Competition Groups | 0.049944 | 3046.7678 | 0.0030468 | 635.7865 | 7.8555e-05 | 34 | Commercial_2031_SC A_million_m3_After Competition Groups_34 | Solar Water Preheat (Pools/DHW) | 0.007856% | 0.0030468 | 0.049944 | Commercial_2031_SC A_million_m3_After Competition Groups_Solar Water Preheat (Pools/DHW)
Commercial | Com ¦ Gas Heat Pump Water Heater | 2031 | SC A | million_m3 | After Competition Groups | 0.001221 | 0 | 0 | 635.7865 | 1.9204e-06 | 35 | Commercial_2031_SC A_million_m3_After Competition Groups_35 | Gas Heat Pump Water Heater | 0.000192% | 0 | 0.001221 | Commercial_2031_SC A_million_m3_After Competition Groups_Gas Heat Pump Water Heater
Commercial | Com ¦ Air Curtains | 2031 | SC A | million_m3 | After Competition Groups | 0.00012411 | 0 | 0 | 635.7865 | 1.9521e-07 | 36 | Commercial_2031_SC A_million_m3_After Competition Groups_36 | Air Curtains | 1.952e-05% | 0 | 0.00012411 | Commercial_2031_SC A_million_m3_After Competition Groups_Air Curtains
Commercial | Com ¦ Demand Control Ventilation | 2031 | SC B | million_m3 | After Competition Groups | 144.5941 | 16188984.7469 | 16.189 | 1242.7833 | 0.11635 | 1 | Commercial_2031_SC B_million_m3_After Competition Groups_1 | Demand Control Ventilation | 11.63% | 16.189 | 144.5941 | Commercial_2031_SC B_million_m3_After Competition Groups_Demand Control Ventilation
Commercial | Com ¦ Condensing Boiler ¦ Std | 2031 | SC B | million_m3 | After Competition Groups | 135.3508 | 46154008.4198 | 46.154 | 1242.7833 | 0.10891 | 2 | Commercial_2031_SC B_million_m3_After Competition Groups_2 | Condensing Boiler ¦ Std | 10.89% | 46.154 | 135.3508 | Commercial_2031_SC B_million_m3_After Competition Groups_Condensing Boiler ¦ Std
Commercial | Com ¦ Adaptive Thermostats | 2031 | SC B | million_m3 | After Competition Groups | 121.032 | 2268144.2255 | 2.2681 | 1242.7833 | 0.097388 | 3 | Commercial_2031_SC B_million_m3_After Competition Groups_3 | Adaptive Thermostats | 9.739% | 2.2681 | 121.032 | Commercial_2031_SC B_million_m3_After Competition Groups_Adaptive Thermostats
Commercial | Com ¦ Building Recommissioning, Operations and Maintenance (O&M) Improvements | 2031 | SC B | million_m3 | After Competition Groups | 104.8565 | 23391581.7152 | 23.3916 | 1242.7833 | 0.084372 | 4 | Commercial_2031_SC B_million_m3_After Competition Groups_4 | Building Recommissioning, Operations and Maintenance (O&M) Improvements | 8.437% | 23.3916 | 104.8565 | Commercial_2031_SC B_million_m3_After Competition Groups_Building Recommissioning, Operations and Maintenance (O&M) Improvements
Commercial | Com ¦ Air Handler with Dedicated Outdoor Air Systems | 2031 | SC B | million_m3 | After Competition Groups | 85.424 | 9061707.5398 | 9.0617 | 1242.7833 | 0.068736 | 5 | Commercial_2031_SC B_million_m3_After Competition Groups_5 | Air Handler with Dedicated Outdoor Air Systems | 6.874% | 9.0617 | 85.424 | Commercial_2031_SC B_million_m3_After Competition Groups_Air Handler with Dedicated Outdoor Air Systems
Commercial | Com ¦ Gas Fired Rooftop Units | 2031 | SC B | million_m3 | After Competition Groups | 84.2852 | 5194774.9657 | 5.1948 | 1242.7833 | 0.06782 | 6 | Commercial_2031_SC B_million_m3_After Competition Groups_6 | Gas Fired Rooftop Units | 6.782% | 5.1948 | 84.2852 | Commercial_2031_SC B_million_m3_After Competition Groups_Gas Fired Rooftop Units
Commercial | Com ¦ Boilers - Advanced Controls (Steam Systems) | 2031 | SC B | million_m3 | After Competition Groups | 62.7672 | 3270793.4118 | 3.2708 | 1242.7833 | 0.050505 | 7 | Commercial_2031_SC B_million_m3_After Competition Groups_7 | Boilers - Advanced Controls (Steam Systems) | 5.051% | 3.2708 | 62.7672 | Commercial_2031_SC B_million_m3_After Competition Groups_Boilers - Advanced Controls (Steam Systems)
Commercial | Com ¦ Education and Capacity Building/Energy Behavior | 2031 | SC B | million_m3 | After Competition Groups | 53.8004 | 40481301.8342 | 40.4813 | 1242.7833 | 0.04329 | 8 | Commercial_2031_SC B_million_m3_After Competition Groups_8 | Education and Capacity Building/Energy Behavior | 4.329% | 40.4813 | 53.8004 | Commercial_2031_SC B_million_m3_After Competition Groups_Education and Capacity Building/Energy Behavior
Commercial | Com ¦ Condensing Make Up Air Unit | 2031 | SC B | million_m3 | After Competition Groups | 52.3893 | 5580720.032 | 5.5807 | 1242.7833 | 0.042155 | 9 | Commercial_2031_SC B_million_m3_After Competition Groups_9 | Condensing Make Up Air Unit | 4.215% | 5.5807 | 52.3893 | Commercial_2031_SC B_million_m3_After Competition Groups_Condensing Make Up Air Unit
Commercial | Com ¦ Demand Control Kitchen Ventilation | 2031 | SC B | million_m3 | After Competition Groups | 50.7061 | 2794592.8444 | 2.7946 | 1242.7833 | 0.0408 | 10 | Commercial_2031_SC B_million_m3_After Competition Groups_10 | Demand Control Kitchen Ventilation | 4.08% | 2.7946 | 50.7061 | Commercial_2031_SC B_million_m3_After Competition Groups_Demand Control Kitchen Ventilation
Commercial | Com ¦ Steam System Optimization | 2031 | SC B | million_m3 | After Competition Groups | 46.2428 | 172039.8274 | 0.17204 | 1242.7833 | 0.037209 | 11 | Commercial_2031_SC B_million_m3_After Competition Groups_11 | Steam System Optimization | 3.721% | 0.17204 | 46.2428 | Commercial_2031_SC B_million_m3_After Competition Groups_Steam System Optimization
Commercial | Com ¦ Gas Fired Heat Pump | 2031 | SC B | million_m3 | After Competition Groups | 45.9916 | 5416548.6661 | 5.4165 | 1242.7833 | 0.037007 | 12 | Commercial_2031_SC B_million_m3_After Competition Groups_12 | Gas Fired Heat Pump | 3.701% | 5.4165 | 45.9916 | Commercial_2031_SC B_million_m3_After Competition Groups_Gas Fired Heat Pump
Commercial | Com ¦ Destratification | 2031 | SC B | million_m3 | After Competition Groups | 45.9417 | 1479373.0698 | 1.4794 | 1242.7833 | 0.036967 | 13 | Commercial_2031_SC B_million_m3_After Competition Groups_13 | Destratification | 3.697% | 1.4794 | 45.9417 | Commercial_2031_SC B_million_m3_After Competition Groups_Destratification
Commercial | Com ¦ Furnace Tune-Up | 2031 | SC B | million_m3 | After Competition Groups | 43.361 | 79895.9668 | 0.079896 | 1242.7833 | 0.03489 | 14 | Commercial_2031_SC B_million_m3_After Competition Groups_14 | Furnace Tune-Up | 3.489% | 0.079896 | 43.361 | Commercial_2031_SC B_million_m3_After Competition Groups_Furnace Tune-Up
Commercial | Com ¦ Advanced BAS/Controllers | 2031 | SC B | million_m3 | After Competition Groups | 40.5175 | 8101425.7165 | 8.1014 | 1242.7833 | 0.032602 | 15 | Commercial_2031_SC B_million_m3_After Competition Groups_15 | Advanced BAS/Controllers | 3.26% | 8.1014 | 40.5175 | Commercial_2031_SC B_million_m3_After Competition Groups_Advanced BAS/Controllers
Commercial | Com ¦ Condensing Unit Heaters or other Efficient Unit Heating System | 2031 | SC B | million_m3 | After Competition Groups | 29.1498 | 7152186.5559 | 7.1522 | 1242.7833 | 0.023455 | 16 | Commercial_2031_SC B_million_m3_After Competition Groups_16 | Condensing Unit Heaters or other Efficient Unit Heating System | 2.346% | 7.1522 | 29.1498 | Commercial_2031_SC B_million_m3_After Competition Groups_Condensing Unit Heaters or other Efficient Unit Heating System
Commercial | Com ¦ Wall Insulation | 2031 | SC B | million_m3 | After Competition Groups | 24.3921 | 489780.8178 | 0.48978 | 1242.7833 | 0.019627 | 17 | Commercial_2031_SC B_million_m3_After Competition Groups_17 | Wall Insulation | 1.963% | 0.48978 | 24.3921 | Commercial_2031_SC B_million_m3_After Competition Groups_Wall Insulation
Commercial | Com ¦ Energy Efficient Laboratory Fume Hood | 2031 | SC B | million_m3 | After Competition Groups | 16.9998 | 2196304.5647 | 2.1963 | 1242.7833 | 0.013679 | 18 | Commercial_2031_SC B_million_m3_After Competition Groups_18 | Energy Efficient Laboratory Fume Hood | 1.368% | 2.1963 | 16.9998 | Commercial_2031_SC B_million_m3_After Competition Groups_Energy Efficient Laboratory Fume Hood
Commercial | Com ¦ Demand controlled Circulating Systems | 2031 | SC B | million_m3 | After Competition Groups | 12.8133 | 376388.2375 | 0.37639 | 1242.7833 | 0.01031 | 19 | Commercial_2031_SC B_million_m3_After Competition Groups_19 | Demand controlled Circulating Systems | 1.031% | 0.37639 | 12.8133 | Commercial_2031_SC B_million_m3_After Competition Groups_Demand controlled Circulating Systems
Commercial | Com ¦ Duct Insulation, R8 | 2031 | SC B | million_m3 | After Competition Groups | 9.9779 | 638997.4207 | 0.639 | 1242.7833 | 0.0080287 | 20 | Commercial_2031_SC B_million_m3_After Competition Groups_20 | Duct Insulation, R8 | 0.8029% | 0.639 | 9.9779 | Commercial_2031_SC B_million_m3_After Competition Groups_Duct Insulation, R8
Commercial | Com ¦ Ozone Laundry Treatment | 2031 | SC B | million_m3 | After Competition Groups | 6.3913 | 783145.8911 | 0.78315 | 1242.7833 | 0.0051427 | 21 | Commercial_2031_SC B_million_m3_After Competition Groups_21 | Ozone Laundry Treatment | 0.5143% | 0.78315 | 6.3913 | Commercial_2031_SC B_million_m3_After Competition Groups_Ozone Laundry Treatment
Commercial | Com ¦ ENERGY STAR Fryer (84% eff) | 2031 | SC B | million_m3 | After Competition Groups | 5.0847 | 797093.0304 | 0.79709 | 1242.7833 | 0.0040914 | 22 | Commercial_2031_SC B_million_m3_After Competition Groups_22 | ENERGY STAR Fryer (84% eff) | 0.4091% | 0.79709 | 5.0847 | Commercial_2031_SC B_million_m3_After Competition Groups_ENERGY STAR Fryer (84% eff)
Commercial | Com ¦ High Efficiency Underfired Broilers | 2031 | SC B | million_m3 | After Competition Groups | 4.783 | 216107.85 | 0.21611 | 1242.7833 | 0.0038486 | 23 | Commercial_2031_SC B_million_m3_After Competition Groups_23 | High Efficiency Underfired Broilers | 0.3849% | 0.21611 | 4.783 | Commercial_2031_SC B_million_m3_After Competition Groups_High Efficiency Underfired Broilers
Commercial | Com ¦ Infrared Heaters | 2031 | SC B | million_m3 | After Competition Groups | 3.8989 | 993084.724 | 0.99308 | 1242.7833 | 0.0031372 | 24 | Commercial_2031_SC B_million_m3_After Competition Groups_24 | Infrared Heaters | 0.3137% | 0.99308 | 3.8989 | Commercial_2031_SC B_million_m3_After Competition Groups_Infrared Heaters
Commercial | Com ¦ ENERGY STAR Griddle (74% eff) | 2031 | SC B | million_m3 | After Competition Groups | 3.3726 | 780133.6625 | 0.78013 | 1242.7833 | 0.0027138 | 25 | Commercial_2031_SC B_million_m3_After Competition Groups_25 | ENERGY STAR Griddle (74% eff) | 0.2714% | 0.78013 | 3.3726 | Commercial_2031_SC B_million_m3_After Competition Groups_ENERGY STAR Griddle (74% eff)
Commercial | Com ¦ Energy Recovery Ventilation and Ventilation (Enhanced) | 2031 | SC B | million_m3 | After Competition Groups | 1.835 | 451739.2356 | 0.45174 | 1242.7833 | 0.0014765 | 26 | Commercial_2031_SC B_million_m3_After Competition Groups_26 | Energy Recovery Ventilation and Ventilation (Enhanced) | 0.1477% | 0.45174 | 1.835 | Commercial_2031_SC B_million_m3_After Competition Groups_Energy Recovery Ventilation and Ventilation (Enhanced)
Commercial | Com ¦ Heat Recovery Ventilator | 2031 | SC B | million_m3 | After Competition Groups | 1.6842 | 331925.7169 | 0.33193 | 1242.7833 | 0.0013552 | 27 | Commercial_2031_SC B_million_m3_After Competition Groups_27 | Heat Recovery Ventilator | 0.1355% | 0.33193 | 1.6842 | Commercial_2031_SC B_million_m3_After Competition Groups_Heat Recovery Ventilator
Commercial | Com ¦ ENERGY STAR Dishwasher | 2031 | SC B | million_m3 | After Competition Groups | 1.6824 | 366279.0271 | 0.36628 | 1242.7833 | 0.0013537 | 28 | Commercial_2031_SC B_million_m3_After Competition Groups_28 | ENERGY STAR Dishwasher | 0.1354% | 0.36628 | 1.6824 | Commercial_2031_SC B_million_m3_After Competition Groups_ENERGY STAR Dishwasher
Commercial | Com ¦ Drain Water Heat Recovery (DWHR) ¦ Retro | 2031 | SC B | million_m3 | After Competition Groups | 1.0772 | 21168.8853 | 0.021169 | 1242.7833 | 0.00086673 | 29 | Commercial_2031_SC B_million_m3_After Competition Groups_29 | Drain Water Heat Recovery (DWHR) ¦ Retro | 0.08667% | 0.021169 | 1.0772 | Commercial_2031_SC B_million_m3_After Competition Groups_Drain Water Heat Recovery (DWHR) ¦ Retro
Commercial | Com ¦ CEE Tier 2/Energy Star Clothes Washers | 2031 | SC B | million_m3 | After Competition Groups | 0.92604 | 81665.1551 | 0.081665 | 1242.7833 | 0.00074514 | 30 | Commercial_2031_SC B_million_m3_After Competition Groups_30 | CEE Tier 2/Energy Star Clothes Washers | 0.07451% | 0.081665 | 0.92604 | Commercial_2031_SC B_million_m3_After Competition Groups_CEE Tier 2/Energy Star Clothes Washers
Commercial | Com ¦ Low Flow Pre-Rinse Spray Nozzle | 2031 | SC B | million_m3 | After Competition Groups | 0.47687 | 22477.2188 | 0.022477 | 1242.7833 | 0.00038371 | 31 | Commercial_2031_SC B_million_m3_After Competition Groups_31 | Low Flow Pre-Rinse Spray Nozzle | 0.03837% | 0.022477 | 0.47687 | Commercial_2031_SC B_million_m3_After Competition Groups_Low Flow Pre-Rinse Spray Nozzle
Commercial | Com ¦ ENERGY STAR Steam Cooker | 2031 | SC B | million_m3 | After Competition Groups | 0.3639 | 14169.2983 | 0.014169 | 1242.7833 | 0.00029281 | 32 | Commercial_2031_SC B_million_m3_After Competition Groups_32 | ENERGY STAR Steam Cooker | 0.02928% | 0.014169 | 0.3639 | Commercial_2031_SC B_million_m3_After Competition Groups_ENERGY STAR Steam Cooker
Commercial | Com ¦ Drain Water Heat Recovery (DWHR) ¦New | 2031 | SC B | million_m3 | After Competition Groups | 0.24292 | 18795.48 | 0.018795 | 1242.7833 | 0.00019547 | 33 | Commercial_2031_SC B_million_m3_After Competition Groups_33 | Drain Water Heat Recovery (DWHR) ¦New | 0.01955% | 0.018795 | 0.24292 | Commercial_2031_SC B_million_m3_After Competition Groups_Drain Water Heat Recovery (DWHR) ¦New
Commercial | Com ¦ Gas Heat Pump Water Heater | 2031 | SC B | million_m3 | After Competition Groups | 0.13173 | 100149.2584 | 0.10015 | 1242.7833 | 0.00010599 | 34 | Commercial_2031_SC B_million_m3_After Competition Groups_34 | Gas Heat Pump Water Heater | 0.0106% | 0.10015 | 0.13173 | Commercial_2031_SC B_million_m3_After Competition Groups_Gas Heat Pump Water Heater
Commercial | Com ¦ Air Curtains | 2031 | SC B | million_m3 | After Competition Groups | 0.12184 | 24449.2473 | 0.024449 | 1242.7833 | 9.8035e-05 | 35 | Commercial_2031_SC B_million_m3_After Competition Groups_35 | Air Curtains | 0.009803% | 0.024449 | 0.12184 | Commercial_2031_SC B_million_m3_After Competition Groups_Air Curtains
Commercial | Com ¦ Solar Water Preheat (Pools/DHW) | 2031 | SC B | million_m3 | After Competition Groups | 0.11746 | 14276.3428 | 0.014276 | 1242.7833 | 9.4511e-05 | 36 | Commercial_2031_SC B_million_m3_After Competition Groups_36 | Solar Water Preheat (Pools/DHW) | 0.009451% | 0.014276 | 0.11746 | Commercial_2031_SC B_million_m3_After Competition Groups_Solar Water Preheat (Pools/DHW)
Commercial | Com ¦ Demand Control Ventilation | 2031 | SC C | million_m3 | After Competition Groups | 78.5819 | 8043060.7099 | 8.0431 | 699.7782 | 0.1123 | 1 | Commercial_2031_SC C_million_m3_After Competition Groups_1 | Demand Control Ventilation | 11.23% | 8.0431 | 78.5819 | Commercial_2031_SC C_million_m3_After Competition Groups_Demand Control Ventilation
Commercial | Com ¦ Adaptive Thermostats | 2031 | SC C | million_m3 | After Competition Groups | 73.1016 | 2750384.2692 | 2.7504 | 699.7782 | 0.10446 | 2 | Commercial_2031_SC C_million_m3_After Competition Groups_2 | Adaptive Thermostats | 10.45% | 2.7504 | 73.1016 | Commercial_2031_SC C_million_m3_After Competition Groups_Adaptive Thermostats
Commercial | Com ¦ Condensing Boiler ¦ Std | 2031 | SC C | million_m3 | After Competition Groups | 71.0798 | 15339925.0129 | 15.3399 | 699.7782 | 0.10157 | 3 | Commercial_2031_SC C_million_m3_After Competition Groups_3 | Condensing Boiler ¦ Std | 10.16% | 15.3399 | 71.0798 | Commercial_2031_SC C_million_m3_After Competition Groups_Condensing Boiler ¦ Std
Commercial | Com ¦ Boilers - Advanced Controls (Steam Systems) | 2031 | SC C | million_m3 | After Competition Groups | 62.7678 | 3271154.8243 | 3.2712 | 699.7782 | 0.089697 | 4 | Commercial_2031_SC C_million_m3_After Competition Groups_4 | Boilers - Advanced Controls (Steam Systems) | 8.97% | 3.2712 | 62.7678 | Commercial_2031_SC C_million_m3_After Competition Groups_Boilers - Advanced Controls (Steam Systems)
Commercial | Com ¦ Building Recommissioning, Operations and Maintenance (O&M) Improvements | 2031 | SC C | million_m3 | After Competition Groups | 53.8067 | 4043278.2753 | 4.0433 | 699.7782 | 0.076891 | 5 | Commercial_2031_SC C_million_m3_After Competition Groups_5 | Building Recommissioning, Operations and Maintenance (O&M) Improvements | 7.689% | 4.0433 | 53.8067 | Commercial_2031_SC C_million_m3_After Competition Groups_Building Recommissioning, Operations and Maintenance (O&M) Improvements
Commercial | Com ¦ Gas Fired Rooftop Units | 2031 | SC C | million_m3 | After Competition Groups | 42.6517 | 3251429.5717 | 3.2514 | 699.7782 | 0.06095 | 6 | Commercial_2031_SC C_million_m3_After Competition Groups_6 | Gas Fired Rooftop Units | 6.095% | 3.2514 | 42.6517 | Commercial_2031_SC C_million_m3_After Competition Groups_Gas Fired Rooftop Units
Commercial | Com ¦ Condensing Make Up Air Unit | 2031 | SC C | million_m3 | After Competition Groups | 38.9724 | 4675188.4857 | 4.6752 | 699.7782 | 0.055692 | 7 | Commercial_2031_SC C_million_m3_After Competition Groups_7 | Condensing Make Up Air Unit | 5.569% | 4.6752 | 38.9724 | Commercial_2031_SC C_million_m3_After Competition Groups_Condensing Make Up Air Unit
Commercial | Com ¦ Air Handler with Dedicated Outdoor Air Systems | 2031 | SC C | million_m3 | After Competition Groups | 36.3587 | 4419764.6202 | 4.4198 | 699.7782 | 0.051957 | 8 | Commercial_2031_SC C_million_m3_After Competition Groups_8 | Air Handler with Dedicated Outdoor Air Systems | 5.196% | 4.4198 | 36.3587 | Commercial_2031_SC C_million_m3_After Competition Groups_Air Handler with Dedicated Outdoor Air Systems
Commercial | Com ¦ Gas Fired Heat Pump | 2031 | SC C | million_m3 | After Competition Groups | 34.6634 | 3497845.1852 | 3.4978 | 699.7782 | 0.049535 | 9 | Commercial_2031_SC C_million_m3_After Competition Groups_9 | Gas Fired Heat Pump | 4.953% | 3.4978 | 34.6634 | Commercial_2031_SC C_million_m3_After Competition Groups_Gas Fired Heat Pump
Commercial | Com ¦ Demand Control Kitchen Ventilation | 2031 | SC C | million_m3 | After Competition Groups | 30.3902 | 2944333.0522 | 2.9443 | 699.7782 | 0.043428 | 10 | Commercial_2031_SC C_million_m3_After Competition Groups_10 | Demand Control Kitchen Ventilation | 4.343% | 2.9443 | 30.3902 | Commercial_2031_SC C_million_m3_After Competition Groups_Demand Control Kitchen Ventilation
Commercial | Com ¦ Advanced BAS/Controllers | 2031 | SC C | million_m3 | After Competition Groups | 26.4526 | 2390634.063 | 2.3906 | 699.7782 | 0.037801 | 11 | Commercial_2031_SC C_million_m3_After Competition Groups_11 | Advanced BAS/Controllers | 3.78% | 2.3906 | 26.4526 | Commercial_2031_SC C_million_m3_After Competition Groups_Advanced BAS/Controllers
Commercial | Com ¦ Steam System Optimization | 2031 | SC C | million_m3 | After Competition Groups | 25.2435 | 246897.0022 | 0.2469 | 699.7782 | 0.036074 | 12 | Commercial_2031_SC C_million_m3_After Competition Groups_12 | Steam System Optimization | 3.607% | 0.2469 | 25.2435 | Commercial_2031_SC C_million_m3_After Competition Groups_Steam System Optimization
Commercial | Com ¦ Destratification | 2031 | SC C | million_m3 | After Competition Groups | 24.7559 | 2022160.0884 | 2.0222 | 699.7782 | 0.035377 | 13 | Commercial_2031_SC C_million_m3_After Competition Groups_13 | Destratification | 3.538% | 2.0222 | 24.7559 | Commercial_2031_SC C_million_m3_After Competition Groups_Destratification
Commercial | Com ¦ Furnace Tune-Up | 2031 | SC C | million_m3 | After Competition Groups | 23.477 | 111067.5166 | 0.11107 | 699.7782 | 0.033549 | 14 | Commercial_2031_SC C_million_m3_After Competition Groups_14 | Furnace Tune-Up | 3.355% | 0.11107 | 23.477 | Commercial_2031_SC C_million_m3_After Competition Groups_Furnace Tune-Up
Commercial | Com ¦ Condensing Unit Heaters or other Efficient Unit Heating System | 2031 | SC C | million_m3 | After Competition Groups | 17.3808 | 2935115.6716 | 2.9351 | 699.7782 | 0.024838 | 15 | Commercial_2031_SC C_million_m3_After Competition Groups_15 | Condensing Unit Heaters or other Efficient Unit Heating System | 2.484% | 2.9351 | 17.3808 | Commercial_2031_SC C_million_m3_After Competition Groups_Condensing Unit Heaters or other Efficient Unit Heating System
Commercial | Com ¦ Wall Insulation | 2031 | SC C | million_m3 | After Competition Groups | 13.3258 | 704953.578 | 0.70495 | 699.7782 | 0.019043 | 16 | Commercial_2031_SC C_million_m3_After Competition Groups_16 | Wall Insulation | 1.904% | 0.70495 | 13.3258 | Commercial_2031_SC C_million_m3_After Competition Groups_Wall Insulation
Commercial | Com ¦ Education and Capacity Building/Energy Behavior | 2031 | SC C | million_m3 | After Competition Groups | 10.7601 | 8096260.3668 | 8.0963 | 699.7782 | 0.015376 | 17 | Commercial_2031_SC C_million_m3_After Competition Groups_17 | Education and Capacity Building/Energy Behavior | 1.538% | 8.0963 | 10.7601 | Commercial_2031_SC C_million_m3_After Competition Groups_Education and Capacity Building/Energy Behavior
Commercial | Com ¦ Demand controlled Circulating Systems | 2031 | SC C | million_m3 | After Competition Groups | 6.7363 | 393573.9455 | 0.39357 | 699.7782 | 0.0096263 | 18 | Commercial_2031_SC C_million_m3_After Competition Groups_18 | Demand controlled Circulating Systems | 0.9626% | 0.39357 | 6.7363 | Commercial_2031_SC C_million_m3_After Competition Groups_Demand controlled Circulating Systems
Commercial | Com ¦ Duct Insulation, R8 | 2031 | SC C | million_m3 | After Competition Groups | 5.0542 | 682593.6918 | 0.68259 | 699.7782 | 0.0072225 | 19 | Commercial_2031_SC C_million_m3_After Competition Groups_19 | Duct Insulation, R8 | 0.7223% | 0.68259 | 5.0542 | Commercial_2031_SC C_million_m3_After Competition Groups_Duct Insulation, R8
Commercial | Com ¦ Energy Efficient Laboratory Fume Hood | 2031 | SC C | million_m3 | After Competition Groups | 4.6301 | 648488.8471 | 0.64849 | 699.7782 | 0.0066166 | 20 | Commercial_2031_SC C_million_m3_After Competition Groups_20 | Energy Efficient Laboratory Fume Hood | 0.6617% | 0.64849 | 4.6301 | Commercial_2031_SC C_million_m3_After Competition Groups_Energy Efficient Laboratory Fume Hood
Commercial | Com ¦ High Efficiency Underfired Broilers | 2031 | SC C | million_m3 | After Competition Groups | 4.1939 | 209830.6817 | 0.20983 | 699.7782 | 0.0059932 | 21 | Commercial_2031_SC C_million_m3_After Competition Groups_21 | High Efficiency Underfired Broilers | 0.5993% | 0.20983 | 4.1939 | Commercial_2031_SC C_million_m3_After Competition Groups_High Efficiency Underfired Broilers
Commercial | Com ¦ ENERGY STAR Fryer (84% eff) | 2031 | SC C | million_m3 | After Competition Groups | 4.0724 | 321264.8966 | 0.32126 | 699.7782 | 0.0058195 | 22 | Commercial_2031_SC C_million_m3_After Competition Groups_22 | ENERGY STAR Fryer (84% eff) | 0.582% | 0.32126 | 4.0724 | Commercial_2031_SC C_million_m3_After Competition Groups_ENERGY STAR Fryer (84% eff)
Commercial | Com ¦ Ozone Laundry Treatment | 2031 | SC C | million_m3 | After Competition Groups | 2.8109 | 379065.094 | 0.37907 | 699.7782 | 0.0040168 | 23 | Commercial_2031_SC C_million_m3_After Competition Groups_23 | Ozone Laundry Treatment | 0.4017% | 0.37907 | 2.8109 | Commercial_2031_SC C_million_m3_After Competition Groups_Ozone Laundry Treatment
Commercial | Com ¦ Infrared Heaters | 2031 | SC C | million_m3 | After Competition Groups | 2.0568 | 409059.0868 | 0.40906 | 699.7782 | 0.0029392 | 24 | Commercial_2031_SC C_million_m3_After Competition Groups_24 | Infrared Heaters | 0.2939% | 0.40906 | 2.0568 | Commercial_2031_SC C_million_m3_After Competition Groups_Infrared Heaters
Commercial | Com ¦ ENERGY STAR Griddle (74% eff) | 2031 | SC C | million_m3 | After Competition Groups | 1.9698 | 162485.7496 | 0.16249 | 699.7782 | 0.0028149 | 25 | Commercial_2031_SC C_million_m3_After Competition Groups_25 | ENERGY STAR Griddle (74% eff) | 0.2815% | 0.16249 | 1.9698 | Commercial_2031_SC C_million_m3_After Competition Groups_ENERGY STAR Griddle (74% eff)
Commercial | Com ¦ ENERGY STAR Dishwasher | 2031 | SC C | million_m3 | After Competition Groups | 1.4664 | 157480.5377 | 0.15748 | 699.7782 | 0.0020956 | 26 | Commercial_2031_SC C_million_m3_After Competition Groups_26 | ENERGY STAR Dishwasher | 0.2096% | 0.15748 | 1.4664 | Commercial_2031_SC C_million_m3_After Competition Groups_ENERGY STAR Dishwasher
Commercial | Com ¦ CEE Tier 2/Energy Star Clothes Washers | 2031 | SC C | million_m3 | After Competition Groups | 0.74832 | 39734.8517 | 0.039735 | 699.7782 | 0.0010694 | 27 | Commercial_2031_SC C_million_m3_After Competition Groups_27 | CEE Tier 2/Energy Star Clothes Washers | 0.1069% | 0.039735 | 0.74832 | Commercial_2031_SC C_million_m3_After Competition Groups_CEE Tier 2/Energy Star Clothes Washers
Commercial | Com ¦ Drain Water Heat Recovery (DWHR) ¦ Retro | 2031 | SC C | million_m3 | After Competition Groups | 0.60316 | 33659.8578 | 0.03366 | 699.7782 | 0.00086193 | 28 | Commercial_2031_SC C_million_m3_After Competition Groups_28 | Drain Water Heat Recovery (DWHR) ¦ Retro | 0.08619% | 0.03366 | 0.60316 | Commercial_2031_SC C_million_m3_After Competition Groups_Drain Water Heat Recovery (DWHR) ¦ Retro
Commercial | Com ¦ Energy Recovery Ventilation and Ventilation (Enhanced) | 2031 | SC C | million_m3 | After Competition Groups | 0.55886 | 94969.2083 | 0.094969 | 699.7782 | 0.00079863 | 29 | Commercial_2031_SC C_million_m3_After Competition Groups_29 | Energy Recovery Ventilation and Ventilation (Enhanced) | 0.07986% | 0.094969 | 0.55886 | Commercial_2031_SC C_million_m3_After Competition Groups_Energy Recovery Ventilation and Ventilation (Enhanced)
Commercial | Com ¦ ENERGY STAR Steam Cooker | 2031 | SC C | million_m3 | After Competition Groups | 0.3639 | 14170.8146 | 0.014171 | 699.7782 | 0.00052002 | 30 | Commercial_2031_SC C_million_m3_After Competition Groups_30 | ENERGY STAR Steam Cooker | 0.052% | 0.014171 | 0.3639 | Commercial_2031_SC C_million_m3_After Competition Groups_ENERGY STAR Steam Cooker
Commercial | Com ¦ Low Flow Pre-Rinse Spray Nozzle | 2031 | SC C | million_m3 | After Competition Groups | 0.35756 | 11812.7533 | 0.011813 | 699.7782 | 0.00051097 | 31 | Commercial_2031_SC C_million_m3_After Competition Groups_31 | Low Flow Pre-Rinse Spray Nozzle | 0.0511% | 0.011813 | 0.35756 | Commercial_2031_SC C_million_m3_After Competition Groups_Low Flow Pre-Rinse Spray Nozzle
Commercial | Com ¦ Drain Water Heat Recovery (DWHR) ¦New | 2031 | SC C | million_m3 | After Competition Groups | 0.16431 | 13692.8114 | 0.013693 | 699.7782 | 0.00023481 | 32 | Commercial_2031_SC C_million_m3_After Competition Groups_32 | Drain Water Heat Recovery (DWHR) ¦New | 0.02348% | 0.013693 | 0.16431 | Commercial_2031_SC C_million_m3_After Competition Groups_Drain Water Heat Recovery (DWHR) ¦New
Commercial | Com ¦ Heat Recovery Ventilator | 2031 | SC C | million_m3 | After Competition Groups | 0.16282 | 21945.3566 | 0.021945 | 699.7782 | 0.00023267 | 33 | Commercial_2031_SC C_million_m3_After Competition Groups_33 | Heat Recovery Ventilator | 0.02327% | 0.021945 | 0.16282 | Commercial_2031_SC C_million_m3_After Competition Groups_Heat Recovery Ventilator
Commercial | Com ¦ Solar Water Preheat (Pools/DHW) | 2031 | SC C | million_m3 | After Competition Groups | 0.053591 | 6947.2864 | 0.0069473 | 699.7782 | 7.6583e-05 | 34 | Commercial_2031_SC C_million_m3_After Competition Groups_34 | Solar Water Preheat (Pools/DHW) | 0.007658% | 0.0069473 | 0.053591 | Commercial_2031_SC C_million_m3_After Competition Groups_Solar Water Preheat (Pools/DHW)
Commercial | Com ¦ Gas Heat Pump Water Heater | 2031 | SC C | million_m3 | After Competition Groups | 0.0047763 | 1278.394 | 0.0012784 | 699.7782 | 6.8255e-06 | 35 | Commercial_2031_SC C_million_m3_After Competition Groups_35 | Gas Heat Pump Water Heater | 0.0006825% | 0.0012784 | 0.0047763 | Commercial_2031_SC C_million_m3_After Competition Groups_Gas Heat Pump Water Heater
Commercial | Com ¦ Air Curtains | 2031 | SC C | million_m3 | After Competition Groups | 0.00039574 | 67.2397 | 6.724e-05 | 699.7782 | 5.6552e-07 | 36 | Commercial_2031_SC C_million_m3_After Competition Groups_36 | Air Curtains | 5.655e-05% | 6.724e-05 | 0.00039574 | Commercial_2031_SC C_million_m3_After Competition Groups_Air Curtains
Commercial | Com ¦ Condensing Boiler ¦ Std | 2031 | Technical | million_m3 | After Competition Groups | 257.2716 | 0 | 0 | 2092.4687 | 0.12295 | 1 | Commercial_2031_Technical_million_m3_After Competition Groups_1 | Condensing Boiler ¦ Std | 12.3% | 0 | 257.2716 | Commercial_2031_Technical_million_m3_After Competition Groups_Condensing Boiler ¦ Std
Commercial | Com ¦ Building Recommissioning, Operations and Maintenance (O&M) Improvements | 2031 | Technical | million_m3 | After Competition Groups | 230.9338 | 0 | 0 | 2092.4687 | 0.11036 | 2 | Commercial_2031_Technical_million_m3_After Competition Groups_2 | Building Recommissioning, Operations and Maintenance (O&M) Improvements | 11.04% | 0 | 230.9338 | Commercial_2031_Technical_million_m3_After Competition Groups_Building Recommissioning, Operations and Maintenance (O&M) Improvements
Commercial | Com ¦ Demand Control Ventilation | 2031 | Technical | million_m3 | After Competition Groups | 199.4493 | 0 | 0 | 2092.4687 | 0.095318 | 3 | Commercial_2031_Technical_million_m3_After Competition Groups_3 | Demand Control Ventilation | 9.532% | 0 | 199.4493 | Commercial_2031_Technical_million_m3_After Competition Groups_Demand Control Ventilation
Commercial | Com ¦ Gas Fired Rooftop Units | 2031 | Technical | million_m3 | After Competition Groups | 181.2187 | 0 | 0 | 2092.4687 | 0.086605 | 4 | Commercial_2031_Technical_million_m3_After Competition Groups_4 | Gas Fired Rooftop Units | 8.661% | 0 | 181.2187 | Commercial_2031_Technical_million_m3_After Competition Groups_Gas Fired Rooftop Units
Commercial | Com ¦ Boilers - Advanced Controls (Steam Systems) | 2031 | Technical | million_m3 | After Competition Groups | 143.7567 | 0 | 0 | 2092.4687 | 0.068702 | 5 | Commercial_2031_Technical_million_m3_After Competition Groups_5 | Boilers - Advanced Controls (Steam Systems) | 6.87% | 0 | 143.7567 | Commercial_2031_Technical_million_m3_After Competition Groups_Boilers - Advanced Controls (Steam Systems)
Commercial | Com ¦ Adaptive Thermostats | 2031 | Technical | million_m3 | After Competition Groups | 132.6369 | 0 | 0 | 2092.4687 | 0.063388 | 6 | Commercial_2031_Technical_million_m3_After Competition Groups_6 | Adaptive Thermostats | 6.339% | 0 | 132.6369 | Commercial_2031_Technical_million_m3_After Competition Groups_Adaptive Thermostats
Commercial | Com ¦ Condensing Make Up Air Unit | 2031 | Technical | million_m3 | After Competition Groups | 89.4135 | 0 | 0 | 2092.4687 | 0.042731 | 7 | Commercial_2031_Technical_million_m3_After Competition Groups_7 | Condensing Make Up Air Unit | 4.273% | 0 | 89.4135 | Commercial_2031_Technical_million_m3_After Competition Groups_Condensing Make Up Air Unit
Commercial | Com ¦ Air Handler with Dedicated Outdoor Air Systems | 2031 | Technical | million_m3 | After Competition Groups | 86.1544 | 0 | 0 | 2092.4687 | 0.041174 | 8 | Commercial_2031_Technical_million_m3_After Competition Groups_8 | Air Handler with Dedicated Outdoor Air Systems | 4.117% | 0 | 86.1544 | Commercial_2031_Technical_million_m3_After Competition Groups_Air Handler with Dedicated Outdoor Air Systems
Commercial | Com ¦ Gas Fired Heat Pump | 2031 | Technical | million_m3 | After Competition Groups | 74.767 | 0 | 0 | 2092.4687 | 0.035731 | 9 | Commercial_2031_Technical_million_m3_After Competition Groups_9 | Gas Fired Heat Pump | 3.573% | 0 | 74.767 | Commercial_2031_Technical_million_m3_After Competition Groups_Gas Fired Heat Pump
Commercial | Com ¦ Advanced BAS/Controllers | 2031 | Technical | million_m3 | After Competition Groups | 74.2736 | 0 | 0 | 2092.4687 | 0.035496 | 10 | Commercial_2031_Technical_million_m3_After Competition Groups_10 | Advanced BAS/Controllers | 3.55% | 0 | 74.2736 | Commercial_2031_Technical_million_m3_After Competition Groups_Advanced BAS/Controllers
Commercial | Com ¦ Education and Capacity Building/Energy Behavior | 2031 | Technical | million_m3 | After Competition Groups | 73.3795 | 0 | 0 | 2092.4687 | 0.035068 | 11 | Commercial_2031_Technical_million_m3_After Competition Groups_11 | Education and Capacity Building/Energy Behavior | 3.507% | 0 | 73.3795 | Commercial_2031_Technical_million_m3_After Competition Groups_Education and Capacity Building/Energy Behavior
Commercial | Com ¦ Demand Control Kitchen Ventilation | 2031 | Technical | million_m3 | After Competition Groups | 67.132 | 0 | 0 | 2092.4687 | 0.032083 | 12 | Commercial_2031_Technical_million_m3_After Competition Groups_12 | Demand Control Kitchen Ventilation | 3.208% | 0 | 67.132 | Commercial_2031_Technical_million_m3_After Competition Groups_Demand Control Kitchen Ventilation
Commercial | Com ¦ Energy Recovery Ventilation and Ventilation (Enhanced) | 2031 | Technical | million_m3 | After Competition Groups | 60.948 | 0 | 0 | 2092.4687 | 0.029127 | 13 | Commercial_2031_Technical_million_m3_After Competition Groups_13 | Energy Recovery Ventilation and Ventilation (Enhanced) | 2.913% | 0 | 60.948 | Commercial_2031_Technical_million_m3_After Competition Groups_Energy Recovery Ventilation and Ventilation (Enhanced)
Commercial | Com ¦ Condensing Unit Heaters or other Efficient Unit Heating System | 2031 | Technical | million_m3 | After Competition Groups | 52.7732 | 0 | 0 | 2092.4687 | 0.025221 | 14 | Commercial_2031_Technical_million_m3_After Competition Groups_14 | Condensing Unit Heaters or other Efficient Unit Heating System | 2.522% | 0 | 52.7732 | Commercial_2031_Technical_million_m3_After Competition Groups_Condensing Unit Heaters or other Efficient Unit Heating System
Commercial | Com ¦ Steam System Optimization | 2031 | Technical | million_m3 | After Competition Groups | 46.3459 | 0 | 0 | 2092.4687 | 0.022149 | 15 | Commercial_2031_Technical_million_m3_After Competition Groups_15 | Steam System Optimization | 2.215% | 0 | 46.3459 | Commercial_2031_Technical_million_m3_After Competition Groups_Steam System Optimization
Commercial | Com ¦ Destratification | 2031 | Technical | million_m3 | After Competition Groups | 44.593 | 0 | 0 | 2092.4687 | 0.021311 | 16 | Commercial_2031_Technical_million_m3_After Competition Groups_16 | Destratification | 2.131% | 0 | 44.593 | Commercial_2031_Technical_million_m3_After Competition Groups_Destratification
Commercial | Com ¦ Furnace Tune-Up | 2031 | Technical | million_m3 | After Competition Groups | 43.6939 | 0 | 0 | 2092.4687 | 0.020882 | 17 | Commercial_2031_Technical_million_m3_After Competition Groups_17 | Furnace Tune-Up | 2.088% | 0 | 43.6939 | Commercial_2031_Technical_million_m3_After Competition Groups_Furnace Tune-Up
Commercial | Com ¦ High Efficiency Condensing Furnace AFUE 95% from 80% code | 2031 | Technical | million_m3 | After Competition Groups | 32.0969 | 0 | 0 | 2092.4687 | 0.015339 | 18 | Commercial_2031_Technical_million_m3_After Competition Groups_18 | High Efficiency Condensing Furnace AFUE 95% from 80% code | 1.534% | 0 | 32.0969 | Commercial_2031_Technical_million_m3_After Competition Groups_High Efficiency Condensing Furnace AFUE 95% from 80% code
Commercial | Com ¦ Heat Recovery Ventilator | 2031 | Technical | million_m3 | After Competition Groups | 29.4249 | 0 | 0 | 2092.4687 | 0.014062 | 19 | Commercial_2031_Technical_million_m3_After Competition Groups_19 | Heat Recovery Ventilator | 1.406% | 0 | 29.4249 | Commercial_2031_Technical_million_m3_After Competition Groups_Heat Recovery Ventilator
Commercial | Com ¦ Wall Insulation | 2031 | Technical | million_m3 | After Competition Groups | 24.4352 | 0 | 0 | 2092.4687 | 0.011678 | 20 | Commercial_2031_Technical_million_m3_After Competition Groups_20 | Wall Insulation | 1.168% | 0 | 24.4352 | Commercial_2031_Technical_million_m3_After Competition Groups_Wall Insulation
Commercial | Com ¦ Super-High Efficiency Furnaces (Emerging Tech) | 2031 | Technical | million_m3 | After Competition Groups | 22.5995 | 0 | 0 | 2092.4687 | 0.0108 | 21 | Commercial_2031_Technical_million_m3_After Competition Groups_21 | Super-High Efficiency Furnaces (Emerging Tech) | 1.08% | 0 | 22.5995 | Commercial_2031_Technical_million_m3_After Competition Groups_Super-High Efficiency Furnaces (Emerging Tech)
Commercial | Com ¦ Energy Efficient Laboratory Fume Hood | 2031 | Technical | million_m3 | After Competition Groups | 17.2533 | 0 | 0 | 2092.4687 | 0.0082454 | 22 | Commercial_2031_Technical_million_m3_After Competition Groups_22 | Energy Efficient Laboratory Fume Hood | 0.8245% | 0 | 17.2533 | Commercial_2031_Technical_million_m3_After Competition Groups_Energy Efficient Laboratory Fume Hood
Commercial | Com ¦ Boiler Measures | 2031 | Technical | million_m3 | After Competition Groups | 16.2944 | 0 | 0 | 2092.4687 | 0.0077872 | 23 | Commercial_2031_Technical_million_m3_After Competition Groups_23 | Boiler Measures | 0.7787% | 0 | 16.2944 | Commercial_2031_Technical_million_m3_After Competition Groups_Boiler Measures
Commercial | Com ¦ Demand controlled Circulating Systems | 2031 | Technical | million_m3 | After Competition Groups | 12.836 | 0 | 0 | 2092.4687 | 0.0061344 | 24 | Commercial_2031_Technical_million_m3_After Competition Groups_24 | Demand controlled Circulating Systems | 0.6134% | 0 | 12.836 | Commercial_2031_Technical_million_m3_After Competition Groups_Demand controlled Circulating Systems
Commercial | Com ¦ Duct Insulation, R8 | 2031 | Technical | million_m3 | After Competition Groups | 10.0275 | 0 | 0 | 2092.4687 | 0.0047922 | 25 | Commercial_2031_Technical_million_m3_After Competition Groups_25 | Duct Insulation, R8 | 0.4792% | 0 | 10.0275 | Commercial_2031_Technical_million_m3_After Competition Groups_Duct Insulation, R8
Commercial | Com ¦ Roof Insulation/Ceiling Insulation (R25 Code to R35) | 2031 | Technical | million_m3 | After Competition Groups | 8.7842 | 0 | 0 | 2092.4687 | 0.004198 | 26 | Commercial_2031_Technical_million_m3_After Competition Groups_26 | Roof Insulation/Ceiling Insulation (R25 Code to R35) | 0.4198% | 0 | 8.7842 | Commercial_2031_Technical_million_m3_After Competition Groups_Roof Insulation/Ceiling Insulation (R25 Code to R35)
Commercial | Com ¦ ENERGY STAR Fryer (84% eff) | 2031 | Technical | million_m3 | After Competition Groups | 7.9434 | 0 | 0 | 2092.4687 | 0.0037962 | 27 | Commercial_2031_Technical_million_m3_After Competition Groups_27 | ENERGY STAR Fryer (84% eff) | 0.3796% | 0 | 7.9434 | Commercial_2031_Technical_million_m3_After Competition Groups_ENERGY STAR Fryer (84% eff)
Commercial | Com ¦ Infrared Heaters | 2031 | Technical | million_m3 | After Competition Groups | 7.8917 | 0 | 0 | 2092.4687 | 0.0037715 | 28 | Commercial_2031_Technical_million_m3_After Competition Groups_28 | Infrared Heaters | 0.3771% | 0 | 7.8917 | Commercial_2031_Technical_million_m3_After Competition Groups_Infrared Heaters
Commercial | Com ¦ Ozone Laundry Treatment | 2031 | Technical | million_m3 | After Competition Groups | 7.5483 | 0 | 0 | 2092.4687 | 0.0036074 | 29 | Commercial_2031_Technical_million_m3_After Competition Groups_29 | Ozone Laundry Treatment | 0.3607% | 0 | 7.5483 | Commercial_2031_Technical_million_m3_After Competition Groups_Ozone Laundry Treatment
Commercial | Com ¦ Condensing Storage Water Heater | 2031 | Technical | million_m3 | After Competition Groups | 6.8848 | 0 | 0 | 2092.4687 | 0.0032903 | 30 | Commercial_2031_Technical_million_m3_After Competition Groups_30 | Condensing Storage Water Heater | 0.329% | 0 | 6.8848 | Commercial_2031_Technical_million_m3_After Competition Groups_Condensing Storage Water Heater
Commercial | Com ¦ High Efficiency Underfired Broilers | 2031 | Technical | million_m3 | After Competition Groups | 6.7414 | 0 | 0 | 2092.4687 | 0.0032217 | 31 | Commercial_2031_Technical_million_m3_After Competition Groups_31 | High Efficiency Underfired Broilers | 0.3222% | 0 | 6.7414 | Commercial_2031_Technical_million_m3_After Competition Groups_High Efficiency Underfired Broilers
Commercial | Com ¦ ENERGY STAR Griddle (74% eff) | 2031 | Technical | million_m3 | After Competition Groups | 5.2113 | 0 | 0 | 2092.4687 | 0.0024905 | 32 | Commercial_2031_Technical_million_m3_After Competition Groups_32 | ENERGY STAR Griddle (74% eff) | 0.249% | 0 | 5.2113 | Commercial_2031_Technical_million_m3_After Competition Groups_ENERGY STAR Griddle (74% eff)
Commercial | Com ¦ HOTEL OCCUPANCY CONTROLS (HVAC + LIGHTING) | 2031 | Technical | million_m3 | After Competition Groups | 3.7792 | 0 | 0 | 2092.4687 | 0.0018061 | 33 | Commercial_2031_Technical_million_m3_After Competition Groups_33 | HOTEL OCCUPANCY CONTROLS (HVAC + LIGHTING) | 0.1806% | 0 | 3.7792 | Commercial_2031_Technical_million_m3_After Competition Groups_HOTEL OCCUPANCY CONTROLS (HVAC + LIGHTING)
Commercial | Com ¦ ENERGY STAR Dishwasher | 2031 | Technical | million_m3 | After Competition Groups | 3.6902 | 0 | 0 | 2092.4687 | 0.0017635 | 34 | Commercial_2031_Technical_million_m3_After Competition Groups_34 | ENERGY STAR Dishwasher | 0.1764% | 0 | 3.6902 | Commercial_2031_Technical_million_m3_After Competition Groups_ENERGY STAR Dishwasher
Commercial | Com ¦ Ice Rink Heat Recovery | 2031 | Technical | million_m3 | After Competition Groups | 3.2231 | 0 | 0 | 2092.4687 | 0.0015403 | 35 | Commercial_2031_Technical_million_m3_After Competition Groups_35 | Ice Rink Heat Recovery | 0.154% | 0 | 3.2231 | Commercial_2031_Technical_million_m3_After Competition Groups_Ice Rink Heat Recovery
Commercial | Com ¦ Dock Door Seals | 2031 | Technical | million_m3 | After Competition Groups | 2.3274 | 0 | 0 | 2092.4687 | 0.0011123 | 36 | Commercial_2031_Technical_million_m3_After Competition Groups_36 | Dock Door Seals | 0.1112% | 0 | 2.3274 | Commercial_2031_Technical_million_m3_After Competition Groups_Dock Door Seals
Commercial | Com ¦ CEE Tier 2/Energy Star Clothes Washers | 2031 | Technical | million_m3 | After Competition Groups | 1.2258 | 0 | 0 | 2092.4687 | 0.00058581 | 37 | Commercial_2031_Technical_million_m3_After Competition Groups_37 | CEE Tier 2/Energy Star Clothes Washers | 0.05858% | 0 | 1.2258 | Commercial_2031_Technical_million_m3_After Competition Groups_CEE Tier 2/Energy Star Clothes Washers
Commercial | Com ¦ Drain Water Heat Recovery (DWHR) ¦ Retro | 2031 | Technical | million_m3 | After Competition Groups | 1.0613 | 0 | 0 | 2092.4687 | 0.00050718 | 38 | Commercial_2031_Technical_million_m3_After Competition Groups_38 | Drain Water Heat Recovery (DWHR) ¦ Retro | 0.05072% | 0 | 1.0613 | Commercial_2031_Technical_million_m3_After Competition Groups_Drain Water Heat Recovery (DWHR) ¦ Retro
Commercial | Com ¦ Low Flow Pre-Rinse Spray Nozzle | 2031 | Technical | million_m3 | After Competition Groups | 0.68964 | 0 | 0 | 2092.4687 | 0.00032958 | 39 | Commercial_2031_Technical_million_m3_After Competition Groups_39 | Low Flow Pre-Rinse Spray Nozzle | 0.03296% | 0 | 0.68964 | Commercial_2031_Technical_million_m3_After Competition Groups_Low Flow Pre-Rinse Spray Nozzle
Commercial | Com ¦ ENERGY STAR Steam Cooker | 2031 | Technical | million_m3 | After Competition Groups | 0.56839 | 0 | 0 | 2092.4687 | 0.00027164 | 40 | Commercial_2031_Technical_million_m3_After Competition Groups_40 | ENERGY STAR Steam Cooker | 0.02716% | 0 | 0.56839 | Commercial_2031_Technical_million_m3_After Competition Groups_ENERGY STAR Steam Cooker
Commercial | Com ¦ Drain Water Heat Recovery (DWHR) ¦New | 2031 | Technical | million_m3 | After Competition Groups | 0.50035 | 0 | 0 | 2092.4687 | 0.00023912 | 41 | Commercial_2031_Technical_million_m3_After Competition Groups_41 | Drain Water Heat Recovery (DWHR) ¦New | 0.02391% | 0 | 0.50035 | Commercial_2031_Technical_million_m3_After Competition Groups_Drain Water Heat Recovery (DWHR) ¦New
Commercial | Com ¦ Solar Water Preheat (Pools/DHW) | 2031 | Technical | million_m3 | After Competition Groups | 0.2763 | 0 | 0 | 2092.4687 | 0.00013204 | 42 | Commercial_2031_Technical_million_m3_After Competition Groups_42 | Solar Water Preheat (Pools/DHW) | 0.0132% | 0 | 0.2763 | Commercial_2031_Technical_million_m3_After Competition Groups_Solar Water Preheat (Pools/DHW)
Commercial | Com ¦ Air Curtains | 2031 | Technical | million_m3 | After Competition Groups | 0.14293 | 0 | 0 | 2092.4687 | 6.8306e-05 | 43 | Commercial_2031_Technical_million_m3_After Competition Groups_43 | Air Curtains | 0.006831% | 0 | 0.14293 | Commercial_2031_Technical_million_m3_After Competition Groups_Air Curtains
Commercial | Com ¦ Gas Convection Oven | 2031 | Technical | million_m3 | After Competition Groups | 0.13459 | 0 | 0 | 2092.4687 | 6.4323e-05 | 44 | Commercial_2031_Technical_million_m3_After Competition Groups_44 | Gas Convection Oven | 0.006432% | 0 | 0.13459 | Commercial_2031_Technical_million_m3_After Competition Groups_Gas Convection Oven
Commercial | Com ¦ Solar Preheat Make up Air | 2031 | Technical | million_m3 | After Competition Groups | 0.058022 | 0 | 0 | 2092.4687 | 2.7729e-05 | 45 | Commercial_2031_Technical_million_m3_After Competition Groups_45 | Solar Preheat Make up Air | 0.002773% | 0 | 0.058022 | Commercial_2031_Technical_million_m3_After Competition Groups_Solar Preheat Make up Air
Commercial | Com ¦ Super High Perf Glazing ¦RET | 2031 | Technical | million_m3 | After Competition Groups | 0.05243 | 0 | 0 | 2092.4687 | 2.5056e-05 | 46 | Commercial_2031_Technical_million_m3_After Competition Groups_46 | Super High Perf Glazing ¦RET | 0.002506% | 0 | 0.05243 | Commercial_2031_Technical_million_m3_After Competition Groups_Super High Perf Glazing ¦RET
Commercial | Com ¦ Super High Perf Glazing ¦New | 2031 | Technical | million_m3 | After Competition Groups | 0.025335 | 0 | 0 | 2092.4687 | 1.2108e-05 | 47 | Commercial_2031_Technical_million_m3_After Competition Groups_47 | Super High Perf Glazing ¦New | 0.001211% | 0 | 0.025335 | Commercial_2031_Technical_million_m3_After Competition Groups_Super High Perf Glazing ¦New
Commercial | Com ¦ Condensing Boiler ¦ Std | 2032 | Economic | million_m3 | After Competition Groups | 272.832 | 0 | 0 | 1936.2804 | 0.14091 | 1 | Commercial_2032_Economic_million_m3_After Competition Groups_1 | Condensing Boiler ¦ Std | 14.09% | 0 | 272.832 | Commercial_2032_Economic_million_m3_After Competition Groups_Condensing Boiler ¦ Std
Commercial | Com ¦ Building Recommissioning, Operations and Maintenance (O&M) Improvements | 2032 | Economic | million_m3 | After Competition Groups | 226.2921 | 0 | 0 | 1936.2804 | 0.11687 | 2 | Commercial_2032_Economic_million_m3_After Competition Groups_2 | Building Recommissioning, Operations and Maintenance (O&M) Improvements | 11.69% | 0 | 226.2921 | Commercial_2032_Economic_million_m3_After Competition Groups_Building Recommissioning, Operations and Maintenance (O&M) Improvements
Commercial | Com ¦ Demand Control Ventilation | 2032 | Economic | million_m3 | After Competition Groups | 195.7189 | 0 | 0 | 1936.2804 | 0.10108 | 3 | Commercial_2032_Economic_million_m3_After Competition Groups_3 | Demand Control Ventilation | 10.11% | 0 | 195.7189 | Commercial_2032_Economic_million_m3_After Competition Groups_Demand Control Ventilation
Commercial | Com ¦ Gas Fired Rooftop Units | 2032 | Economic | million_m3 | After Competition Groups | 190.8945 | 0 | 0 | 1936.2804 | 0.098588 | 4 | Commercial_2032_Economic_million_m3_After Competition Groups_4 | Gas Fired Rooftop Units | 9.859% | 0 | 190.8945 | Commercial_2032_Economic_million_m3_After Competition Groups_Gas Fired Rooftop Units
Commercial | Com ¦ Boilers - Advanced Controls (Steam Systems) | 2032 | Economic | million_m3 | After Competition Groups | 144.8832 | 0 | 0 | 1936.2804 | 0.074826 | 5 | Commercial_2032_Economic_million_m3_After Competition Groups_5 | Boilers - Advanced Controls (Steam Systems) | 7.483% | 0 | 144.8832 | Commercial_2032_Economic_million_m3_After Competition Groups_Boilers - Advanced Controls (Steam Systems)
Commercial | Com ¦ Adaptive Thermostats | 2032 | Economic | million_m3 | After Competition Groups | 132.8467 | 0 | 0 | 1936.2804 | 0.068609 | 6 | Commercial_2032_Economic_million_m3_After Competition Groups_6 | Adaptive Thermostats | 6.861% | 0 | 132.8467 | Commercial_2032_Economic_million_m3_After Competition Groups_Adaptive Thermostats
Commercial | Com ¦ Condensing Make Up Air Unit | 2032 | Economic | million_m3 | After Competition Groups | 94.6852 | 0 | 0 | 1936.2804 | 0.048901 | 7 | Commercial_2032_Economic_million_m3_After Competition Groups_7 | Condensing Make Up Air Unit | 4.89% | 0 | 94.6852 | Commercial_2032_Economic_million_m3_After Competition Groups_Condensing Make Up Air Unit
Commercial | Com ¦ Air Handler with Dedicated Outdoor Air Systems | 2032 | Economic | million_m3 | After Competition Groups | 84.4227 | 0 | 0 | 1936.2804 | 0.0436 | 8 | Commercial_2032_Economic_million_m3_After Competition Groups_8 | Air Handler with Dedicated Outdoor Air Systems | 4.36% | 0 | 84.4227 | Commercial_2032_Economic_million_m3_After Competition Groups_Air Handler with Dedicated Outdoor Air Systems
Commercial | Com ¦ Gas Fired Heat Pump | 2032 | Economic | million_m3 | After Competition Groups | 78.3292 | 0 | 0 | 1936.2804 | 0.040453 | 9 | Commercial_2032_Economic_million_m3_After Competition Groups_9 | Gas Fired Heat Pump | 4.045% | 0 | 78.3292 | Commercial_2032_Economic_million_m3_After Competition Groups_Gas Fired Heat Pump
Commercial | Com ¦ Advanced BAS/Controllers | 2032 | Economic | million_m3 | After Competition Groups | 74.8238 | 0 | 0 | 1936.2804 | 0.038643 | 10 | Commercial_2032_Economic_million_m3_After Competition Groups_10 | Advanced BAS/Controllers | 3.864% | 0 | 74.8238 | Commercial_2032_Economic_million_m3_After Competition Groups_Advanced BAS/Controllers
Commercial | Com ¦ Education and Capacity Building/Energy Behavior | 2032 | Economic | million_m3 | After Competition Groups | 70.2435 | 0 | 0 | 1936.2804 | 0.036278 | 11 | Commercial_2032_Economic_million_m3_After Competition Groups_11 | Education and Capacity Building/Energy Behavior | 3.628% | 0 | 70.2435 | Commercial_2032_Economic_million_m3_After Competition Groups_Education and Capacity Building/Energy Behavior
Commercial | Com ¦ Demand Control Kitchen Ventilation | 2032 | Economic | million_m3 | After Competition Groups | 68.563 | 0 | 0 | 1936.2804 | 0.03541 | 12 | Commercial_2032_Economic_million_m3_After Competition Groups_12 | Demand Control Kitchen Ventilation | 3.541% | 0 | 68.563 | Commercial_2032_Economic_million_m3_After Competition Groups_Demand Control Kitchen Ventilation
Commercial | Com ¦ Condensing Unit Heaters or other Efficient Unit Heating System | 2032 | Economic | million_m3 | After Competition Groups | 55.804 | 0 | 0 | 1936.2804 | 0.02882 | 13 | Commercial_2032_Economic_million_m3_After Competition Groups_13 | Condensing Unit Heaters or other Efficient Unit Heating System | 2.882% | 0 | 55.804 | Commercial_2032_Economic_million_m3_After Competition Groups_Condensing Unit Heaters or other Efficient Unit Heating System
Commercial | Com ¦ Steam System Optimization | 2032 | Economic | million_m3 | After Competition Groups | 45.4143 | 0 | 0 | 1936.2804 | 0.023454 | 14 | Commercial_2032_Economic_million_m3_After Competition Groups_14 | Steam System Optimization | 2.345% | 0 | 45.4143 | Commercial_2032_Economic_million_m3_After Competition Groups_Steam System Optimization
Commercial | Com ¦ Destratification | 2032 | Economic | million_m3 | After Competition Groups | 43.606 | 0 | 0 | 1936.2804 | 0.02252 | 15 | Commercial_2032_Economic_million_m3_After Competition Groups_15 | Destratification | 2.252% | 0 | 43.606 | Commercial_2032_Economic_million_m3_After Competition Groups_Destratification
Commercial | Com ¦ Furnace Tune-Up | 2032 | Economic | million_m3 | After Competition Groups | 42.8157 | 0 | 0 | 1936.2804 | 0.022112 | 16 | Commercial_2032_Economic_million_m3_After Competition Groups_16 | Furnace Tune-Up | 2.211% | 0 | 42.8157 | Commercial_2032_Economic_million_m3_After Competition Groups_Furnace Tune-Up
Commercial | Com ¦ Wall Insulation | 2032 | Economic | million_m3 | After Competition Groups | 23.9441 | 0 | 0 | 1936.2804 | 0.012366 | 17 | Commercial_2032_Economic_million_m3_After Competition Groups_17 | Wall Insulation | 1.237% | 0 | 23.9441 | Commercial_2032_Economic_million_m3_After Competition Groups_Wall Insulation
Commercial | Com ¦ Energy Efficient Laboratory Fume Hood | 2032 | Economic | million_m3 | After Competition Groups | 16.9065 | 0 | 0 | 1936.2804 | 0.0087314 | 18 | Commercial_2032_Economic_million_m3_After Competition Groups_18 | Energy Efficient Laboratory Fume Hood | 0.8731% | 0 | 16.9065 | Commercial_2032_Economic_million_m3_After Competition Groups_Energy Efficient Laboratory Fume Hood
Commercial | Com ¦ Demand controlled Circulating Systems | 2032 | Economic | million_m3 | After Competition Groups | 12.578 | 0 | 0 | 1936.2804 | 0.0064959 | 19 | Commercial_2032_Economic_million_m3_After Competition Groups_19 | Demand controlled Circulating Systems | 0.6496% | 0 | 12.578 | Commercial_2032_Economic_million_m3_After Competition Groups_Demand controlled Circulating Systems
Commercial | Com ¦ Duct Insulation, R8 | 2032 | Economic | million_m3 | After Competition Groups | 9.826 | 0 | 0 | 1936.2804 | 0.0050747 | 20 | Commercial_2032_Economic_million_m3_After Competition Groups_20 | Duct Insulation, R8 | 0.5075% | 0 | 9.826 | Commercial_2032_Economic_million_m3_After Competition Groups_Duct Insulation, R8
Commercial | Com ¦ ENERGY STAR Fryer (84% eff) | 2032 | Economic | million_m3 | After Competition Groups | 8.3287 | 0 | 0 | 1936.2804 | 0.0043014 | 21 | Commercial_2032_Economic_million_m3_After Competition Groups_21 | ENERGY STAR Fryer (84% eff) | 0.4301% | 0 | 8.3287 | Commercial_2032_Economic_million_m3_After Competition Groups_ENERGY STAR Fryer (84% eff)
Commercial | Com ¦ Infrared Heaters | 2032 | Economic | million_m3 | After Competition Groups | 8.2996 | 0 | 0 | 1936.2804 | 0.0042863 | 22 | Commercial_2032_Economic_million_m3_After Competition Groups_22 | Infrared Heaters | 0.4286% | 0 | 8.2996 | Commercial_2032_Economic_million_m3_After Competition Groups_Infrared Heaters
Commercial | Com ¦ Ozone Laundry Treatment | 2032 | Economic | million_m3 | After Competition Groups | 7.589 | 0 | 0 | 1936.2804 | 0.0039193 | 23 | Commercial_2032_Economic_million_m3_After Competition Groups_23 | Ozone Laundry Treatment | 0.3919% | 0 | 7.589 | Commercial_2032_Economic_million_m3_After Competition Groups_Ozone Laundry Treatment
Commercial | Com ¦ High Efficiency Underfired Broilers | 2032 | Economic | million_m3 | After Competition Groups | 7.0686 | 0 | 0 | 1936.2804 | 0.0036506 | 24 | Commercial_2032_Economic_million_m3_After Competition Groups_24 | High Efficiency Underfired Broilers | 0.3651% | 0 | 7.0686 | Commercial_2032_Economic_million_m3_After Competition Groups_High Efficiency Underfired Broilers
Commercial | Com ¦ ENERGY STAR Griddle (74% eff) | 2032 | Economic | million_m3 | After Competition Groups | 5.4657 | 0 | 0 | 1936.2804 | 0.0028228 | 25 | Commercial_2032_Economic_million_m3_After Competition Groups_25 | ENERGY STAR Griddle (74% eff) | 0.2823% | 0 | 5.4657 | Commercial_2032_Economic_million_m3_After Competition Groups_ENERGY STAR Griddle (74% eff)
Commercial | Com ¦ ENERGY STAR Dishwasher | 2032 | Economic | million_m3 | After Competition Groups | 3.7669 | 0 | 0 | 1936.2804 | 0.0019454 | 26 | Commercial_2032_Economic_million_m3_After Competition Groups_26 | ENERGY STAR Dishwasher | 0.1945% | 0 | 3.7669 | Commercial_2032_Economic_million_m3_After Competition Groups_ENERGY STAR Dishwasher
Commercial | Com ¦ Energy Recovery Ventilation and Ventilation (Enhanced) | 2032 | Economic | million_m3 | After Competition Groups | 2.9745 | 0 | 0 | 1936.2804 | 0.0015362 | 27 | Commercial_2032_Economic_million_m3_After Competition Groups_27 | Energy Recovery Ventilation and Ventilation (Enhanced) | 0.1536% | 0 | 2.9745 | Commercial_2032_Economic_million_m3_After Competition Groups_Energy Recovery Ventilation and Ventilation (Enhanced)
Commercial | Com ¦ Heat Recovery Ventilator | 2032 | Economic | million_m3 | After Competition Groups | 2.4598 | 0 | 0 | 1936.2804 | 0.0012704 | 28 | Commercial_2032_Economic_million_m3_After Competition Groups_28 | Heat Recovery Ventilator | 0.127% | 0 | 2.4598 | Commercial_2032_Economic_million_m3_After Competition Groups_Heat Recovery Ventilator
Commercial | Com ¦ CEE Tier 2/Energy Star Clothes Washers | 2032 | Economic | million_m3 | After Competition Groups | 1.269 | 0 | 0 | 1936.2804 | 0.00065536 | 29 | Commercial_2032_Economic_million_m3_After Competition Groups_29 | CEE Tier 2/Energy Star Clothes Washers | 0.06554% | 0 | 1.269 | Commercial_2032_Economic_million_m3_After Competition Groups_CEE Tier 2/Energy Star Clothes Washers
Commercial | Com ¦ Drain Water Heat Recovery (DWHR) ¦ Retro | 2032 | Economic | million_m3 | After Competition Groups | 1.0399 | 0 | 0 | 1936.2804 | 0.00053708 | 30 | Commercial_2032_Economic_million_m3_After Competition Groups_30 | Drain Water Heat Recovery (DWHR) ¦ Retro | 0.05371% | 0 | 1.0399 | Commercial_2032_Economic_million_m3_After Competition Groups_Drain Water Heat Recovery (DWHR) ¦ Retro
Commercial | Com ¦ Low Flow Pre-Rinse Spray Nozzle | 2032 | Economic | million_m3 | After Competition Groups | 0.69766 | 0 | 0 | 1936.2804 | 0.00036031 | 31 | Commercial_2032_Economic_million_m3_After Competition Groups_31 | Low Flow Pre-Rinse Spray Nozzle | 0.03603% | 0 | 0.69766 | Commercial_2032_Economic_million_m3_After Competition Groups_Low Flow Pre-Rinse Spray Nozzle
Commercial | Com ¦ ENERGY STAR Steam Cooker | 2032 | Economic | million_m3 | After Competition Groups | 0.59596 | 0 | 0 | 1936.2804 | 0.00030779 | 32 | Commercial_2032_Economic_million_m3_After Competition Groups_32 | ENERGY STAR Steam Cooker | 0.03078% | 0 | 0.59596 | Commercial_2032_Economic_million_m3_After Competition Groups_ENERGY STAR Steam Cooker
Commercial | Com ¦ Drain Water Heat Recovery (DWHR) ¦New | 2032 | Economic | million_m3 | After Competition Groups | 0.53391 | 0 | 0 | 1936.2804 | 0.00027574 | 33 | Commercial_2032_Economic_million_m3_After Competition Groups_33 | Drain Water Heat Recovery (DWHR) ¦New | 0.02757% | 0 | 0.53391 | Commercial_2032_Economic_million_m3_After Competition Groups_Drain Water Heat Recovery (DWHR) ¦New
Commercial | Com ¦ Gas Heat Pump Water Heater | 2032 | Economic | million_m3 | After Competition Groups | 0.33862 | 0 | 0 | 1936.2804 | 0.00017488 | 34 | Commercial_2032_Economic_million_m3_After Competition Groups_34 | Gas Heat Pump Water Heater | 0.01749% | 0 | 0.33862 | Commercial_2032_Economic_million_m3_After Competition Groups_Gas Heat Pump Water Heater
Commercial | Com ¦ Solar Water Preheat (Pools/DHW) | 2032 | Economic | million_m3 | After Competition Groups | 0.27944 | 0 | 0 | 1936.2804 | 0.00014432 | 35 | Commercial_2032_Economic_million_m3_After Competition Groups_35 | Solar Water Preheat (Pools/DHW) | 0.01443% | 0 | 0.27944 | Commercial_2032_Economic_million_m3_After Competition Groups_Solar Water Preheat (Pools/DHW)
Commercial | Com ¦ Air Curtains | 2032 | Economic | million_m3 | After Competition Groups | 0.14395 | 0 | 0 | 1936.2804 | 7.4343e-05 | 36 | Commercial_2032_Economic_million_m3_After Competition Groups_36 | Air Curtains | 0.007434% | 0 | 0.14395 | Commercial_2032_Economic_million_m3_After Competition Groups_Air Curtains
Commercial | Com ¦ Adaptive Thermostats | 2032 | SC A | million_m3 | After Competition Groups | 79.7492 | 2332903.3102 | 2.3329 | 700.4762 | 0.11385 | 1 | Commercial_2032_SC A_million_m3_After Competition Groups_1 | Adaptive Thermostats | 11.38% | 2.3329 | 79.7492 | Commercial_2032_SC A_million_m3_After Competition Groups_Adaptive Thermostats
Commercial | Com ¦ Demand Control Ventilation | 2032 | SC A | million_m3 | After Competition Groups | 78.3974 | 1688143.4431 | 1.6881 | 700.4762 | 0.11192 | 2 | Commercial_2032_SC A_million_m3_After Competition Groups_2 | Demand Control Ventilation | 11.19% | 1.6881 | 78.3974 | Commercial_2032_SC A_million_m3_After Competition Groups_Demand Control Ventilation
Commercial | Com ¦ Boilers - Advanced Controls (Steam Systems) | 2032 | SC A | million_m3 | After Competition Groups | 66.7369 | 1647325.9721 | 1.6473 | 700.4762 | 0.095274 | 3 | Commercial_2032_SC A_million_m3_After Competition Groups_3 | Boilers - Advanced Controls (Steam Systems) | 9.527% | 1.6473 | 66.7369 | Commercial_2032_SC A_million_m3_After Competition Groups_Boilers - Advanced Controls (Steam Systems)
Commercial | Com ¦ Building Recommissioning, Operations and Maintenance (O&M) Improvements | 2032 | SC A | million_m3 | After Competition Groups | 58.1564 | 451632.8072 | 0.45163 | 700.4762 | 0.083024 | 4 | Commercial_2032_SC A_million_m3_After Competition Groups_4 | Building Recommissioning, Operations and Maintenance (O&M) Improvements | 8.302% | 0.45163 | 58.1564 | Commercial_2032_SC A_million_m3_After Competition Groups_Building Recommissioning, Operations and Maintenance (O&M) Improvements
Commercial | Com ¦ Gas Fired Rooftop Units | 2032 | SC A | million_m3 | After Competition Groups | 49.3365 | 2142467.4235 | 2.1425 | 700.4762 | 0.070433 | 5 | Commercial_2032_SC A_million_m3_After Competition Groups_5 | Gas Fired Rooftop Units | 7.043% | 2.1425 | 49.3365 | Commercial_2032_SC A_million_m3_After Competition Groups_Gas Fired Rooftop Units
Commercial | Com ¦ Condensing Boiler ¦ Std | 2032 | SC A | million_m3 | After Competition Groups | 49.2887 | 0 | 0 | 700.4762 | 0.070365 | 6 | Commercial_2032_SC A_million_m3_After Competition Groups_6 | Condensing Boiler ¦ Std | 7.036% | 0 | 49.2887 | Commercial_2032_SC A_million_m3_After Competition Groups_Condensing Boiler ¦ Std
Commercial | Com ¦ Condensing Make Up Air Unit | 2032 | SC A | million_m3 | After Competition Groups | 40.9596 | 1620302.0244 | 1.6203 | 700.4762 | 0.058474 | 7 | Commercial_2032_SC A_million_m3_After Competition Groups_7 | Condensing Make Up Air Unit | 5.847% | 1.6203 | 40.9596 | Commercial_2032_SC A_million_m3_After Competition Groups_Condensing Make Up Air Unit
Commercial | Com ¦ Gas Fired Heat Pump | 2032 | SC A | million_m3 | After Competition Groups | 34.3401 | 900754.6221 | 0.90075 | 700.4762 | 0.049024 | 8 | Commercial_2032_SC A_million_m3_After Competition Groups_8 | Gas Fired Heat Pump | 4.902% | 0.90075 | 34.3401 | Commercial_2032_SC A_million_m3_After Competition Groups_Gas Fired Heat Pump
Commercial | Com ¦ Air Handler with Dedicated Outdoor Air Systems | 2032 | SC A | million_m3 | After Competition Groups | 32.5897 | 415574.1955 | 0.41557 | 700.4762 | 0.046525 | 9 | Commercial_2032_SC A_million_m3_After Competition Groups_9 | Air Handler with Dedicated Outdoor Air Systems | 4.653% | 0.41557 | 32.5897 | Commercial_2032_SC A_million_m3_After Competition Groups_Air Handler with Dedicated Outdoor Air Systems
Commercial | Com ¦ Demand Control Kitchen Ventilation | 2032 | SC A | million_m3 | After Competition Groups | 32.1774 | 1096937.0218 | 1.0969 | 700.4762 | 0.045936 | 10 | Commercial_2032_SC A_million_m3_After Competition Groups_10 | Demand Control Kitchen Ventilation | 4.594% | 1.0969 | 32.1774 | Commercial_2032_SC A_million_m3_After Competition Groups_Demand Control Kitchen Ventilation
Commercial | Com ¦ Advanced BAS/Controllers | 2032 | SC A | million_m3 | After Competition Groups | 28.1188 | 631506.0734 | 0.63151 | 700.4762 | 0.040142 | 11 | Commercial_2032_SC A_million_m3_After Competition Groups_11 | Advanced BAS/Controllers | 4.014% | 0.63151 | 28.1188 | Commercial_2032_SC A_million_m3_After Competition Groups_Advanced BAS/Controllers
Commercial | Com ¦ Steam System Optimization | 2032 | SC A | million_m3 | After Competition Groups | 27.5702 | 243938.9591 | 0.24394 | 700.4762 | 0.039359 | 12 | Commercial_2032_SC A_million_m3_After Competition Groups_12 | Steam System Optimization | 3.936% | 0.24394 | 27.5702 | Commercial_2032_SC A_million_m3_After Competition Groups_Steam System Optimization
Commercial | Com ¦ Furnace Tune-Up | 2032 | SC A | million_m3 | After Competition Groups | 25.6532 | 107961.1369 | 0.10796 | 700.4762 | 0.036622 | 13 | Commercial_2032_SC A_million_m3_After Competition Groups_13 | Furnace Tune-Up | 3.662% | 0.10796 | 25.6532 | Commercial_2032_SC A_million_m3_After Competition Groups_Furnace Tune-Up
Commercial | Com ¦ Destratification | 2032 | SC A | million_m3 | After Competition Groups | 25.2739 | 688319.2071 | 0.68832 | 700.4762 | 0.036081 | 14 | Commercial_2032_SC A_million_m3_After Competition Groups_14 | Destratification | 3.608% | 0.68832 | 25.2739 | Commercial_2032_SC A_million_m3_After Competition Groups_Destratification
Commercial | Com ¦ Condensing Unit Heaters or other Efficient Unit Heating System | 2032 | SC A | million_m3 | After Competition Groups | 15.7814 | 248566.0415 | 0.24857 | 700.4762 | 0.02253 | 15 | Commercial_2032_SC A_million_m3_After Competition Groups_15 | Condensing Unit Heaters or other Efficient Unit Heating System | 2.253% | 0.24857 | 15.7814 | Commercial_2032_SC A_million_m3_After Competition Groups_Condensing Unit Heaters or other Efficient Unit Heating System
Commercial | Com ¦ Wall Insulation | 2032 | SC A | million_m3 | After Competition Groups | 14.3154 | 384561.9161 | 0.38456 | 700.4762 | 0.020437 | 16 | Commercial_2032_SC A_million_m3_After Competition Groups_16 | Wall Insulation | 2.044% | 0.38456 | 14.3154 | Commercial_2032_SC A_million_m3_After Competition Groups_Wall Insulation
Commercial | Com ¦ Education and Capacity Building/Energy Behavior | 2032 | SC A | million_m3 | After Competition Groups | 10.8637 | 8081303.42 | 8.0813 | 700.4762 | 0.015509 | 17 | Commercial_2032_SC A_million_m3_After Competition Groups_17 | Education and Capacity Building/Energy Behavior | 1.551% | 8.0813 | 10.8637 | Commercial_2032_SC A_million_m3_After Competition Groups_Education and Capacity Building/Energy Behavior
Commercial | Com ¦ Demand controlled Circulating Systems | 2032 | SC A | million_m3 | After Competition Groups | 6.98 | 174113.5414 | 0.17411 | 700.4762 | 0.0099647 | 18 | Commercial_2032_SC A_million_m3_After Competition Groups_18 | Demand controlled Circulating Systems | 0.9965% | 0.17411 | 6.98 | Commercial_2032_SC A_million_m3_After Competition Groups_Demand controlled Circulating Systems
Commercial | Com ¦ Duct Insulation, R8 | 2032 | SC A | million_m3 | After Competition Groups | 4.4114 | 156940.8289 | 0.15694 | 700.4762 | 0.0062977 | 19 | Commercial_2032_SC A_million_m3_After Competition Groups_19 | Duct Insulation, R8 | 0.6298% | 0.15694 | 4.4114 | Commercial_2032_SC A_million_m3_After Competition Groups_Duct Insulation, R8
Commercial | Com ¦ High Efficiency Underfired Broilers | 2032 | SC A | million_m3 | After Competition Groups | 4.3676 | 86849.0902 | 0.086849 | 700.4762 | 0.0062352 | 20 | Commercial_2032_SC A_million_m3_After Competition Groups_20 | High Efficiency Underfired Broilers | 0.6235% | 0.086849 | 4.3676 | Commercial_2032_SC A_million_m3_After Competition Groups_High Efficiency Underfired Broilers
Commercial | Com ¦ ENERGY STAR Fryer (84% eff) | 2032 | SC A | million_m3 | After Competition Groups | 3.452 | 0 | 0 | 700.4762 | 0.004928 | 21 | Commercial_2032_SC A_million_m3_After Competition Groups_21 | ENERGY STAR Fryer (84% eff) | 0.4928% | 0 | 3.452 | Commercial_2032_SC A_million_m3_After Competition Groups_ENERGY STAR Fryer (84% eff)
Commercial | Com ¦ Energy Efficient Laboratory Fume Hood | 2032 | SC A | million_m3 | After Competition Groups | 2.5136 | 0 | 0 | 700.4762 | 0.0035884 | 22 | Commercial_2032_SC A_million_m3_After Competition Groups_22 | Energy Efficient Laboratory Fume Hood | 0.3588% | 0 | 2.5136 | Commercial_2032_SC A_million_m3_After Competition Groups_Energy Efficient Laboratory Fume Hood
Commercial | Com ¦ Ozone Laundry Treatment | 2032 | SC A | million_m3 | After Competition Groups | 2.187 | 0 | 0 | 700.4762 | 0.0031222 | 23 | Commercial_2032_SC A_million_m3_After Competition Groups_23 | Ozone Laundry Treatment | 0.3122% | 0 | 2.187 | Commercial_2032_SC A_million_m3_After Competition Groups_Ozone Laundry Treatment
Commercial | Com ¦ Infrared Heaters | 2032 | SC A | million_m3 | After Competition Groups | 1.9093 | 67025.2052 | 0.067025 | 700.4762 | 0.0027257 | 24 | Commercial_2032_SC A_million_m3_After Competition Groups_24 | Infrared Heaters | 0.2726% | 0.067025 | 1.9093 | Commercial_2032_SC A_million_m3_After Competition Groups_Infrared Heaters
Commercial | Com ¦ ENERGY STAR Dishwasher | 2032 | SC A | million_m3 | After Competition Groups | 1.3607 | 0 | 0 | 700.4762 | 0.0019426 | 25 | Commercial_2032_SC A_million_m3_After Competition Groups_25 | ENERGY STAR Dishwasher | 0.1943% | 0 | 1.3607 | Commercial_2032_SC A_million_m3_After Competition Groups_ENERGY STAR Dishwasher
Commercial | Com ¦ ENERGY STAR Griddle (74% eff) | 2032 | SC A | million_m3 | After Competition Groups | 1.2132 | 0 | 0 | 700.4762 | 0.0017319 | 26 | Commercial_2032_SC A_million_m3_After Competition Groups_26 | ENERGY STAR Griddle (74% eff) | 0.1732% | 0 | 1.2132 | Commercial_2032_SC A_million_m3_After Competition Groups_ENERGY STAR Griddle (74% eff)
Commercial | Com ¦ CEE Tier 2/Energy Star Clothes Washers | 2032 | SC A | million_m3 | After Competition Groups | 0.70187 | 0 | 0 | 700.4762 | 0.001002 | 27 | Commercial_2032_SC A_million_m3_After Competition Groups_27 | CEE Tier 2/Energy Star Clothes Washers | 0.1002% | 0 | 0.70187 | Commercial_2032_SC A_million_m3_After Competition Groups_CEE Tier 2/Energy Star Clothes Washers
Commercial | Com ¦ Drain Water Heat Recovery (DWHR) ¦ Retro | 2032 | SC A | million_m3 | After Competition Groups | 0.64686 | 14312.9243 | 0.014313 | 700.4762 | 0.00092346 | 28 | Commercial_2032_SC A_million_m3_After Competition Groups_28 | Drain Water Heat Recovery (DWHR) ¦ Retro | 0.09235% | 0.014313 | 0.64686 | Commercial_2032_SC A_million_m3_After Competition Groups_Drain Water Heat Recovery (DWHR) ¦ Retro
Commercial | Com ¦ Energy Recovery Ventilation and Ventilation (Enhanced) | 2032 | SC A | million_m3 | After Competition Groups | 0.39737 | 906.6092 | 0.00090661 | 700.4762 | 0.00056728 | 29 | Commercial_2032_SC A_million_m3_After Competition Groups_29 | Energy Recovery Ventilation and Ventilation (Enhanced) | 0.05673% | 0.00090661 | 0.39737 | Commercial_2032_SC A_million_m3_After Competition Groups_Energy Recovery Ventilation and Ventilation (Enhanced)
Commercial | Com ¦ ENERGY STAR Steam Cooker | 2032 | SC A | million_m3 | After Competition Groups | 0.37926 | 6657.5567 | 0.0066576 | 700.4762 | 0.00054143 | 30 | Commercial_2032_SC A_million_m3_After Competition Groups_30 | ENERGY STAR Steam Cooker | 0.05414% | 0.0066576 | 0.37926 | Commercial_2032_SC A_million_m3_After Competition Groups_ENERGY STAR Steam Cooker
Commercial | Com ¦ Low Flow Pre-Rinse Spray Nozzle | 2032 | SC A | million_m3 | After Competition Groups | 0.34686 | 0 | 0 | 700.4762 | 0.00049518 | 31 | Commercial_2032_SC A_million_m3_After Competition Groups_31 | Low Flow Pre-Rinse Spray Nozzle | 0.04952% | 0 | 0.34686 | Commercial_2032_SC A_million_m3_After Competition Groups_Low Flow Pre-Rinse Spray Nozzle
Commercial | Com ¦ Drain Water Heat Recovery (DWHR) ¦New | 2032 | SC A | million_m3 | After Competition Groups | 0.18453 | 6267.0495 | 0.006267 | 700.4762 | 0.00026344 | 32 | Commercial_2032_SC A_million_m3_After Competition Groups_32 | Drain Water Heat Recovery (DWHR) ¦New | 0.02634% | 0.006267 | 0.18453 | Commercial_2032_SC A_million_m3_After Competition Groups_Drain Water Heat Recovery (DWHR) ¦New
Commercial | Com ¦ Solar Water Preheat (Pools/DHW) | 2032 | SC A | million_m3 | After Competition Groups | 0.059282 | 3289.4876 | 0.0032895 | 700.4762 | 8.4631e-05 | 33 | Commercial_2032_SC A_million_m3_After Competition Groups_33 | Solar Water Preheat (Pools/DHW) | 0.008463% | 0.0032895 | 0.059282 | Commercial_2032_SC A_million_m3_After Competition Groups_Solar Water Preheat (Pools/DHW)
Commercial | Com ¦ Heat Recovery Ventilator | 2032 | SC A | million_m3 | After Competition Groups | 0.055321 | 717.6459 | 0.00071765 | 700.4762 | 7.8977e-05 | 34 | Commercial_2032_SC A_million_m3_After Competition Groups_34 | Heat Recovery Ventilator | 0.007898% | 0.00071765 | 0.055321 | Commercial_2032_SC A_million_m3_After Competition Groups_Heat Recovery Ventilator
Commercial | Com ¦ Gas Heat Pump Water Heater | 2032 | SC A | million_m3 | After Competition Groups | 0.0014626 | 0 | 0 | 700.4762 | 2.0879e-06 | 35 | Commercial_2032_SC A_million_m3_After Competition Groups_35 | Gas Heat Pump Water Heater | 0.0002088% | 0 | 0.0014626 | Commercial_2032_SC A_million_m3_After Competition Groups_Gas Heat Pump Water Heater
Commercial | Com ¦ Air Curtains | 2032 | SC A | million_m3 | After Competition Groups | 0.00013484 | 0 | 0 | 700.4762 | 1.925e-07 | 36 | Commercial_2032_SC A_million_m3_After Competition Groups_36 | Air Curtains | 1.925e-05% | 0 | 0.00013484 | Commercial_2032_SC A_million_m3_After Competition Groups_Air Curtains
Commercial | Com ¦ Demand Control Ventilation | 2032 | SC B | million_m3 | After Competition Groups | 153.1327 | 14565065.629 | 14.5651 | 1333.0096 | 0.11488 | 1 | Commercial_2032_SC B_million_m3_After Competition Groups_1 | Demand Control Ventilation | 11.49% | 14.5651 | 153.1327 | Commercial_2032_SC B_million_m3_After Competition Groups_Demand Control Ventilation
Commercial | Com ¦ Condensing Boiler ¦ Std | 2032 | SC B | million_m3 | After Competition Groups | 150.5117 | 46585535.0013 | 46.5855 | 1333.0096 | 0.11291 | 2 | Commercial_2032_SC B_million_m3_After Competition Groups_2 | Condensing Boiler ¦ Std | 11.29% | 46.5855 | 150.5117 | Commercial_2032_SC B_million_m3_After Competition Groups_Condensing Boiler ¦ Std
Commercial | Com ¦ Adaptive Thermostats | 2032 | SC B | million_m3 | After Competition Groups | 125.737 | 1963712.0925 | 1.9637 | 1333.0096 | 0.094326 | 3 | Commercial_2032_SC B_million_m3_After Competition Groups_3 | Adaptive Thermostats | 9.433% | 1.9637 | 125.737 | Commercial_2032_SC B_million_m3_After Competition Groups_Adaptive Thermostats
Commercial | Com ¦ Building Recommissioning, Operations and Maintenance (O&M) Improvements | 2032 | SC B | million_m3 | After Competition Groups | 119.2243 | 24373391.8587 | 24.3734 | 1333.0096 | 0.08944 | 4 | Commercial_2032_SC B_million_m3_After Competition Groups_4 | Building Recommissioning, Operations and Maintenance (O&M) Improvements | 8.944% | 24.3734 | 119.2243 | Commercial_2032_SC B_million_m3_After Competition Groups_Building Recommissioning, Operations and Maintenance (O&M) Improvements
Commercial | Com ¦ Gas Fired Rooftop Units | 2032 | SC B | million_m3 | After Competition Groups | 95.2594 | 5243703.6996 | 5.2437 | 1333.0096 | 0.071462 | 5 | Commercial_2032_SC B_million_m3_After Competition Groups_5 | Gas Fired Rooftop Units | 7.146% | 5.2437 | 95.2594 | Commercial_2032_SC B_million_m3_After Competition Groups_Gas Fired Rooftop Units
Commercial | Com ¦ Air Handler with Dedicated Outdoor Air Systems | 2032 | SC B | million_m3 | After Competition Groups | 87.8362 | 6993478.7793 | 6.9935 | 1333.0096 | 0.065893 | 6 | Commercial_2032_SC B_million_m3_After Competition Groups_6 | Air Handler with Dedicated Outdoor Air Systems | 6.589% | 6.9935 | 87.8362 | Commercial_2032_SC B_million_m3_After Competition Groups_Air Handler with Dedicated Outdoor Air Systems
Commercial | Com ¦ Boilers - Advanced Controls (Steam Systems) | 2032 | SC B | million_m3 | After Competition Groups | 68.1145 | 3390246.3748 | 3.3902 | 1333.0096 | 0.051098 | 7 | Commercial_2032_SC B_million_m3_After Competition Groups_7 | Boilers - Advanced Controls (Steam Systems) | 5.11% | 3.3902 | 68.1145 | Commercial_2032_SC B_million_m3_After Competition Groups_Boilers - Advanced Controls (Steam Systems)
Commercial | Com ¦ Condensing Make Up Air Unit | 2032 | SC B | million_m3 | After Competition Groups | 57.6896 | 5541123.0507 | 5.5411 | 1333.0096 | 0.043278 | 8 | Commercial_2032_SC B_million_m3_After Competition Groups_8 | Condensing Make Up Air Unit | 4.328% | 5.5411 | 57.6896 | Commercial_2032_SC B_million_m3_After Competition Groups_Condensing Make Up Air Unit
Commercial | Com ¦ Education and Capacity Building/Energy Behavior | 2032 | SC B | million_m3 | After Competition Groups | 54.3186 | 40406517.0999 | 40.4065 | 1333.0096 | 0.040749 | 9 | Commercial_2032_SC B_million_m3_After Competition Groups_9 | Education and Capacity Building/Energy Behavior | 4.075% | 40.4065 | 54.3186 | Commercial_2032_SC B_million_m3_After Competition Groups_Education and Capacity Building/Energy Behavior
Commercial | Com ¦ Demand Control Kitchen Ventilation | 2032 | SC B | million_m3 | After Competition Groups | 53.726 | 2429604.7294 | 2.4296 | 1333.0096 | 0.040304 | 10 | Commercial_2032_SC B_million_m3_After Competition Groups_10 | Demand Control Kitchen Ventilation | 4.03% | 2.4296 | 53.726 | Commercial_2032_SC B_million_m3_After Competition Groups_Demand Control Kitchen Ventilation
Commercial | Com ¦ Gas Fired Heat Pump | 2032 | SC B | million_m3 | After Competition Groups | 50.2346 | 5347531.3379 | 5.3475 | 1333.0096 | 0.037685 | 11 | Commercial_2032_SC B_million_m3_After Competition Groups_11 | Gas Fired Heat Pump | 3.769% | 5.3475 | 50.2346 | Commercial_2032_SC B_million_m3_After Competition Groups_Gas Fired Heat Pump
Commercial | Com ¦ Steam System Optimization | 2032 | SC B | million_m3 | After Competition Groups | 47.5008 | 131875.6121 | 0.13188 | 1333.0096 | 0.035634 | 12 | Commercial_2032_SC B_million_m3_After Competition Groups_12 | Steam System Optimization | 3.563% | 0.13188 | 47.5008 | Commercial_2032_SC B_million_m3_After Competition Groups_Steam System Optimization
Commercial | Com ¦ Destratification | 2032 | SC B | million_m3 | After Competition Groups | 47.2563 | 1144187.817 | 1.1442 | 1333.0096 | 0.035451 | 13 | Commercial_2032_SC B_million_m3_After Competition Groups_13 | Destratification | 3.545% | 1.1442 | 47.2563 | Commercial_2032_SC B_million_m3_After Competition Groups_Destratification
Commercial | Com ¦ Advanced BAS/Controllers | 2032 | SC B | million_m3 | After Competition Groups | 45.1857 | 8297668.2976 | 8.2977 | 1333.0096 | 0.033898 | 14 | Commercial_2032_SC B_million_m3_After Competition Groups_14 | Advanced BAS/Controllers | 3.39% | 8.2977 | 45.1857 | Commercial_2032_SC B_million_m3_After Competition Groups_Advanced BAS/Controllers
Commercial | Com ¦ Furnace Tune-Up | 2032 | SC B | million_m3 | After Competition Groups | 44.5793 | 61606.0936 | 0.061606 | 1333.0096 | 0.033443 | 15 | Commercial_2032_SC B_million_m3_After Competition Groups_15 | Furnace Tune-Up | 3.344% | 0.061606 | 44.5793 | Commercial_2032_SC B_million_m3_After Competition Groups_Furnace Tune-Up
Commercial | Com ¦ Condensing Unit Heaters or other Efficient Unit Heating System | 2032 | SC B | million_m3 | After Competition Groups | 32.3341 | 7125326.6495 | 7.1253 | 1333.0096 | 0.024256 | 16 | Commercial_2032_SC B_million_m3_After Competition Groups_16 | Condensing Unit Heaters or other Efficient Unit Heating System | 2.426% | 7.1253 | 32.3341 | Commercial_2032_SC B_million_m3_After Competition Groups_Condensing Unit Heaters or other Efficient Unit Heating System
Commercial | Com ¦ Wall Insulation | 2032 | SC B | million_m3 | After Competition Groups | 25.0536 | 375229.5684 | 0.37523 | 1333.0096 | 0.018795 | 17 | Commercial_2032_SC B_million_m3_After Competition Groups_17 | Wall Insulation | 1.879% | 0.37523 | 25.0536 | Commercial_2032_SC B_million_m3_After Competition Groups_Wall Insulation
Commercial | Com ¦ Energy Efficient Laboratory Fume Hood | 2032 | SC B | million_m3 | After Competition Groups | 17.4961 | 1693462.1645 | 1.6935 | 1333.0096 | 0.013125 | 18 | Commercial_2032_SC B_million_m3_After Competition Groups_18 | Energy Efficient Laboratory Fume Hood | 1.313% | 1.6935 | 17.4961 | Commercial_2032_SC B_million_m3_After Competition Groups_Energy Efficient Laboratory Fume Hood
Commercial | Com ¦ Demand controlled Circulating Systems | 2032 | SC B | million_m3 | After Competition Groups | 13.1609 | 287102.6919 | 0.2871 | 1333.0096 | 0.0098731 | 19 | Commercial_2032_SC B_million_m3_After Competition Groups_19 | Demand controlled Circulating Systems | 0.9873% | 0.2871 | 13.1609 | Commercial_2032_SC B_million_m3_After Competition Groups_Demand controlled Circulating Systems
Commercial | Com ¦ Duct Insulation, R8 | 2032 | SC B | million_m3 | After Competition Groups | 10.2539 | 491475.2923 | 0.49148 | 1333.0096 | 0.0076923 | 20 | Commercial_2032_SC B_million_m3_After Competition Groups_20 | Duct Insulation, R8 | 0.7692% | 0.49148 | 10.2539 | Commercial_2032_SC B_million_m3_After Competition Groups_Duct Insulation, R8
Commercial | Com ¦ Ozone Laundry Treatment | 2032 | SC B | million_m3 | After Competition Groups | 6.6634 | 682091.4868 | 0.68209 | 1333.0096 | 0.0049987 | 21 | Commercial_2032_SC B_million_m3_After Competition Groups_21 | Ozone Laundry Treatment | 0.4999% | 0.68209 | 6.6634 | Commercial_2032_SC B_million_m3_After Competition Groups_Ozone Laundry Treatment
Commercial | Com ¦ ENERGY STAR Fryer (84% eff) | 2032 | SC B | million_m3 | After Competition Groups | 5.4359 | 798183.4909 | 0.79818 | 1333.0096 | 0.0040779 | 22 | Commercial_2032_SC B_million_m3_After Competition Groups_22 | ENERGY STAR Fryer (84% eff) | 0.4078% | 0.79818 | 5.4359 | Commercial_2032_SC B_million_m3_After Competition Groups_ENERGY STAR Fryer (84% eff)
Commercial | Com ¦ High Efficiency Underfired Broilers | 2032 | SC B | million_m3 | After Competition Groups | 5.1142 | 210391.6435 | 0.21039 | 1333.0096 | 0.0038366 | 23 | Commercial_2032_SC B_million_m3_After Competition Groups_23 | High Efficiency Underfired Broilers | 0.3837% | 0.21039 | 5.1142 | Commercial_2032_SC B_million_m3_After Competition Groups_High Efficiency Underfired Broilers
Commercial | Com ¦ Infrared Heaters | 2032 | SC B | million_m3 | After Competition Groups | 4.3646 | 1007421.9198 | 1.0074 | 1333.0096 | 0.0032743 | 24 | Commercial_2032_SC B_million_m3_After Competition Groups_24 | Infrared Heaters | 0.3274% | 1.0074 | 4.3646 | Commercial_2032_SC B_million_m3_After Competition Groups_Infrared Heaters
Commercial | Com ¦ ENERGY STAR Griddle (74% eff) | 2032 | SC B | million_m3 | After Competition Groups | 3.6064 | 778111.6505 | 0.77811 | 1333.0096 | 0.0027055 | 25 | Commercial_2032_SC B_million_m3_After Competition Groups_25 | ENERGY STAR Griddle (74% eff) | 0.2705% | 0.77811 | 3.6064 | Commercial_2032_SC B_million_m3_After Competition Groups_ENERGY STAR Griddle (74% eff)
Commercial | Com ¦ Energy Recovery Ventilation and Ventilation (Enhanced) | 2032 | SC B | million_m3 | After Competition Groups | 1.9816 | 427986.4023 | 0.42799 | 1333.0096 | 0.0014865 | 26 | Commercial_2032_SC B_million_m3_After Competition Groups_26 | Energy Recovery Ventilation and Ventilation (Enhanced) | 0.1487% | 0.42799 | 1.9816 | Commercial_2032_SC B_million_m3_After Competition Groups_Energy Recovery Ventilation and Ventilation (Enhanced)
Commercial | Com ¦ ENERGY STAR Dishwasher | 2032 | SC B | million_m3 | After Competition Groups | 1.8219 | 374484.3428 | 0.37448 | 1333.0096 | 0.0013667 | 27 | Commercial_2032_SC B_million_m3_After Competition Groups_27 | ENERGY STAR Dishwasher | 0.1367% | 0.37448 | 1.8219 | Commercial_2032_SC B_million_m3_After Competition Groups_ENERGY STAR Dishwasher
Commercial | Com ¦ Heat Recovery Ventilator | 2032 | SC B | million_m3 | After Competition Groups | 1.7694 | 334649.5626 | 0.33465 | 1333.0096 | 0.0013274 | 28 | Commercial_2032_SC B_million_m3_After Competition Groups_28 | Heat Recovery Ventilator | 0.1327% | 0.33465 | 1.7694 | Commercial_2032_SC B_million_m3_After Competition Groups_Heat Recovery Ventilator
Commercial | Com ¦ Drain Water Heat Recovery (DWHR) ¦ Retro | 2032 | SC B | million_m3 | After Competition Groups | 1.1034 | 15895.7973 | 0.015896 | 1333.0096 | 0.00082777 | 29 | Commercial_2032_SC B_million_m3_After Competition Groups_29 | Drain Water Heat Recovery (DWHR) ¦ Retro | 0.08278% | 0.015896 | 1.1034 | Commercial_2032_SC B_million_m3_After Competition Groups_Drain Water Heat Recovery (DWHR) ¦ Retro
Commercial | Com ¦ CEE Tier 2/Energy Star Clothes Washers | 2032 | SC B | million_m3 | After Competition Groups | 0.97815 | 76618.6193 | 0.076619 | 1333.0096 | 0.00073379 | 30 | Commercial_2032_SC B_million_m3_After Competition Groups_30 | CEE Tier 2/Energy Star Clothes Washers | 0.07338% | 0.076619 | 0.97815 | Commercial_2032_SC B_million_m3_After Competition Groups_CEE Tier 2/Energy Star Clothes Washers
Commercial | Com ¦ Low Flow Pre-Rinse Spray Nozzle | 2032 | SC B | million_m3 | After Competition Groups | 0.49433 | 19059.0005 | 0.019059 | 1333.0096 | 0.00037083 | 31 | Commercial_2032_SC B_million_m3_After Competition Groups_31 | Low Flow Pre-Rinse Spray Nozzle | 0.03708% | 0.019059 | 0.49433 | Commercial_2032_SC B_million_m3_After Competition Groups_Low Flow Pre-Rinse Spray Nozzle
Commercial | Com ¦ ENERGY STAR Steam Cooker | 2032 | SC B | million_m3 | After Competition Groups | 0.38903 | 14187.9527 | 0.014188 | 1333.0096 | 0.00029184 | 32 | Commercial_2032_SC B_million_m3_After Competition Groups_32 | ENERGY STAR Steam Cooker | 0.02918% | 0.014188 | 0.38903 | Commercial_2032_SC B_million_m3_After Competition Groups_ENERGY STAR Steam Cooker
Commercial | Com ¦ Drain Water Heat Recovery (DWHR) ¦New | 2032 | SC B | million_m3 | After Competition Groups | 0.27352 | 19090.3988 | 0.01909 | 1333.0096 | 0.00020519 | 33 | Commercial_2032_SC B_million_m3_After Competition Groups_33 | Drain Water Heat Recovery (DWHR) ¦New | 0.02052% | 0.01909 | 0.27352 | Commercial_2032_SC B_million_m3_After Competition Groups_Drain Water Heat Recovery (DWHR) ¦New
Commercial | Com ¦ Gas Heat Pump Water Heater | 2032 | SC B | million_m3 | After Competition Groups | 0.14806 | 99193.4203 | 0.099193 | 1333.0096 | 0.00011107 | 34 | Commercial_2032_SC B_million_m3_After Competition Groups_34 | Gas Heat Pump Water Heater | 0.01111% | 0.099193 | 0.14806 | Commercial_2032_SC B_million_m3_After Competition Groups_Gas Heat Pump Water Heater
Commercial | Com ¦ Solar Water Preheat (Pools/DHW) | 2032 | SC B | million_m3 | After Competition Groups | 0.1331 | 14441.2391 | 0.014441 | 1333.0096 | 9.9848e-05 | 35 | Commercial_2032_SC B_million_m3_After Competition Groups_35 | Solar Water Preheat (Pools/DHW) | 0.009985% | 0.014441 | 0.1331 | Commercial_2032_SC B_million_m3_After Competition Groups_Solar Water Preheat (Pools/DHW)
Commercial | Com ¦ Air Curtains | 2032 | SC B | million_m3 | After Competition Groups | 0.12719 | 21580.8278 | 0.021581 | 1333.0096 | 9.5414e-05 | 36 | Commercial_2032_SC B_million_m3_After Competition Groups_36 | Air Curtains | 0.009541% | 0.021581 | 0.12719 | Commercial_2032_SC B_million_m3_After Competition Groups_Air Curtains
Commercial | Com ¦ Demand Control Ventilation | 2032 | SC C | million_m3 | After Competition Groups | 87.4167 | 8287755.1667 | 8.2878 | 775.6461 | 0.1127 | 1 | Commercial_2032_SC C_million_m3_After Competition Groups_1 | Demand Control Ventilation | 11.27% | 8.2878 | 87.4167 | Commercial_2032_SC C_million_m3_After Competition Groups_Demand Control Ventilation
Commercial | Com ¦ Condensing Boiler ¦ Std | 2032 | SC C | million_m3 | After Competition Groups | 80.7394 | 16327908.7819 | 16.3279 | 775.6461 | 0.10409 | 2 | Commercial_2032_SC C_million_m3_After Competition Groups_2 | Condensing Boiler ¦ Std | 10.41% | 16.3279 | 80.7394 | Commercial_2032_SC C_million_m3_After Competition Groups_Condensing Boiler ¦ Std
Commercial | Com ¦ Adaptive Thermostats | 2032 | SC C | million_m3 | After Competition Groups | 79.904 | 2749672.9314 | 2.7497 | 775.6461 | 0.10302 | 3 | Commercial_2032_SC C_million_m3_After Competition Groups_3 | Adaptive Thermostats | 10.3% | 2.7497 | 79.904 | Commercial_2032_SC C_million_m3_After Competition Groups_Adaptive Thermostats
Commercial | Com ¦ Boilers - Advanced Controls (Steam Systems) | 2032 | SC C | million_m3 | After Competition Groups | 68.1151 | 3390621.1649 | 3.3906 | 775.6461 | 0.087817 | 4 | Commercial_2032_SC C_million_m3_After Competition Groups_4 | Boilers - Advanced Controls (Steam Systems) | 8.782% | 3.3906 | 68.1151 | Commercial_2032_SC C_million_m3_After Competition Groups_Boilers - Advanced Controls (Steam Systems)
Commercial | Com ¦ Building Recommissioning, Operations and Maintenance (O&M) Improvements | 2032 | SC C | million_m3 | After Competition Groups | 59.7154 | 4280320.2552 | 4.2803 | 775.6461 | 0.076988 | 5 | Commercial_2032_SC C_million_m3_After Competition Groups_5 | Building Recommissioning, Operations and Maintenance (O&M) Improvements | 7.699% | 4.2803 | 59.7154 | Commercial_2032_SC C_million_m3_After Competition Groups_Building Recommissioning, Operations and Maintenance (O&M) Improvements
Commercial | Com ¦ Gas Fired Rooftop Units | 2032 | SC C | million_m3 | After Competition Groups | 50.2826 | 3584987.3403 | 3.585 | 775.6461 | 0.064827 | 6 | Commercial_2032_SC C_million_m3_After Competition Groups_6 | Gas Fired Rooftop Units | 6.483% | 3.585 | 50.2826 | Commercial_2032_SC C_million_m3_After Competition Groups_Gas Fired Rooftop Units
Commercial | Com ¦ Condensing Make Up Air Unit | 2032 | SC C | million_m3 | After Competition Groups | 43.6164 | 4856615.1814 | 4.8566 | 775.6461 | 0.056232 | 7 | Commercial_2032_SC C_million_m3_After Competition Groups_7 | Condensing Make Up Air Unit | 5.623% | 4.8566 | 43.6164 | Commercial_2032_SC C_million_m3_After Competition Groups_Condensing Make Up Air Unit
Commercial | Com ¦ Air Handler with Dedicated Outdoor Air Systems | 2032 | SC C | million_m3 | After Competition Groups | 39.8688 | 4478549.609 | 4.4785 | 775.6461 | 0.051401 | 8 | Commercial_2032_SC C_million_m3_After Competition Groups_8 | Air Handler with Dedicated Outdoor Air Systems | 5.14% | 4.4785 | 39.8688 | Commercial_2032_SC C_million_m3_After Competition Groups_Air Handler with Dedicated Outdoor Air Systems
Commercial | Com ¦ Gas Fired Heat Pump | 2032 | SC C | million_m3 | After Competition Groups | 38.3988 | 3584342.5624 | 3.5843 | 775.6461 | 0.049506 | 9 | Commercial_2032_SC C_million_m3_After Competition Groups_9 | Gas Fired Heat Pump | 4.951% | 3.5843 | 38.3988 | Commercial_2032_SC C_million_m3_After Competition Groups_Gas Fired Heat Pump
Commercial | Com ¦ Demand Control Kitchen Ventilation | 2032 | SC C | million_m3 | After Competition Groups | 33.7612 | 2980330.5237 | 2.9803 | 775.6461 | 0.043527 | 10 | Commercial_2032_SC C_million_m3_After Competition Groups_10 | Demand Control Kitchen Ventilation | 4.353% | 2.9803 | 33.7612 | Commercial_2032_SC C_million_m3_After Competition Groups_Demand Control Kitchen Ventilation
Commercial | Com ¦ Advanced BAS/Controllers | 2032 | SC C | million_m3 | After Competition Groups | 29.023 | 2473368.5828 | 2.4734 | 775.6461 | 0.037418 | 11 | Commercial_2032_SC C_million_m3_After Competition Groups_11 | Advanced BAS/Controllers | 3.742% | 2.4734 | 29.023 | Commercial_2032_SC C_million_m3_After Competition Groups_Advanced BAS/Controllers
Commercial | Com ¦ Steam System Optimization | 2032 | SC C | million_m3 | After Competition Groups | 27.5702 | 243938.9591 | 0.24394 | 775.6461 | 0.035545 | 12 | Commercial_2032_SC C_million_m3_After Competition Groups_12 | Steam System Optimization | 3.554% | 0.24394 | 27.5702 | Commercial_2032_SC C_million_m3_After Competition Groups_Steam System Optimization
Commercial | Com ¦ Destratification | 2032 | SC C | million_m3 | After Competition Groups | 27.0602 | 2005694.3776 | 2.0057 | 775.6461 | 0.034887 | 13 | Commercial_2032_SC C_million_m3_After Competition Groups_13 | Destratification | 3.489% | 2.0057 | 27.0602 | Commercial_2032_SC C_million_m3_After Competition Groups_Destratification
Commercial | Com ¦ Furnace Tune-Up | 2032 | SC C | million_m3 | After Competition Groups | 25.6544 | 110013.296 | 0.11001 | 775.6461 | 0.033075 | 14 | Commercial_2032_SC C_million_m3_After Competition Groups_14 | Furnace Tune-Up | 3.307% | 0.11001 | 25.6544 | Commercial_2032_SC C_million_m3_After Competition Groups_Furnace Tune-Up
Commercial | Com ¦ Condensing Unit Heaters or other Efficient Unit Heating System | 2032 | SC C | million_m3 | After Competition Groups | 19.7226 | 3097649.277 | 3.0976 | 775.6461 | 0.025427 | 15 | Commercial_2032_SC C_million_m3_After Competition Groups_15 | Condensing Unit Heaters or other Efficient Unit Heating System | 2.543% | 3.0976 | 19.7226 | Commercial_2032_SC C_million_m3_After Competition Groups_Condensing Unit Heaters or other Efficient Unit Heating System
Commercial | Com ¦ Wall Insulation | 2032 | SC C | million_m3 | After Competition Groups | 14.5533 | 696348.3331 | 0.69635 | 775.6461 | 0.018763 | 16 | Commercial_2032_SC C_million_m3_After Competition Groups_16 | Wall Insulation | 1.876% | 0.69635 | 14.5533 | Commercial_2032_SC C_million_m3_After Competition Groups_Wall Insulation
Commercial | Com ¦ Education and Capacity Building/Energy Behavior | 2032 | SC C | million_m3 | After Competition Groups | 10.8637 | 8081303.42 | 8.0813 | 775.6461 | 0.014006 | 17 | Commercial_2032_SC C_million_m3_After Competition Groups_17 | Education and Capacity Building/Energy Behavior | 1.401% | 8.0813 | 10.8637 | Commercial_2032_SC C_million_m3_After Competition Groups_Education and Capacity Building/Energy Behavior
Commercial | Com ¦ Demand controlled Circulating Systems | 2032 | SC C | million_m3 | After Competition Groups | 7.3631 | 392311.4559 | 0.39231 | 775.6461 | 0.0094928 | 18 | Commercial_2032_SC C_million_m3_After Competition Groups_18 | Demand controlled Circulating Systems | 0.9493% | 0.39231 | 7.3631 | Commercial_2032_SC C_million_m3_After Competition Groups_Demand controlled Circulating Systems
Commercial | Com ¦ Duct Insulation, R8 | 2032 | SC C | million_m3 | After Competition Groups | 5.5314 | 681349.9285 | 0.68135 | 775.6461 | 0.0071314 | 19 | Commercial_2032_SC C_million_m3_After Competition Groups_19 | Duct Insulation, R8 | 0.7131% | 0.68135 | 5.5314 | Commercial_2032_SC C_million_m3_After Competition Groups_Duct Insulation, R8
Commercial | Com ¦ Energy Efficient Laboratory Fume Hood | 2032 | SC C | million_m3 | After Competition Groups | 5.1034 | 675531.3301 | 0.67553 | 775.6461 | 0.0065795 | 20 | Commercial_2032_SC C_million_m3_After Competition Groups_20 | Energy Efficient Laboratory Fume Hood | 0.6579% | 0.67553 | 5.1034 | Commercial_2032_SC C_million_m3_After Competition Groups_Energy Efficient Laboratory Fume Hood
Commercial | Com ¦ High Efficiency Underfired Broilers | 2032 | SC C | million_m3 | After Competition Groups | 4.5238 | 209540.4611 | 0.20954 | 775.6461 | 0.0058323 | 21 | Commercial_2032_SC C_million_m3_After Competition Groups_21 | High Efficiency Underfired Broilers | 0.5832% | 0.20954 | 4.5238 | Commercial_2032_SC C_million_m3_After Competition Groups_High Efficiency Underfired Broilers
Commercial | Com ¦ ENERGY STAR Fryer (84% eff) | 2032 | SC C | million_m3 | After Competition Groups | 4.3625 | 322630.2623 | 0.32263 | 775.6461 | 0.0056243 | 22 | Commercial_2032_SC C_million_m3_After Competition Groups_22 | ENERGY STAR Fryer (84% eff) | 0.5624% | 0.32263 | 4.3625 | Commercial_2032_SC C_million_m3_After Competition Groups_ENERGY STAR Fryer (84% eff)
Commercial | Com ¦ Ozone Laundry Treatment | 2032 | SC C | million_m3 | After Competition Groups | 3.1144 | 391600.6677 | 0.3916 | 775.6461 | 0.0040153 | 23 | Commercial_2032_SC C_million_m3_After Competition Groups_23 | Ozone Laundry Treatment | 0.4015% | 0.3916 | 3.1144 | Commercial_2032_SC C_million_m3_After Competition Groups_Ozone Laundry Treatment
Commercial | Com ¦ Infrared Heaters | 2032 | SC C | million_m3 | After Competition Groups | 2.374 | 444798.4952 | 0.4448 | 775.6461 | 0.0030607 | 24 | Commercial_2032_SC C_million_m3_After Competition Groups_24 | Infrared Heaters | 0.3061% | 0.4448 | 2.374 | Commercial_2032_SC C_million_m3_After Competition Groups_Infrared Heaters
Commercial | Com ¦ ENERGY STAR Griddle (74% eff) | 2032 | SC C | million_m3 | After Competition Groups | 2.1162 | 162826.9889 | 0.16283 | 775.6461 | 0.0027283 | 25 | Commercial_2032_SC C_million_m3_After Competition Groups_25 | ENERGY STAR Griddle (74% eff) | 0.2728% | 0.16283 | 2.1162 | Commercial_2032_SC C_million_m3_After Competition Groups_ENERGY STAR Griddle (74% eff)
Commercial | Com ¦ ENERGY STAR Dishwasher | 2032 | SC C | million_m3 | After Competition Groups | 1.5866 | 160659.9021 | 0.16066 | 775.6461 | 0.0020455 | 26 | Commercial_2032_SC C_million_m3_After Competition Groups_26 | ENERGY STAR Dishwasher | 0.2045% | 0.16066 | 1.5866 | Commercial_2032_SC C_million_m3_After Competition Groups_ENERGY STAR Dishwasher
Commercial | Com ¦ CEE Tier 2/Energy Star Clothes Washers | 2032 | SC C | million_m3 | After Competition Groups | 0.79992 | 38693.4825 | 0.038693 | 775.6461 | 0.0010313 | 27 | Commercial_2032_SC C_million_m3_After Competition Groups_27 | CEE Tier 2/Energy Star Clothes Washers | 0.1031% | 0.038693 | 0.79992 | Commercial_2032_SC C_million_m3_After Competition Groups_CEE Tier 2/Energy Star Clothes Washers
Commercial | Com ¦ Drain Water Heat Recovery (DWHR) ¦ Retro | 2032 | SC C | million_m3 | After Competition Groups | 0.6577 | 33004.1432 | 0.033004 | 775.6461 | 0.00084793 | 28 | Commercial_2032_SC C_million_m3_After Competition Groups_28 | Drain Water Heat Recovery (DWHR) ¦ Retro | 0.08479% | 0.033004 | 0.6577 | Commercial_2032_SC C_million_m3_After Competition Groups_Drain Water Heat Recovery (DWHR) ¦ Retro
Commercial | Com ¦ Energy Recovery Ventilation and Ventilation (Enhanced) | 2032 | SC C | million_m3 | After Competition Groups | 0.64281 | 103451.8669 | 0.10345 | 775.6461 | 0.00082874 | 29 | Commercial_2032_SC C_million_m3_After Competition Groups_29 | Energy Recovery Ventilation and Ventilation (Enhanced) | 0.08287% | 0.10345 | 0.64281 | Commercial_2032_SC C_million_m3_After Competition Groups_Energy Recovery Ventilation and Ventilation (Enhanced)
Commercial | Com ¦ ENERGY STAR Steam Cooker | 2032 | SC C | million_m3 | After Competition Groups | 0.38903 | 14189.469 | 0.014189 | 775.6461 | 0.00050156 | 30 | Commercial_2032_SC C_million_m3_After Competition Groups_30 | ENERGY STAR Steam Cooker | 0.05016% | 0.014189 | 0.38903 | Commercial_2032_SC C_million_m3_After Competition Groups_ENERGY STAR Steam Cooker
Commercial | Com ¦ Low Flow Pre-Rinse Spray Nozzle | 2032 | SC C | million_m3 | After Competition Groups | 0.37714 | 10961.498 | 0.010961 | 775.6461 | 0.00048622 | 31 | Commercial_2032_SC C_million_m3_After Competition Groups_31 | Low Flow Pre-Rinse Spray Nozzle | 0.04862% | 0.010961 | 0.37714 | Commercial_2032_SC C_million_m3_After Competition Groups_Low Flow Pre-Rinse Spray Nozzle
Commercial | Com ¦ Drain Water Heat Recovery (DWHR) ¦New | 2032 | SC C | million_m3 | After Competition Groups | 0.18757 | 14516.3972 | 0.014516 | 775.6461 | 0.00024183 | 32 | Commercial_2032_SC C_million_m3_After Competition Groups_32 | Drain Water Heat Recovery (DWHR) ¦New | 0.02418% | 0.014516 | 0.18757 | Commercial_2032_SC C_million_m3_After Competition Groups_Drain Water Heat Recovery (DWHR) ¦New
Commercial | Com ¦ Heat Recovery Ventilator | 2032 | SC C | million_m3 | After Competition Groups | 0.18088 | 23486.3811 | 0.023486 | 775.6461 | 0.0002332 | 33 | Commercial_2032_SC C_million_m3_After Competition Groups_33 | Heat Recovery Ventilator | 0.02332% | 0.023486 | 0.18088 | Commercial_2032_SC C_million_m3_After Competition Groups_Heat Recovery Ventilator
Commercial | Com ¦ Solar Water Preheat (Pools/DHW) | 2032 | SC C | million_m3 | After Competition Groups | 0.063712 | 7726.5077 | 0.0077265 | 775.6461 | 8.214e-05 | 34 | Commercial_2032_SC C_million_m3_After Competition Groups_34 | Solar Water Preheat (Pools/DHW) | 0.008214% | 0.0077265 | 0.063712 | Commercial_2032_SC C_million_m3_After Competition Groups_Solar Water Preheat (Pools/DHW)
Commercial | Com ¦ Gas Heat Pump Water Heater | 2032 | SC C | million_m3 | After Competition Groups | 0.0057031 | 1407.4134 | 0.0014074 | 775.6461 | 7.3527e-06 | 35 | Commercial_2032_SC C_million_m3_After Competition Groups_35 | Gas Heat Pump Water Heater | 0.0007353% | 0.0014074 | 0.0057031 | Commercial_2032_SC C_million_m3_After Competition Groups_Gas Heat Pump Water Heater
Commercial | Com ¦ Air Curtains | 2032 | SC C | million_m3 | After Competition Groups | 0.00045898 | 81.4113 | 8.1411e-05 | 775.6461 | 5.9174e-07 | 36 | Commercial_2032_SC C_million_m3_After Competition Groups_36 | Air Curtains | 5.917e-05% | 8.1411e-05 | 0.00045898 | Commercial_2032_SC C_million_m3_After Competition Groups_Air Curtains
Commercial | Com ¦ Condensing Boiler ¦ Std | 2032 | Technical | million_m3 | After Competition Groups | 272.832 | 0 | 0 | 2130.0204 | 0.12809 | 1 | Commercial_2032_Technical_million_m3_After Competition Groups_1 | Condensing Boiler ¦ Std | 12.81% | 0 | 272.832 | Commercial_2032_Technical_million_m3_After Competition Groups_Condensing Boiler ¦ Std
Commercial | Com ¦ Building Recommissioning, Operations and Maintenance (O&M) Improvements | 2032 | Technical | million_m3 | After Competition Groups | 226.2921 | 0 | 0 | 2130.0204 | 0.10624 | 2 | Commercial_2032_Technical_million_m3_After Competition Groups_2 | Building Recommissioning, Operations and Maintenance (O&M) Improvements | 10.62% | 0 | 226.2921 | Commercial_2032_Technical_million_m3_After Competition Groups_Building Recommissioning, Operations and Maintenance (O&M) Improvements
Commercial | Com ¦ Demand Control Ventilation | 2032 | Technical | million_m3 | After Competition Groups | 203.5559 | 0 | 0 | 2130.0204 | 0.095565 | 3 | Commercial_2032_Technical_million_m3_After Competition Groups_3 | Demand Control Ventilation | 9.557% | 0 | 203.5559 | Commercial_2032_Technical_million_m3_After Competition Groups_Demand Control Ventilation
Commercial | Com ¦ Gas Fired Rooftop Units | 2032 | Technical | million_m3 | After Competition Groups | 190.8945 | 0 | 0 | 2130.0204 | 0.089621 | 4 | Commercial_2032_Technical_million_m3_After Competition Groups_4 | Gas Fired Rooftop Units | 8.962% | 0 | 190.8945 | Commercial_2032_Technical_million_m3_After Competition Groups_Gas Fired Rooftop Units
Commercial | Com ¦ Boilers - Advanced Controls (Steam Systems) | 2032 | Technical | million_m3 | After Competition Groups | 144.8832 | 0 | 0 | 2130.0204 | 0.06802 | 5 | Commercial_2032_Technical_million_m3_After Competition Groups_5 | Boilers - Advanced Controls (Steam Systems) | 6.802% | 0 | 144.8832 | Commercial_2032_Technical_million_m3_After Competition Groups_Boilers - Advanced Controls (Steam Systems)
Commercial | Com ¦ Adaptive Thermostats | 2032 | Technical | million_m3 | After Competition Groups | 132.8467 | 0 | 0 | 2130.0204 | 0.062369 | 6 | Commercial_2032_Technical_million_m3_After Competition Groups_6 | Adaptive Thermostats | 6.237% | 0 | 132.8467 | Commercial_2032_Technical_million_m3_After Competition Groups_Adaptive Thermostats
Commercial | Com ¦ Condensing Make Up Air Unit | 2032 | Technical | million_m3 | After Competition Groups | 94.6852 | 0 | 0 | 2130.0204 | 0.044453 | 7 | Commercial_2032_Technical_million_m3_After Competition Groups_7 | Condensing Make Up Air Unit | 4.445% | 0 | 94.6852 | Commercial_2032_Technical_million_m3_After Competition Groups_Condensing Make Up Air Unit
Commercial | Com ¦ Air Handler with Dedicated Outdoor Air Systems | 2032 | Technical | million_m3 | After Competition Groups | 84.4227 | 0 | 0 | 2130.0204 | 0.039635 | 8 | Commercial_2032_Technical_million_m3_After Competition Groups_8 | Air Handler with Dedicated Outdoor Air Systems | 3.963% | 0 | 84.4227 | Commercial_2032_Technical_million_m3_After Competition Groups_Air Handler with Dedicated Outdoor Air Systems
Commercial | Com ¦ Gas Fired Heat Pump | 2032 | Technical | million_m3 | After Competition Groups | 79.0146 | 0 | 0 | 2130.0204 | 0.037096 | 9 | Commercial_2032_Technical_million_m3_After Competition Groups_9 | Gas Fired Heat Pump | 3.71% | 0 | 79.0146 | Commercial_2032_Technical_million_m3_After Competition Groups_Gas Fired Heat Pump
Commercial | Com ¦ Advanced BAS/Controllers | 2032 | Technical | million_m3 | After Competition Groups | 74.8238 | 0 | 0 | 2130.0204 | 0.035128 | 10 | Commercial_2032_Technical_million_m3_After Competition Groups_10 | Advanced BAS/Controllers | 3.513% | 0 | 74.8238 | Commercial_2032_Technical_million_m3_After Competition Groups_Advanced BAS/Controllers
Commercial | Com ¦ Education and Capacity Building/Energy Behavior | 2032 | Technical | million_m3 | After Competition Groups | 71.9046 | 0 | 0 | 2130.0204 | 0.033758 | 11 | Commercial_2032_Technical_million_m3_After Competition Groups_11 | Education and Capacity Building/Energy Behavior | 3.376% | 0 | 71.9046 | Commercial_2032_Technical_million_m3_After Competition Groups_Education and Capacity Building/Energy Behavior
Commercial | Com ¦ Demand Control Kitchen Ventilation | 2032 | Technical | million_m3 | After Competition Groups | 68.563 | 0 | 0 | 2130.0204 | 0.032189 | 12 | Commercial_2032_Technical_million_m3_After Competition Groups_12 | Demand Control Kitchen Ventilation | 3.219% | 0 | 68.563 | Commercial_2032_Technical_million_m3_After Competition Groups_Demand Control Kitchen Ventilation
Commercial | Com ¦ Energy Recovery Ventilation and Ventilation (Enhanced) | 2032 | Technical | million_m3 | After Competition Groups | 62.2085 | 0 | 0 | 2130.0204 | 0.029206 | 13 | Commercial_2032_Technical_million_m3_After Competition Groups_13 | Energy Recovery Ventilation and Ventilation (Enhanced) | 2.921% | 0 | 62.2085 | Commercial_2032_Technical_million_m3_After Competition Groups_Energy Recovery Ventilation and Ventilation (Enhanced)
Commercial | Com ¦ Condensing Unit Heaters or other Efficient Unit Heating System | 2032 | Technical | million_m3 | After Competition Groups | 55.804 | 0 | 0 | 2130.0204 | 0.026199 | 14 | Commercial_2032_Technical_million_m3_After Competition Groups_14 | Condensing Unit Heaters or other Efficient Unit Heating System | 2.62% | 0 | 55.804 | Commercial_2032_Technical_million_m3_After Competition Groups_Condensing Unit Heaters or other Efficient Unit Heating System
Commercial | Com ¦ Steam System Optimization | 2032 | Technical | million_m3 | After Competition Groups | 45.4143 | 0 | 0 | 2130.0204 | 0.021321 | 15 | Commercial_2032_Technical_million_m3_After Competition Groups_15 | Steam System Optimization | 2.132% | 0 | 45.4143 | Commercial_2032_Technical_million_m3_After Competition Groups_Steam System Optimization
Commercial | Com ¦ Destratification | 2032 | Technical | million_m3 | After Competition Groups | 43.606 | 0 | 0 | 2130.0204 | 0.020472 | 16 | Commercial_2032_Technical_million_m3_After Competition Groups_16 | Destratification | 2.047% | 0 | 43.606 | Commercial_2032_Technical_million_m3_After Competition Groups_Destratification
Commercial | Com ¦ Furnace Tune-Up | 2032 | Technical | million_m3 | After Competition Groups | 42.8157 | 0 | 0 | 2130.0204 | 0.020101 | 17 | Commercial_2032_Technical_million_m3_After Competition Groups_17 | Furnace Tune-Up | 2.01% | 0 | 42.8157 | Commercial_2032_Technical_million_m3_After Competition Groups_Furnace Tune-Up
Commercial | Com ¦ High Efficiency Condensing Furnace AFUE 95% from 80% code | 2032 | Technical | million_m3 | After Competition Groups | 31.4517 | 0 | 0 | 2130.0204 | 0.014766 | 18 | Commercial_2032_Technical_million_m3_After Competition Groups_18 | High Efficiency Condensing Furnace AFUE 95% from 80% code | 1.477% | 0 | 31.4517 | Commercial_2032_Technical_million_m3_After Competition Groups_High Efficiency Condensing Furnace AFUE 95% from 80% code
Commercial | Com ¦ Heat Recovery Ventilator | 2032 | Technical | million_m3 | After Competition Groups | 29.3632 | 0 | 0 | 2130.0204 | 0.013785 | 19 | Commercial_2032_Technical_million_m3_After Competition Groups_19 | Heat Recovery Ventilator | 1.379% | 0 | 29.3632 | Commercial_2032_Technical_million_m3_After Competition Groups_Heat Recovery Ventilator
Commercial | Com ¦ Wall Insulation | 2032 | Technical | million_m3 | After Competition Groups | 23.9441 | 0 | 0 | 2130.0204 | 0.011241 | 20 | Commercial_2032_Technical_million_m3_After Competition Groups_20 | Wall Insulation | 1.124% | 0 | 23.9441 | Commercial_2032_Technical_million_m3_After Competition Groups_Wall Insulation
Commercial | Com ¦ Super-High Efficiency Furnaces (Emerging Tech) | 2032 | Technical | million_m3 | After Competition Groups | 23.8806 | 0 | 0 | 2130.0204 | 0.011211 | 21 | Commercial_2032_Technical_million_m3_After Competition Groups_21 | Super-High Efficiency Furnaces (Emerging Tech) | 1.121% | 0 | 23.8806 | Commercial_2032_Technical_million_m3_After Competition Groups_Super-High Efficiency Furnaces (Emerging Tech)
Commercial | Com ¦ Energy Efficient Laboratory Fume Hood | 2032 | Technical | million_m3 | After Competition Groups | 16.9065 | 0 | 0 | 2130.0204 | 0.0079373 | 22 | Commercial_2032_Technical_million_m3_After Competition Groups_22 | Energy Efficient Laboratory Fume Hood | 0.7937% | 0 | 16.9065 | Commercial_2032_Technical_million_m3_After Competition Groups_Energy Efficient Laboratory Fume Hood
Commercial | Com ¦ Boiler Measures | 2032 | Technical | million_m3 | After Competition Groups | 16.6181 | 0 | 0 | 2130.0204 | 0.0078019 | 23 | Commercial_2032_Technical_million_m3_After Competition Groups_23 | Boiler Measures | 0.7802% | 0 | 16.6181 | Commercial_2032_Technical_million_m3_After Competition Groups_Boiler Measures
Commercial | Com ¦ Demand controlled Circulating Systems | 2032 | Technical | million_m3 | After Competition Groups | 12.578 | 0 | 0 | 2130.0204 | 0.0059051 | 24 | Commercial_2032_Technical_million_m3_After Competition Groups_24 | Demand controlled Circulating Systems | 0.5905% | 0 | 12.578 | Commercial_2032_Technical_million_m3_After Competition Groups_Demand controlled Circulating Systems
Commercial | Com ¦ Duct Insulation, R8 | 2032 | Technical | million_m3 | After Competition Groups | 9.826 | 0 | 0 | 2130.0204 | 0.0046131 | 25 | Commercial_2032_Technical_million_m3_After Competition Groups_25 | Duct Insulation, R8 | 0.4613% | 0 | 9.826 | Commercial_2032_Technical_million_m3_After Competition Groups_Duct Insulation, R8
Commercial | Com ¦ Roof Insulation/Ceiling Insulation (R25 Code to R35) | 2032 | Technical | million_m3 | After Competition Groups | 8.8586 | 0 | 0 | 2130.0204 | 0.0041589 | 26 | Commercial_2032_Technical_million_m3_After Competition Groups_26 | Roof Insulation/Ceiling Insulation (R25 Code to R35) | 0.4159% | 0 | 8.8586 | Commercial_2032_Technical_million_m3_After Competition Groups_Roof Insulation/Ceiling Insulation (R25 Code to R35)
Commercial | Com ¦ ENERGY STAR Fryer (84% eff) | 2032 | Technical | million_m3 | After Competition Groups | 8.3287 | 0 | 0 | 2130.0204 | 0.0039102 | 27 | Commercial_2032_Technical_million_m3_After Competition Groups_27 | ENERGY STAR Fryer (84% eff) | 0.391% | 0 | 8.3287 | Commercial_2032_Technical_million_m3_After Competition Groups_ENERGY STAR Fryer (84% eff)
Commercial | Com ¦ Infrared Heaters | 2032 | Technical | million_m3 | After Competition Groups | 8.3241 | 0 | 0 | 2130.0204 | 0.003908 | 28 | Commercial_2032_Technical_million_m3_After Competition Groups_28 | Infrared Heaters | 0.3908% | 0 | 8.3241 | Commercial_2032_Technical_million_m3_After Competition Groups_Infrared Heaters
Commercial | Com ¦ Ozone Laundry Treatment | 2032 | Technical | million_m3 | After Competition Groups | 7.589 | 0 | 0 | 2130.0204 | 0.0035629 | 29 | Commercial_2032_Technical_million_m3_After Competition Groups_29 | Ozone Laundry Treatment | 0.3563% | 0 | 7.589 | Commercial_2032_Technical_million_m3_After Competition Groups_Ozone Laundry Treatment
Commercial | Com ¦ Condensing Storage Water Heater | 2032 | Technical | million_m3 | After Competition Groups | 7.2553 | 0 | 0 | 2130.0204 | 0.0034062 | 30 | Commercial_2032_Technical_million_m3_After Competition Groups_30 | Condensing Storage Water Heater | 0.3406% | 0 | 7.2553 | Commercial_2032_Technical_million_m3_After Competition Groups_Condensing Storage Water Heater
Commercial | Com ¦ High Efficiency Underfired Broilers | 2032 | Technical | million_m3 | After Competition Groups | 7.0686 | 0 | 0 | 2130.0204 | 0.0033185 | 31 | Commercial_2032_Technical_million_m3_After Competition Groups_31 | High Efficiency Underfired Broilers | 0.3319% | 0 | 7.0686 | Commercial_2032_Technical_million_m3_After Competition Groups_High Efficiency Underfired Broilers
Commercial | Com ¦ ENERGY STAR Griddle (74% eff) | 2032 | Technical | million_m3 | After Competition Groups | 5.4657 | 0 | 0 | 2130.0204 | 0.0025661 | 32 | Commercial_2032_Technical_million_m3_After Competition Groups_32 | ENERGY STAR Griddle (74% eff) | 0.2566% | 0 | 5.4657 | Commercial_2032_Technical_million_m3_After Competition Groups_ENERGY STAR Griddle (74% eff)
Commercial | Com ¦ HOTEL OCCUPANCY CONTROLS (HVAC + LIGHTING) | 2032 | Technical | million_m3 | After Competition Groups | 3.7945 | 0 | 0 | 2130.0204 | 0.0017814 | 33 | Commercial_2032_Technical_million_m3_After Competition Groups_33 | HOTEL OCCUPANCY CONTROLS (HVAC + LIGHTING) | 0.1781% | 0 | 3.7945 | Commercial_2032_Technical_million_m3_After Competition Groups_HOTEL OCCUPANCY CONTROLS (HVAC + LIGHTING)
Commercial | Com ¦ ENERGY STAR Dishwasher | 2032 | Technical | million_m3 | After Competition Groups | 3.7669 | 0 | 0 | 2130.0204 | 0.0017685 | 34 | Commercial_2032_Technical_million_m3_After Competition Groups_34 | ENERGY STAR Dishwasher | 0.1768% | 0 | 3.7669 | Commercial_2032_Technical_million_m3_After Competition Groups_ENERGY STAR Dishwasher
Commercial | Com ¦ Ice Rink Heat Recovery | 2032 | Technical | million_m3 | After Competition Groups | 3.1583 | 0 | 0 | 2130.0204 | 0.0014828 | 35 | Commercial_2032_Technical_million_m3_After Competition Groups_35 | Ice Rink Heat Recovery | 0.1483% | 0 | 3.1583 | Commercial_2032_Technical_million_m3_After Competition Groups_Ice Rink Heat Recovery
Commercial | Com ¦ Dock Door Seals | 2032 | Technical | million_m3 | After Competition Groups | 2.4281 | 0 | 0 | 2130.0204 | 0.0011399 | 36 | Commercial_2032_Technical_million_m3_After Competition Groups_36 | Dock Door Seals | 0.114% | 0 | 2.4281 | Commercial_2032_Technical_million_m3_After Competition Groups_Dock Door Seals
Commercial | Com ¦ CEE Tier 2/Energy Star Clothes Washers | 2032 | Technical | million_m3 | After Competition Groups | 1.269 | 0 | 0 | 2130.0204 | 0.00059575 | 37 | Commercial_2032_Technical_million_m3_After Competition Groups_37 | CEE Tier 2/Energy Star Clothes Washers | 0.05958% | 0 | 1.269 | Commercial_2032_Technical_million_m3_After Competition Groups_CEE Tier 2/Energy Star Clothes Washers
Commercial | Com ¦ Drain Water Heat Recovery (DWHR) ¦ Retro | 2032 | Technical | million_m3 | After Competition Groups | 1.0399 | 0 | 0 | 2130.0204 | 0.00048823 | 38 | Commercial_2032_Technical_million_m3_After Competition Groups_38 | Drain Water Heat Recovery (DWHR) ¦ Retro | 0.04882% | 0 | 1.0399 | Commercial_2032_Technical_million_m3_After Competition Groups_Drain Water Heat Recovery (DWHR) ¦ Retro
Commercial | Com ¦ Low Flow Pre-Rinse Spray Nozzle | 2032 | Technical | million_m3 | After Competition Groups | 0.69766 | 0 | 0 | 2130.0204 | 0.00032754 | 39 | Commercial_2032_Technical_million_m3_After Competition Groups_39 | Low Flow Pre-Rinse Spray Nozzle | 0.03275% | 0 | 0.69766 | Commercial_2032_Technical_million_m3_After Competition Groups_Low Flow Pre-Rinse Spray Nozzle
Commercial | Com ¦ ENERGY STAR Steam Cooker | 2032 | Technical | million_m3 | After Competition Groups | 0.59596 | 0 | 0 | 2130.0204 | 0.00027979 | 40 | Commercial_2032_Technical_million_m3_After Competition Groups_40 | ENERGY STAR Steam Cooker | 0.02798% | 0 | 0.59596 | Commercial_2032_Technical_million_m3_After Competition Groups_ENERGY STAR Steam Cooker
Commercial | Com ¦ Drain Water Heat Recovery (DWHR) ¦New | 2032 | Technical | million_m3 | After Competition Groups | 0.53391 | 0 | 0 | 2130.0204 | 0.00025066 | 41 | Commercial_2032_Technical_million_m3_After Competition Groups_41 | Drain Water Heat Recovery (DWHR) ¦New | 0.02507% | 0 | 0.53391 | Commercial_2032_Technical_million_m3_After Competition Groups_Drain Water Heat Recovery (DWHR) ¦New
Commercial | Com ¦ Solar Water Preheat (Pools/DHW) | 2032 | Technical | million_m3 | After Competition Groups | 0.2911 | 0 | 0 | 2130.0204 | 0.00013666 | 42 | Commercial_2032_Technical_million_m3_After Competition Groups_42 | Solar Water Preheat (Pools/DHW) | 0.01367% | 0 | 0.2911 | Commercial_2032_Technical_million_m3_After Competition Groups_Solar Water Preheat (Pools/DHW)
Commercial | Com ¦ Air Curtains | 2032 | Technical | million_m3 | After Competition Groups | 0.14395 | 0 | 0 | 2130.0204 | 6.7581e-05 | 43 | Commercial_2032_Technical_million_m3_After Competition Groups_43 | Air Curtains | 0.006758% | 0 | 0.14395 | Commercial_2032_Technical_million_m3_After Competition Groups_Air Curtains
Commercial | Com ¦ Gas Convection Oven | 2032 | Technical | million_m3 | After Competition Groups | 0.14115 | 0 | 0 | 2130.0204 | 6.6265e-05 | 44 | Commercial_2032_Technical_million_m3_After Competition Groups_44 | Gas Convection Oven | 0.006627% | 0 | 0.14115 | Commercial_2032_Technical_million_m3_After Competition Groups_Gas Convection Oven
Commercial | Com ¦ Solar Preheat Make up Air | 2032 | Technical | million_m3 | After Competition Groups | 0.056856 | 0 | 0 | 2130.0204 | 2.6692e-05 | 45 | Commercial_2032_Technical_million_m3_After Competition Groups_45 | Solar Preheat Make up Air | 0.002669% | 0 | 0.056856 | Commercial_2032_Technical_million_m3_After Competition Groups_Solar Preheat Make up Air
Commercial | Com ¦ Super High Perf Glazing ¦RET | 2032 | Technical | million_m3 | After Competition Groups | 0.051376 | 0 | 0 | 2130.0204 | 2.412e-05 | 46 | Commercial_2032_Technical_million_m3_After Competition Groups_46 | Super High Perf Glazing ¦RET | 0.002412% | 0 | 0.051376 | Commercial_2032_Technical_million_m3_After Competition Groups_Super High Perf Glazing ¦RET
Commercial | Com ¦ Super High Perf Glazing ¦New | 2032 | Technical | million_m3 | After Competition Groups | 0.026992 | 0 | 0 | 2130.0204 | 1.2672e-05 | 47 | Commercial_2032_Technical_million_m3_After Competition Groups_47 | Super High Perf Glazing ¦New | 0.001267% | 0 | 0.026992 | Commercial_2032_Technical_million_m3_After Competition Groups_Super High Perf Glazing ¦New
Commercial | Com ¦ Condensing Boiler ¦ Std | 2033 | Economic | million_m3 | After Competition Groups | 287.9935 | 0 | 0 | 1970.017 | 0.14619 | 1 | Commercial_2033_Economic_million_m3_After Competition Groups_1 | Condensing Boiler ¦ Std | 14.62% | 0 | 287.9935 | Commercial_2033_Economic_million_m3_After Competition Groups_Condensing Boiler ¦ Std
Commercial | Com ¦ Building Recommissioning, Operations and Maintenance (O&M) Improvements | 2033 | Economic | million_m3 | After Competition Groups | 221.7436 | 0 | 0 | 1970.017 | 0.11256 | 2 | Commercial_2033_Economic_million_m3_After Competition Groups_2 | Building Recommissioning, Operations and Maintenance (O&M) Improvements | 11.26% | 0 | 221.7436 | Commercial_2033_Economic_million_m3_After Competition Groups_Building Recommissioning, Operations and Maintenance (O&M) Improvements
Commercial | Com ¦ Gas Fired Rooftop Units | 2033 | Economic | million_m3 | After Competition Groups | 200.1929 | 0 | 0 | 1970.017 | 0.10162 | 3 | Commercial_2033_Economic_million_m3_After Competition Groups_3 | Gas Fired Rooftop Units | 10.16% | 0 | 200.1929 | Commercial_2033_Economic_million_m3_After Competition Groups_Gas Fired Rooftop Units
Commercial | Com ¦ Demand Control Ventilation | 2033 | Economic | million_m3 | After Competition Groups | 199.5107 | 0 | 0 | 1970.017 | 0.10127 | 4 | Commercial_2033_Economic_million_m3_After Competition Groups_4 | Demand Control Ventilation | 10.13% | 0 | 199.5107 | Commercial_2033_Economic_million_m3_After Competition Groups_Demand Control Ventilation
Commercial | Com ¦ Boilers - Advanced Controls (Steam Systems) | 2033 | Economic | million_m3 | After Competition Groups | 146.0213 | 0 | 0 | 1970.017 | 0.074122 | 5 | Commercial_2033_Economic_million_m3_After Competition Groups_5 | Boilers - Advanced Controls (Steam Systems) | 7.412% | 0 | 146.0213 | Commercial_2033_Economic_million_m3_After Competition Groups_Boilers - Advanced Controls (Steam Systems)
Commercial | Com ¦ Adaptive Thermostats | 2033 | Economic | million_m3 | After Competition Groups | 133.0787 | 0 | 0 | 1970.017 | 0.067552 | 6 | Commercial_2033_Economic_million_m3_After Competition Groups_6 | Adaptive Thermostats | 6.755% | 0 | 133.0787 | Commercial_2033_Economic_million_m3_After Competition Groups_Adaptive Thermostats
Commercial | Com ¦ Condensing Make Up Air Unit | 2033 | Economic | million_m3 | After Competition Groups | 99.8057 | 0 | 0 | 1970.017 | 0.050662 | 7 | Commercial_2033_Economic_million_m3_After Competition Groups_7 | Condensing Make Up Air Unit | 5.066% | 0 | 99.8057 | Commercial_2033_Economic_million_m3_After Competition Groups_Condensing Make Up Air Unit
Commercial | Com ¦ Air Handler with Dedicated Outdoor Air Systems | 2033 | Economic | million_m3 | After Competition Groups | 82.7258 | 0 | 0 | 1970.017 | 0.041992 | 8 | Commercial_2033_Economic_million_m3_After Competition Groups_8 | Air Handler with Dedicated Outdoor Air Systems | 4.199% | 0 | 82.7258 | Commercial_2033_Economic_million_m3_After Competition Groups_Air Handler with Dedicated Outdoor Air Systems
Commercial | Com ¦ Gas Fired Heat Pump | 2033 | Economic | million_m3 | After Competition Groups | 82.4038 | 0 | 0 | 1970.017 | 0.041829 | 9 | Commercial_2033_Economic_million_m3_After Competition Groups_9 | Gas Fired Heat Pump | 4.183% | 0 | 82.4038 | Commercial_2033_Economic_million_m3_After Competition Groups_Gas Fired Heat Pump
Commercial | Com ¦ Advanced BAS/Controllers | 2033 | Economic | million_m3 | After Competition Groups | 75.3793 | 0 | 0 | 1970.017 | 0.038263 | 10 | Commercial_2033_Economic_million_m3_After Competition Groups_10 | Advanced BAS/Controllers | 3.826% | 0 | 75.3793 | Commercial_2033_Economic_million_m3_After Competition Groups_Advanced BAS/Controllers
Commercial | Com ¦ Demand Control Kitchen Ventilation | 2033 | Economic | million_m3 | After Competition Groups | 69.9299 | 0 | 0 | 1970.017 | 0.035497 | 11 | Commercial_2033_Economic_million_m3_After Competition Groups_11 | Demand Control Kitchen Ventilation | 3.55% | 0 | 69.9299 | Commercial_2033_Economic_million_m3_After Competition Groups_Demand Control Kitchen Ventilation
Commercial | Com ¦ Education and Capacity Building/Energy Behavior | 2033 | Economic | million_m3 | After Competition Groups | 68.8316 | 0 | 0 | 1970.017 | 0.03494 | 12 | Commercial_2033_Economic_million_m3_After Competition Groups_12 | Education and Capacity Building/Energy Behavior | 3.494% | 0 | 68.8316 | Commercial_2033_Economic_million_m3_After Competition Groups_Education and Capacity Building/Energy Behavior
Commercial | Com ¦ Condensing Unit Heaters or other Efficient Unit Heating System | 2033 | Economic | million_m3 | After Competition Groups | 58.7369 | 0 | 0 | 1970.017 | 0.029815 | 13 | Commercial_2033_Economic_million_m3_After Competition Groups_13 | Condensing Unit Heaters or other Efficient Unit Heating System | 2.982% | 0 | 58.7369 | Commercial_2033_Economic_million_m3_After Competition Groups_Condensing Unit Heaters or other Efficient Unit Heating System
Commercial | Com ¦ Steam System Optimization | 2033 | Economic | million_m3 | After Competition Groups | 44.5015 | 0 | 0 | 1970.017 | 0.022589 | 14 | Commercial_2033_Economic_million_m3_After Competition Groups_14 | Steam System Optimization | 2.259% | 0 | 44.5015 | Commercial_2033_Economic_million_m3_After Competition Groups_Steam System Optimization
Commercial | Com ¦ Destratification | 2033 | Economic | million_m3 | After Competition Groups | 42.6399 | 0 | 0 | 1970.017 | 0.021644 | 15 | Commercial_2033_Economic_million_m3_After Competition Groups_15 | Destratification | 2.164% | 0 | 42.6399 | Commercial_2033_Economic_million_m3_After Competition Groups_Destratification
Commercial | Com ¦ Furnace Tune-Up | 2033 | Economic | million_m3 | After Competition Groups | 41.9551 | 0 | 0 | 1970.017 | 0.021297 | 16 | Commercial_2033_Economic_million_m3_After Competition Groups_16 | Furnace Tune-Up | 2.13% | 0 | 41.9551 | Commercial_2033_Economic_million_m3_After Competition Groups_Furnace Tune-Up
Commercial | Com ¦ Wall Insulation | 2033 | Economic | million_m3 | After Competition Groups | 23.4628 | 0 | 0 | 1970.017 | 0.01191 | 17 | Commercial_2033_Economic_million_m3_After Competition Groups_17 | Wall Insulation | 1.191% | 0 | 23.4628 | Commercial_2033_Economic_million_m3_After Competition Groups_Wall Insulation
Commercial | Com ¦ Energy Efficient Laboratory Fume Hood | 2033 | Economic | million_m3 | After Competition Groups | 16.5667 | 0 | 0 | 1970.017 | 0.0084094 | 18 | Commercial_2033_Economic_million_m3_After Competition Groups_18 | Energy Efficient Laboratory Fume Hood | 0.8409% | 0 | 16.5667 | Commercial_2033_Economic_million_m3_After Competition Groups_Energy Efficient Laboratory Fume Hood
Commercial | Com ¦ Demand controlled Circulating Systems | 2033 | Economic | million_m3 | After Competition Groups | 12.3252 | 0 | 0 | 1970.017 | 0.0062564 | 19 | Commercial_2033_Economic_million_m3_After Competition Groups_19 | Demand controlled Circulating Systems | 0.6256% | 0 | 12.3252 | Commercial_2033_Economic_million_m3_After Competition Groups_Demand controlled Circulating Systems
Commercial | Com ¦ Duct Insulation, R8 | 2033 | Economic | million_m3 | After Competition Groups | 9.6285 | 0 | 0 | 1970.017 | 0.0048875 | 20 | Commercial_2033_Economic_million_m3_After Competition Groups_20 | Duct Insulation, R8 | 0.4888% | 0 | 9.6285 | Commercial_2033_Economic_million_m3_After Competition Groups_Duct Insulation, R8
Commercial | Com ¦ Infrared Heaters | 2033 | Economic | million_m3 | After Competition Groups | 8.7152 | 0 | 0 | 1970.017 | 0.0044239 | 21 | Commercial_2033_Economic_million_m3_After Competition Groups_21 | Infrared Heaters | 0.4424% | 0 | 8.7152 | Commercial_2033_Economic_million_m3_After Competition Groups_Infrared Heaters
Commercial | Com ¦ ENERGY STAR Fryer (84% eff) | 2033 | Economic | million_m3 | After Competition Groups | 8.6951 | 0 | 0 | 1970.017 | 0.0044137 | 22 | Commercial_2033_Economic_million_m3_After Competition Groups_22 | ENERGY STAR Fryer (84% eff) | 0.4414% | 0 | 8.6951 | Commercial_2033_Economic_million_m3_After Competition Groups_ENERGY STAR Fryer (84% eff)
Commercial | Com ¦ Ozone Laundry Treatment | 2033 | Economic | million_m3 | After Competition Groups | 7.6299 | 0 | 0 | 1970.017 | 0.003873 | 23 | Commercial_2033_Economic_million_m3_After Competition Groups_23 | Ozone Laundry Treatment | 0.3873% | 0 | 7.6299 | Commercial_2033_Economic_million_m3_After Competition Groups_Ozone Laundry Treatment
Commercial | Com ¦ High Efficiency Underfired Broilers | 2033 | Economic | million_m3 | After Competition Groups | 7.3796 | 0 | 0 | 1970.017 | 0.003746 | 24 | Commercial_2033_Economic_million_m3_After Competition Groups_24 | High Efficiency Underfired Broilers | 0.3746% | 0 | 7.3796 | Commercial_2033_Economic_million_m3_After Competition Groups_High Efficiency Underfired Broilers
Commercial | Com ¦ ENERGY STAR Griddle (74% eff) | 2033 | Economic | million_m3 | After Competition Groups | 5.7078 | 0 | 0 | 1970.017 | 0.0028973 | 25 | Commercial_2033_Economic_million_m3_After Competition Groups_25 | ENERGY STAR Griddle (74% eff) | 0.2897% | 0 | 5.7078 | Commercial_2033_Economic_million_m3_After Competition Groups_ENERGY STAR Griddle (74% eff)
Commercial | Com ¦ ENERGY STAR Dishwasher | 2033 | Economic | million_m3 | After Competition Groups | 3.8402 | 0 | 0 | 1970.017 | 0.0019493 | 26 | Commercial_2033_Economic_million_m3_After Competition Groups_26 | ENERGY STAR Dishwasher | 0.1949% | 0 | 3.8402 | Commercial_2033_Economic_million_m3_After Competition Groups_ENERGY STAR Dishwasher
Commercial | Com ¦ Energy Recovery Ventilation and Ventilation (Enhanced) | 2033 | Economic | million_m3 | After Competition Groups | 3.1464 | 0 | 0 | 1970.017 | 0.0015972 | 27 | Commercial_2033_Economic_million_m3_After Competition Groups_27 | Energy Recovery Ventilation and Ventilation (Enhanced) | 0.1597% | 0 | 3.1464 | Commercial_2033_Economic_million_m3_After Competition Groups_Energy Recovery Ventilation and Ventilation (Enhanced)
Commercial | Com ¦ Heat Recovery Ventilator | 2033 | Economic | million_m3 | After Competition Groups | 2.4503 | 0 | 0 | 1970.017 | 0.0012438 | 28 | Commercial_2033_Economic_million_m3_After Competition Groups_28 | Heat Recovery Ventilator | 0.1244% | 0 | 2.4503 | Commercial_2033_Economic_million_m3_After Competition Groups_Heat Recovery Ventilator
Commercial | Com ¦ CEE Tier 2/Energy Star Clothes Washers | 2033 | Economic | million_m3 | After Competition Groups | 1.3091 | 0 | 0 | 1970.017 | 0.00066451 | 29 | Commercial_2033_Economic_million_m3_After Competition Groups_29 | CEE Tier 2/Energy Star Clothes Washers | 0.06645% | 0 | 1.3091 | Commercial_2033_Economic_million_m3_After Competition Groups_CEE Tier 2/Energy Star Clothes Washers
Commercial | Com ¦ Drain Water Heat Recovery (DWHR) ¦ Retro | 2033 | Economic | million_m3 | After Competition Groups | 1.019 | 0 | 0 | 1970.017 | 0.00051727 | 30 | Commercial_2033_Economic_million_m3_After Competition Groups_30 | Drain Water Heat Recovery (DWHR) ¦ Retro | 0.05173% | 0 | 1.019 | Commercial_2033_Economic_million_m3_After Competition Groups_Drain Water Heat Recovery (DWHR) ¦ Retro
Commercial | Com ¦ Low Flow Pre-Rinse Spray Nozzle | 2033 | Economic | million_m3 | After Competition Groups | 0.70408 | 0 | 0 | 1970.017 | 0.0003574 | 31 | Commercial_2033_Economic_million_m3_After Competition Groups_31 | Low Flow Pre-Rinse Spray Nozzle | 0.03574% | 0 | 0.70408 | Commercial_2033_Economic_million_m3_After Competition Groups_Low Flow Pre-Rinse Spray Nozzle
Commercial | Com ¦ ENERGY STAR Steam Cooker | 2033 | Economic | million_m3 | After Competition Groups | 0.62218 | 0 | 0 | 1970.017 | 0.00031582 | 32 | Commercial_2033_Economic_million_m3_After Competition Groups_32 | ENERGY STAR Steam Cooker | 0.03158% | 0 | 0.62218 | Commercial_2033_Economic_million_m3_After Competition Groups_ENERGY STAR Steam Cooker
Commercial | Com ¦ Drain Water Heat Recovery (DWHR) ¦New | 2033 | Economic | million_m3 | After Competition Groups | 0.56717 | 0 | 0 | 1970.017 | 0.0002879 | 33 | Commercial_2033_Economic_million_m3_After Competition Groups_33 | Drain Water Heat Recovery (DWHR) ¦New | 0.02879% | 0 | 0.56717 | Commercial_2033_Economic_million_m3_After Competition Groups_Drain Water Heat Recovery (DWHR) ¦New
Commercial | Com ¦ Gas Heat Pump Water Heater | 2033 | Economic | million_m3 | After Competition Groups | 0.35968 | 0 | 0 | 1970.017 | 0.00018258 | 34 | Commercial_2033_Economic_million_m3_After Competition Groups_34 | Gas Heat Pump Water Heater | 0.01826% | 0 | 0.35968 | Commercial_2033_Economic_million_m3_After Competition Groups_Gas Heat Pump Water Heater
Commercial | Com ¦ Solar Water Preheat (Pools/DHW) | 2033 | Economic | million_m3 | After Competition Groups | 0.29299 | 0 | 0 | 1970.017 | 0.00014872 | 35 | Commercial_2033_Economic_million_m3_After Competition Groups_35 | Solar Water Preheat (Pools/DHW) | 0.01487% | 0 | 0.29299 | Commercial_2033_Economic_million_m3_After Competition Groups_Solar Water Preheat (Pools/DHW)
Commercial | Com ¦ Air Curtains | 2033 | Economic | million_m3 | After Competition Groups | 0.14498 | 0 | 0 | 1970.017 | 7.3595e-05 | 36 | Commercial_2033_Economic_million_m3_After Competition Groups_36 | Air Curtains | 0.00736% | 0 | 0.14498 | Commercial_2033_Economic_million_m3_After Competition Groups_Air Curtains
Commercial | Com ¦ Adaptive Thermostats | 2033 | SC A | million_m3 | After Competition Groups | 86.2824 | 2215641.6706 | 2.2156 | 765.3975 | 0.11273 | 1 | Commercial_2033_SC A_million_m3_After Competition Groups_1 | Adaptive Thermostats | 11.27% | 2.2156 | 86.2824 | Commercial_2033_SC A_million_m3_After Competition Groups_Adaptive Thermostats
Commercial | Com ¦ Demand Control Ventilation | 2033 | SC A | million_m3 | After Competition Groups | 86.0945 | 1684476.1875 | 1.6845 | 765.3975 | 0.11248 | 2 | Commercial_2033_SC A_million_m3_After Competition Groups_2 | Demand Control Ventilation | 11.25% | 1.6845 | 86.0945 | Commercial_2033_SC A_million_m3_After Competition Groups_Demand Control Ventilation
Commercial | Com ¦ Boilers - Advanced Controls (Steam Systems) | 2033 | SC A | million_m3 | After Competition Groups | 71.9121 | 1627382.881 | 1.6274 | 765.3975 | 0.093954 | 3 | Commercial_2033_SC A_million_m3_After Competition Groups_3 | Boilers - Advanced Controls (Steam Systems) | 9.395% | 1.6274 | 71.9121 | Commercial_2033_SC A_million_m3_After Competition Groups_Boilers - Advanced Controls (Steam Systems)
Commercial | Com ¦ Building Recommissioning, Operations and Maintenance (O&M) Improvements | 2033 | SC A | million_m3 | After Competition Groups | 64.0184 | 462463.0774 | 0.46246 | 765.3975 | 0.083641 | 4 | Commercial_2033_SC A_million_m3_After Competition Groups_4 | Building Recommissioning, Operations and Maintenance (O&M) Improvements | 8.364% | 0.46246 | 64.0184 | Commercial_2033_SC A_million_m3_After Competition Groups_Building Recommissioning, Operations and Maintenance (O&M) Improvements
Commercial | Com ¦ Gas Fired Rooftop Units | 2033 | SC A | million_m3 | After Competition Groups | 57.3044 | 2263201.2791 | 2.2632 | 765.3975 | 0.074869 | 5 | Commercial_2033_SC A_million_m3_After Competition Groups_5 | Gas Fired Rooftop Units | 7.487% | 2.2632 | 57.3044 | Commercial_2033_SC A_million_m3_After Competition Groups_Gas Fired Rooftop Units
Commercial | Com ¦ Condensing Boiler ¦ Std | 2033 | SC A | million_m3 | After Competition Groups | 53.5607 | 0 | 0 | 765.3975 | 0.069978 | 6 | Commercial_2033_SC A_million_m3_After Competition Groups_6 | Condensing Boiler ¦ Std | 6.998% | 0 | 53.5607 | Commercial_2033_SC A_million_m3_After Competition Groups_Condensing Boiler ¦ Std
Commercial | Com ¦ Condensing Make Up Air Unit | 2033 | SC A | million_m3 | After Competition Groups | 45.2951 | 1608087.9586 | 1.6081 | 765.3975 | 0.059179 | 7 | Commercial_2033_SC A_million_m3_After Competition Groups_7 | Condensing Make Up Air Unit | 5.918% | 1.6081 | 45.2951 | Commercial_2033_SC A_million_m3_After Competition Groups_Condensing Make Up Air Unit
Commercial | Com ¦ Gas Fired Heat Pump | 2033 | SC A | million_m3 | After Competition Groups | 37.6041 | 907348.6055 | 0.90735 | 765.3975 | 0.04913 | 8 | Commercial_2033_SC A_million_m3_After Competition Groups_8 | Gas Fired Heat Pump | 4.913% | 0.90735 | 37.6041 | Commercial_2033_SC A_million_m3_After Competition Groups_Gas Fired Heat Pump
Commercial | Com ¦ Demand Control Kitchen Ventilation | 2033 | SC A | million_m3 | After Competition Groups | 35.3962 | 1089997.7853 | 1.09 | 765.3975 | 0.046246 | 9 | Commercial_2033_SC A_million_m3_After Competition Groups_9 | Demand Control Kitchen Ventilation | 4.625% | 1.09 | 35.3962 | Commercial_2033_SC A_million_m3_After Competition Groups_Demand Control Kitchen Ventilation
Commercial | Com ¦ Air Handler with Dedicated Outdoor Air Systems | 2033 | SC A | million_m3 | After Competition Groups | 35.2477 | 320681.1592 | 0.32068 | 765.3975 | 0.046051 | 10 | Commercial_2033_SC A_million_m3_After Competition Groups_10 | Air Handler with Dedicated Outdoor Air Systems | 4.605% | 0.32068 | 35.2477 | Commercial_2033_SC A_million_m3_After Competition Groups_Air Handler with Dedicated Outdoor Air Systems
Commercial | Com ¦ Advanced BAS/Controllers | 2033 | SC A | million_m3 | After Competition Groups | 30.6131 | 634909.0271 | 0.63491 | 765.3975 | 0.039996 | 11 | Commercial_2033_SC A_million_m3_After Competition Groups_11 | Advanced BAS/Controllers | 4% | 0.63491 | 30.6131 | Commercial_2033_SC A_million_m3_After Competition Groups_Advanced BAS/Controllers
Commercial | Com ¦ Steam System Optimization | 2033 | SC A | million_m3 | After Competition Groups | 29.7831 | 236654.3851 | 0.23665 | 765.3975 | 0.038912 | 12 | Commercial_2033_SC A_million_m3_After Competition Groups_12 | Steam System Optimization | 3.891% | 0.23665 | 29.7831 | Commercial_2033_SC A_million_m3_After Competition Groups_Steam System Optimization
Commercial | Com ¦ Furnace Tune-Up | 2033 | SC A | million_m3 | After Competition Groups | 27.7297 | 104600.2175 | 0.1046 | 765.3975 | 0.036229 | 13 | Commercial_2033_SC A_million_m3_After Competition Groups_13 | Furnace Tune-Up | 3.623% | 0.1046 | 27.7297 | Commercial_2033_SC A_million_m3_After Competition Groups_Furnace Tune-Up
Commercial | Com ¦ Destratification | 2033 | SC A | million_m3 | After Competition Groups | 27.3395 | 649563.5795 | 0.64956 | 765.3975 | 0.035719 | 14 | Commercial_2033_SC A_million_m3_After Competition Groups_14 | Destratification | 3.572% | 0.64956 | 27.3395 | Commercial_2033_SC A_million_m3_After Competition Groups_Destratification
Commercial | Com ¦ Condensing Unit Heaters or other Efficient Unit Heating System | 2033 | SC A | million_m3 | After Competition Groups | 17.3852 | 248881.0536 | 0.24888 | 765.3975 | 0.022714 | 15 | Commercial_2033_SC A_million_m3_After Competition Groups_15 | Condensing Unit Heaters or other Efficient Unit Heating System | 2.271% | 0.24888 | 17.3852 | Commercial_2033_SC A_million_m3_After Competition Groups_Condensing Unit Heaters or other Efficient Unit Heating System
Commercial | Com ¦ Wall Insulation | 2033 | SC A | million_m3 | After Competition Groups | 15.4539 | 358030.9913 | 0.35803 | 765.3975 | 0.020191 | 16 | Commercial_2033_SC A_million_m3_After Competition Groups_16 | Wall Insulation | 2.019% | 0.35803 | 15.4539 | Commercial_2033_SC A_million_m3_After Competition Groups_Wall Insulation
Commercial | Com ¦ Education and Capacity Building/Energy Behavior | 2033 | SC A | million_m3 | After Competition Groups | 10.8637 | 8118890.8777 | 8.1189 | 765.3975 | 0.014194 | 17 | Commercial_2033_SC A_million_m3_After Competition Groups_17 | Education and Capacity Building/Energy Behavior | 1.419% | 8.1189 | 10.8637 | Commercial_2033_SC A_million_m3_After Competition Groups_Education and Capacity Building/Energy Behavior
Commercial | Com ¦ Demand controlled Circulating Systems | 2033 | SC A | million_m3 | After Competition Groups | 7.5357 | 164341.7879 | 0.16434 | 765.3975 | 0.0098454 | 18 | Commercial_2033_SC A_million_m3_After Competition Groups_18 | Demand controlled Circulating Systems | 0.9845% | 0.16434 | 7.5357 | Commercial_2033_SC A_million_m3_After Competition Groups_Demand controlled Circulating Systems
Commercial | Com ¦ Duct Insulation, R8 | 2033 | SC A | million_m3 | After Competition Groups | 4.7834 | 157581.0425 | 0.15758 | 765.3975 | 0.0062496 | 19 | Commercial_2033_SC A_million_m3_After Competition Groups_19 | Duct Insulation, R8 | 0.625% | 0.15758 | 4.7834 | Commercial_2033_SC A_million_m3_After Competition Groups_Duct Insulation, R8
Commercial | Com ¦ High Efficiency Underfired Broilers | 2033 | SC A | million_m3 | After Competition Groups | 4.6706 | 82331.8769 | 0.082332 | 765.3975 | 0.0061022 | 20 | Commercial_2033_SC A_million_m3_After Competition Groups_20 | High Efficiency Underfired Broilers | 0.6102% | 0.082332 | 4.6706 | Commercial_2033_SC A_million_m3_After Competition Groups_High Efficiency Underfired Broilers
Commercial | Com ¦ ENERGY STAR Fryer (84% eff) | 2033 | SC A | million_m3 | After Competition Groups | 3.638 | 0 | 0 | 765.3975 | 0.0047531 | 21 | Commercial_2033_SC A_million_m3_After Competition Groups_21 | ENERGY STAR Fryer (84% eff) | 0.4753% | 0 | 3.638 | Commercial_2033_SC A_million_m3_After Competition Groups_ENERGY STAR Fryer (84% eff)
Commercial | Com ¦ Energy Efficient Laboratory Fume Hood | 2033 | SC A | million_m3 | After Competition Groups | 2.6588 | 0 | 0 | 765.3975 | 0.0034737 | 22 | Commercial_2033_SC A_million_m3_After Competition Groups_22 | Energy Efficient Laboratory Fume Hood | 0.3474% | 0 | 2.6588 | Commercial_2033_SC A_million_m3_After Competition Groups_Energy Efficient Laboratory Fume Hood
Commercial | Com ¦ Ozone Laundry Treatment | 2033 | SC A | million_m3 | After Competition Groups | 2.3685 | 0 | 0 | 765.3975 | 0.0030945 | 23 | Commercial_2033_SC A_million_m3_After Competition Groups_23 | Ozone Laundry Treatment | 0.3094% | 0 | 2.3685 | Commercial_2033_SC A_million_m3_After Competition Groups_Ozone Laundry Treatment
Commercial | Com ¦ Infrared Heaters | 2033 | SC A | million_m3 | After Competition Groups | 2.1405 | 54794.4238 | 0.054794 | 765.3975 | 0.0027966 | 24 | Commercial_2033_SC A_million_m3_After Competition Groups_24 | Infrared Heaters | 0.2797% | 0.054794 | 2.1405 | Commercial_2033_SC A_million_m3_After Competition Groups_Infrared Heaters
Commercial | Com ¦ ENERGY STAR Dishwasher | 2033 | SC A | million_m3 | After Competition Groups | 1.4521 | 0 | 0 | 765.3975 | 0.0018972 | 25 | Commercial_2033_SC A_million_m3_After Competition Groups_25 | ENERGY STAR Dishwasher | 0.1897% | 0 | 1.4521 | Commercial_2033_SC A_million_m3_After Competition Groups_ENERGY STAR Dishwasher
Commercial | Com ¦ ENERGY STAR Griddle (74% eff) | 2033 | SC A | million_m3 | After Competition Groups | 1.2762 | 0 | 0 | 765.3975 | 0.0016674 | 26 | Commercial_2033_SC A_million_m3_After Competition Groups_26 | ENERGY STAR Griddle (74% eff) | 0.1667% | 0 | 1.2762 | Commercial_2033_SC A_million_m3_After Competition Groups_ENERGY STAR Griddle (74% eff)
Commercial | Com ¦ CEE Tier 2/Energy Star Clothes Washers | 2033 | SC A | million_m3 | After Competition Groups | 0.74179 | 0 | 0 | 765.3975 | 0.00096916 | 27 | Commercial_2033_SC A_million_m3_After Competition Groups_27 | CEE Tier 2/Energy Star Clothes Washers | 0.09692% | 0 | 0.74179 | Commercial_2033_SC A_million_m3_After Competition Groups_CEE Tier 2/Energy Star Clothes Washers
Commercial | Com ¦ Drain Water Heat Recovery (DWHR) ¦ Retro | 2033 | SC A | million_m3 | After Competition Groups | 0.69738 | 13311.5585 | 0.013312 | 765.3975 | 0.00091114 | 28 | Commercial_2033_SC A_million_m3_After Competition Groups_28 | Drain Water Heat Recovery (DWHR) ¦ Retro | 0.09111% | 0.013312 | 0.69738 | Commercial_2033_SC A_million_m3_After Competition Groups_Drain Water Heat Recovery (DWHR) ¦ Retro
Commercial | Com ¦ Energy Recovery Ventilation and Ventilation (Enhanced) | 2033 | SC A | million_m3 | After Competition Groups | 0.44872 | 0 | 0 | 765.3975 | 0.00058625 | 29 | Commercial_2033_SC A_million_m3_After Competition Groups_29 | Energy Recovery Ventilation and Ventilation (Enhanced) | 0.05863% | 0 | 0.44872 | Commercial_2033_SC A_million_m3_After Competition Groups_Energy Recovery Ventilation and Ventilation (Enhanced)
Commercial | Com ¦ ENERGY STAR Steam Cooker | 2033 | SC A | million_m3 | After Competition Groups | 0.40259 | 6340.6806 | 0.0063407 | 765.3975 | 0.00052599 | 30 | Commercial_2033_SC A_million_m3_After Competition Groups_30 | ENERGY STAR Steam Cooker | 0.0526% | 0.0063407 | 0.40259 | Commercial_2033_SC A_million_m3_After Competition Groups_ENERGY STAR Steam Cooker
Commercial | Com ¦ Low Flow Pre-Rinse Spray Nozzle | 2033 | SC A | million_m3 | After Competition Groups | 0.35983 | 0 | 0 | 765.3975 | 0.00047012 | 31 | Commercial_2033_SC A_million_m3_After Competition Groups_31 | Low Flow Pre-Rinse Spray Nozzle | 0.04701% | 0 | 0.35983 | Commercial_2033_SC A_million_m3_After Competition Groups_Low Flow Pre-Rinse Spray Nozzle
Commercial | Com ¦ Drain Water Heat Recovery (DWHR) ¦New | 2033 | SC A | million_m3 | After Competition Groups | 0.20835 | 6453.6755 | 0.0064537 | 765.3975 | 0.00027221 | 32 | Commercial_2033_SC A_million_m3_After Competition Groups_32 | Drain Water Heat Recovery (DWHR) ¦New | 0.02722% | 0.0064537 | 0.20835 | Commercial_2033_SC A_million_m3_After Competition Groups_Drain Water Heat Recovery (DWHR) ¦New
Commercial | Com ¦ Solar Water Preheat (Pools/DHW) | 2033 | SC A | million_m3 | After Competition Groups | 0.069302 | 3489.9722 | 0.00349 | 765.3975 | 9.0544e-05 | 33 | Commercial_2033_SC A_million_m3_After Competition Groups_33 | Solar Water Preheat (Pools/DHW) | 0.009054% | 0.00349 | 0.069302 | Commercial_2033_SC A_million_m3_After Competition Groups_Solar Water Preheat (Pools/DHW)
Commercial | Com ¦ Heat Recovery Ventilator | 2033 | SC A | million_m3 | After Competition Groups | 0.060115 | 826.9932 | 0.00082699 | 765.3975 | 7.8541e-05 | 34 | Commercial_2033_SC A_million_m3_After Competition Groups_34 | Heat Recovery Ventilator | 0.007854% | 0.00082699 | 0.060115 | Commercial_2033_SC A_million_m3_After Competition Groups_Heat Recovery Ventilator
Commercial | Com ¦ Gas Heat Pump Water Heater | 2033 | SC A | million_m3 | After Competition Groups | 0.0017256 | 0 | 0 | 765.3975 | 2.2545e-06 | 35 | Commercial_2033_SC A_million_m3_After Competition Groups_35 | Gas Heat Pump Water Heater | 0.0002255% | 0 | 0.0017256 | Commercial_2033_SC A_million_m3_After Competition Groups_Gas Heat Pump Water Heater
Commercial | Com ¦ Air Curtains | 2033 | SC A | million_m3 | After Competition Groups | 0.00014615 | 0 | 0 | 765.3975 | 1.9095e-07 | 36 | Commercial_2033_SC A_million_m3_After Competition Groups_36 | Air Curtains | 1.91e-05% | 0 | 0.00014615 | Commercial_2033_SC A_million_m3_After Competition Groups_Air Curtains
Commercial | Com ¦ Condensing Boiler ¦ Std | 2033 | SC B | million_m3 | After Competition Groups | 165.4382 | 46782489.0881 | 46.7825 | 1418.0183 | 0.11667 | 1 | Commercial_2033_SC B_million_m3_After Competition Groups_1 | Condensing Boiler ¦ Std | 11.67% | 46.7825 | 165.4382 | Commercial_2033_SC B_million_m3_After Competition Groups_Condensing Boiler ¦ Std
Commercial | Com ¦ Demand Control Ventilation | 2033 | SC B | million_m3 | After Competition Groups | 160.8723 | 13262455.743 | 13.2625 | 1418.0183 | 0.11345 | 2 | Commercial_2033_SC B_million_m3_After Competition Groups_2 | Demand Control Ventilation | 11.34% | 13.2625 | 160.8723 | Commercial_2033_SC B_million_m3_After Competition Groups_Demand Control Ventilation
Commercial | Com ¦ Building Recommissioning, Operations and Maintenance (O&M) Improvements | 2033 | SC B | million_m3 | After Competition Groups | 133.4478 | 24650663.8685 | 24.6507 | 1418.0183 | 0.094109 | 3 | Commercial_2033_SC B_million_m3_After Competition Groups_3 | Building Recommissioning, Operations and Maintenance (O&M) Improvements | 9.411% | 24.6507 | 133.4478 | Commercial_2033_SC B_million_m3_After Competition Groups_Building Recommissioning, Operations and Maintenance (O&M) Improvements
Commercial | Com ¦ Adaptive Thermostats | 2033 | SC B | million_m3 | After Competition Groups | 129.7302 | 1725099.6709 | 1.7251 | 1418.0183 | 0.091487 | 4 | Commercial_2033_SC B_million_m3_After Competition Groups_4 | Adaptive Thermostats | 9.149% | 1.7251 | 129.7302 | Commercial_2033_SC B_million_m3_After Competition Groups_Adaptive Thermostats
Commercial | Com ¦ Gas Fired Rooftop Units | 2033 | SC B | million_m3 | After Competition Groups | 106.0339 | 5252645.4726 | 5.2526 | 1418.0183 | 0.074776 | 5 | Commercial_2033_SC B_million_m3_After Competition Groups_5 | Gas Fired Rooftop Units | 7.478% | 5.2526 | 106.0339 | Commercial_2033_SC B_million_m3_After Competition Groups_Gas Fired Rooftop Units
Commercial | Com ¦ Air Handler with Dedicated Outdoor Air Systems | 2033 | SC B | million_m3 | After Competition Groups | 89.6232 | 5285518.5317 | 5.2855 | 1418.0183 | 0.063203 | 6 | Commercial_2033_SC B_million_m3_After Competition Groups_6 | Air Handler with Dedicated Outdoor Air Systems | 6.32% | 5.2855 | 89.6232 | Commercial_2033_SC B_million_m3_After Competition Groups_Air Handler with Dedicated Outdoor Air Systems
Commercial | Com ¦ Boilers - Advanced Controls (Steam Systems) | 2033 | SC B | million_m3 | After Competition Groups | 73.5317 | 3503251.5053 | 3.5033 | 1418.0183 | 0.051855 | 7 | Commercial_2033_SC B_million_m3_After Competition Groups_7 | Boilers - Advanced Controls (Steam Systems) | 5.186% | 3.5033 | 73.5317 | Commercial_2033_SC B_million_m3_After Competition Groups_Boilers - Advanced Controls (Steam Systems)
Commercial | Com ¦ Condensing Make Up Air Unit | 2033 | SC B | million_m3 | After Competition Groups | 62.8731 | 5528033.1313 | 5.528 | 1418.0183 | 0.044339 | 8 | Commercial_2033_SC B_million_m3_After Competition Groups_8 | Condensing Make Up Air Unit | 4.434% | 5.528 | 62.8731 | Commercial_2033_SC B_million_m3_After Competition Groups_Condensing Make Up Air Unit
Commercial | Com ¦ Demand Control Kitchen Ventilation | 2033 | SC B | million_m3 | After Competition Groups | 56.472 | 2126888.7383 | 2.1269 | 1418.0183 | 0.039825 | 9 | Commercial_2033_SC B_million_m3_After Competition Groups_9 | Demand Control Kitchen Ventilation | 3.982% | 2.1269 | 56.472 | Commercial_2033_SC B_million_m3_After Competition Groups_Demand Control Kitchen Ventilation
Commercial | Com ¦ Gas Fired Heat Pump | 2033 | SC B | million_m3 | After Competition Groups | 54.3557 | 5298385.373 | 5.2984 | 1418.0183 | 0.038332 | 10 | Commercial_2033_SC B_million_m3_After Competition Groups_10 | Gas Fired Heat Pump | 3.833% | 5.2984 | 54.3557 | Commercial_2033_SC B_million_m3_After Competition Groups_Gas Fired Heat Pump
Commercial | Com ¦ Education and Capacity Building/Energy Behavior | 2033 | SC B | million_m3 | After Competition Groups | 54.3186 | 40594454.3887 | 40.5945 | 1418.0183 | 0.038306 | 11 | Commercial_2033_SC B_million_m3_After Competition Groups_11 | Education and Capacity Building/Energy Behavior | 3.831% | 40.5945 | 54.3186 | Commercial_2033_SC B_million_m3_After Competition Groups_Education and Capacity Building/Energy Behavior
Commercial | Com ¦ Advanced BAS/Controllers | 2033 | SC B | million_m3 | After Competition Groups | 49.7972 | 8397638.9884 | 8.3976 | 1418.0183 | 0.035117 | 12 | Commercial_2033_SC B_million_m3_After Competition Groups_12 | Advanced BAS/Controllers | 3.512% | 8.3976 | 49.7972 | Commercial_2033_SC B_million_m3_After Competition Groups_Advanced BAS/Controllers
Commercial | Com ¦ Steam System Optimization | 2033 | SC B | million_m3 | After Competition Groups | 48.4268 | 99026.1613 | 0.099026 | 1418.0183 | 0.034151 | 13 | Commercial_2033_SC B_million_m3_After Competition Groups_13 | Steam System Optimization | 3.415% | 0.099026 | 48.4268 | Commercial_2033_SC B_million_m3_After Competition Groups_Steam System Optimization
Commercial | Com ¦ Destratification | 2033 | SC B | million_m3 | After Competition Groups | 48.2324 | 866529.7453 | 0.86653 | 1418.0183 | 0.034014 | 14 | Commercial_2033_SC B_million_m3_After Competition Groups_14 | Destratification | 3.401% | 0.86653 | 48.2324 | Commercial_2033_SC B_million_m3_After Competition Groups_Destratification
Commercial | Com ¦ Furnace Tune-Up | 2033 | SC B | million_m3 | After Competition Groups | 45.4812 | 46522.021 | 0.046522 | 1418.0183 | 0.032074 | 15 | Commercial_2033_SC B_million_m3_After Competition Groups_15 | Furnace Tune-Up | 3.207% | 0.046522 | 45.4812 | Commercial_2033_SC B_million_m3_After Competition Groups_Furnace Tune-Up
Commercial | Com ¦ Condensing Unit Heaters or other Efficient Unit Heating System | 2033 | SC B | million_m3 | After Competition Groups | 35.4469 | 7107879.0233 | 7.1079 | 1418.0183 | 0.024998 | 16 | Commercial_2033_SC B_million_m3_After Competition Groups_16 | Condensing Unit Heaters or other Efficient Unit Heating System | 2.5% | 7.1079 | 35.4469 | Commercial_2033_SC B_million_m3_After Competition Groups_Condensing Unit Heaters or other Efficient Unit Heating System
Commercial | Com ¦ Wall Insulation | 2033 | SC B | million_m3 | After Competition Groups | 25.5403 | 281612.2568 | 0.28161 | 1418.0183 | 0.018011 | 17 | Commercial_2033_SC B_million_m3_After Competition Groups_17 | Wall Insulation | 1.801% | 0.28161 | 25.5403 | Commercial_2033_SC B_million_m3_After Competition Groups_Wall Insulation
Commercial | Com ¦ Energy Efficient Laboratory Fume Hood | 2033 | SC B | million_m3 | After Competition Groups | 17.8632 | 1277582.4201 | 1.2776 | 1418.0183 | 0.012597 | 18 | Commercial_2033_SC B_million_m3_After Competition Groups_18 | Energy Efficient Laboratory Fume Hood | 1.26% | 1.2776 | 17.8632 | Commercial_2033_SC B_million_m3_After Competition Groups_Energy Efficient Laboratory Fume Hood
Commercial | Com ¦ Demand controlled Circulating Systems | 2033 | SC B | million_m3 | After Competition Groups | 13.4166 | 214566.2989 | 0.21457 | 1418.0183 | 0.0094615 | 19 | Commercial_2033_SC B_million_m3_After Competition Groups_19 | Demand controlled Circulating Systems | 0.9461% | 0.21457 | 13.4166 | Commercial_2033_SC B_million_m3_After Competition Groups_Demand controlled Circulating Systems
Commercial | Com ¦ Duct Insulation, R8 | 2033 | SC B | million_m3 | After Competition Groups | 10.4575 | 370247.9807 | 0.37025 | 1418.0183 | 0.0073748 | 20 | Commercial_2033_SC B_million_m3_After Competition Groups_20 | Duct Insulation, R8 | 0.7375% | 0.37025 | 10.4575 | Commercial_2033_SC B_million_m3_After Competition Groups_Duct Insulation, R8
Commercial | Com ¦ Ozone Laundry Treatment | 2033 | SC B | million_m3 | After Competition Groups | 6.8985 | 601305.1149 | 0.60131 | 1418.0183 | 0.0048649 | 21 | Commercial_2033_SC B_million_m3_After Competition Groups_21 | Ozone Laundry Treatment | 0.4865% | 0.60131 | 6.8985 | Commercial_2033_SC B_million_m3_After Competition Groups_Ozone Laundry Treatment
Commercial | Com ¦ ENERGY STAR Fryer (84% eff) | 2033 | SC B | million_m3 | After Competition Groups | 5.7785 | 794418.0807 | 0.79442 | 1418.0183 | 0.004075 | 22 | Commercial_2033_SC B_million_m3_After Competition Groups_22 | ENERGY STAR Fryer (84% eff) | 0.4075% | 0.79442 | 5.7785 | Commercial_2033_SC B_million_m3_After Competition Groups_ENERGY STAR Fryer (84% eff)
Commercial | Com ¦ High Efficiency Underfired Broilers | 2033 | SC B | million_m3 | After Competition Groups | 5.4288 | 203777.8296 | 0.20378 | 1418.0183 | 0.0038285 | 23 | Commercial_2033_SC B_million_m3_After Competition Groups_23 | High Efficiency Underfired Broilers | 0.3828% | 0.20378 | 5.4288 | Commercial_2033_SC B_million_m3_After Competition Groups_High Efficiency Underfired Broilers
Commercial | Com ¦ Infrared Heaters | 2033 | SC B | million_m3 | After Competition Groups | 4.8207 | 1006419.9185 | 1.0064 | 1418.0183 | 0.0033996 | 24 | Commercial_2033_SC B_million_m3_After Competition Groups_24 | Infrared Heaters | 0.34% | 1.0064 | 4.8207 | Commercial_2033_SC B_million_m3_After Competition Groups_Infrared Heaters
Commercial | Com ¦ ENERGY STAR Griddle (74% eff) | 2033 | SC B | million_m3 | After Competition Groups | 3.8346 | 774522.9932 | 0.77452 | 1418.0183 | 0.0027042 | 25 | Commercial_2033_SC B_million_m3_After Competition Groups_25 | ENERGY STAR Griddle (74% eff) | 0.2704% | 0.77452 | 3.8346 | Commercial_2033_SC B_million_m3_After Competition Groups_ENERGY STAR Griddle (74% eff)
Commercial | Com ¦ Energy Recovery Ventilation and Ventilation (Enhanced) | 2033 | SC B | million_m3 | After Competition Groups | 2.2543 | 1139983.759 | 1.14 | 1418.0183 | 0.0015897 | 26 | Commercial_2033_SC B_million_m3_After Competition Groups_26 | Energy Recovery Ventilation and Ventilation (Enhanced) | 0.159% | 1.14 | 2.2543 | Commercial_2033_SC B_million_m3_After Competition Groups_Energy Recovery Ventilation and Ventilation (Enhanced)
Commercial | Com ¦ ENERGY STAR Dishwasher | 2033 | SC B | million_m3 | After Competition Groups | 1.9614 | 381876.4758 | 0.38188 | 1418.0183 | 0.0013832 | 27 | Commercial_2033_SC B_million_m3_After Competition Groups_27 | ENERGY STAR Dishwasher | 0.1383% | 0.38188 | 1.9614 | Commercial_2033_SC B_million_m3_After Competition Groups_ENERGY STAR Dishwasher
Commercial | Com ¦ Heat Recovery Ventilator | 2033 | SC B | million_m3 | After Competition Groups | 1.8628 | 542037.7531 | 0.54204 | 1418.0183 | 0.0013137 | 28 | Commercial_2033_SC B_million_m3_After Competition Groups_28 | Heat Recovery Ventilator | 0.1314% | 0.54204 | 1.8628 | Commercial_2033_SC B_million_m3_After Competition Groups_Heat Recovery Ventilator
Commercial | Com ¦ Drain Water Heat Recovery (DWHR) ¦ Retro | 2033 | SC B | million_m3 | After Competition Groups | 1.1224 | 11697.3443 | 0.011697 | 1418.0183 | 0.00079151 | 29 | Commercial_2033_SC B_million_m3_After Competition Groups_29 | Drain Water Heat Recovery (DWHR) ¦ Retro | 0.07915% | 0.011697 | 1.1224 | Commercial_2033_SC B_million_m3_After Competition Groups_Drain Water Heat Recovery (DWHR) ¦ Retro
Commercial | Com ¦ CEE Tier 2/Energy Star Clothes Washers | 2033 | SC B | million_m3 | After Competition Groups | 1.0262 | 72021.182 | 0.072021 | 1418.0183 | 0.00072366 | 30 | Commercial_2033_SC B_million_m3_After Competition Groups_30 | CEE Tier 2/Energy Star Clothes Washers | 0.07237% | 0.072021 | 1.0262 | Commercial_2033_SC B_million_m3_After Competition Groups_CEE Tier 2/Energy Star Clothes Washers
Commercial | Com ¦ Low Flow Pre-Rinse Spray Nozzle | 2033 | SC B | million_m3 | After Competition Groups | 0.50869 | 15999.5571 | 0.016 | 1418.0183 | 0.00035873 | 31 | Commercial_2033_SC B_million_m3_After Competition Groups_31 | Low Flow Pre-Rinse Spray Nozzle | 0.03587% | 0.016 | 0.50869 | Commercial_2033_SC B_million_m3_After Competition Groups_Low Flow Pre-Rinse Spray Nozzle
Commercial | Com ¦ ENERGY STAR Steam Cooker | 2033 | SC B | million_m3 | After Competition Groups | 0.41355 | 14121.0873 | 0.014121 | 1418.0183 | 0.00029164 | 32 | Commercial_2033_SC B_million_m3_After Competition Groups_32 | ENERGY STAR Steam Cooker | 0.02916% | 0.014121 | 0.41355 | Commercial_2033_SC B_million_m3_After Competition Groups_ENERGY STAR Steam Cooker
Commercial | Com ¦ Drain Water Heat Recovery (DWHR) ¦New | 2033 | SC B | million_m3 | After Competition Groups | 0.30437 | 19655.1716 | 0.019655 | 1418.0183 | 0.00021464 | 33 | Commercial_2033_SC B_million_m3_After Competition Groups_33 | Drain Water Heat Recovery (DWHR) ¦New | 0.02146% | 0.019655 | 0.30437 | Commercial_2033_SC B_million_m3_After Competition Groups_Drain Water Heat Recovery (DWHR) ¦New
Commercial | Com ¦ Gas Heat Pump Water Heater | 2033 | SC B | million_m3 | After Competition Groups | 0.1642 | 100018.7484 | 0.10002 | 1418.0183 | 0.0001158 | 34 | Commercial_2033_SC B_million_m3_After Competition Groups_34 | Gas Heat Pump Water Heater | 0.01158% | 0.10002 | 0.1642 | Commercial_2033_SC B_million_m3_After Competition Groups_Gas Heat Pump Water Heater
Commercial | Com ¦ Solar Water Preheat (Pools/DHW) | 2033 | SC B | million_m3 | After Competition Groups | 0.14842 | 14427.3211 | 0.014427 | 1418.0183 | 0.00010467 | 35 | Commercial_2033_SC B_million_m3_After Competition Groups_35 | Solar Water Preheat (Pools/DHW) | 0.01047% | 0.014427 | 0.14842 | Commercial_2033_SC B_million_m3_After Competition Groups_Solar Water Preheat (Pools/DHW)
Commercial | Com ¦ Air Curtains | 2033 | SC B | million_m3 | After Competition Groups | 0.13184 | 19136.3859 | 0.019136 | 1418.0183 | 9.2975e-05 | 36 | Commercial_2033_SC B_million_m3_After Competition Groups_36 | Air Curtains | 0.009298% | 0.019136 | 0.13184 | Commercial_2033_SC B_million_m3_After Competition Groups_Air Curtains
Commercial | Com ¦ Demand Control Ventilation | 2033 | SC C | million_m3 | After Competition Groups | 96.2492 | 8460813.947 | 8.4608 | 852.0373 | 0.11296 | 1 | Commercial_2033_SC C_million_m3_After Competition Groups_1 | Demand Control Ventilation | 11.3% | 8.4608 | 96.2492 | Commercial_2033_SC C_million_m3_After Competition Groups_Demand Control Ventilation
Commercial | Com ¦ Condensing Boiler ¦ Std | 2033 | SC C | million_m3 | After Competition Groups | 90.7339 | 17231751.4779 | 17.2318 | 852.0373 | 0.10649 | 2 | Commercial_2033_SC C_million_m3_After Competition Groups_2 | Condensing Boiler ¦ Std | 10.65% | 17.2318 | 90.7339 | Commercial_2033_SC C_million_m3_After Competition Groups_Condensing Boiler ¦ Std
Commercial | Com ¦ Adaptive Thermostats | 2033 | SC C | million_m3 | After Competition Groups | 86.4893 | 2721826.1863 | 2.7218 | 852.0373 | 0.10151 | 3 | Commercial_2033_SC C_million_m3_After Competition Groups_3 | Adaptive Thermostats | 10.15% | 2.7218 | 86.4893 | Commercial_2033_SC C_million_m3_After Competition Groups_Adaptive Thermostats
Commercial | Com ¦ Boilers - Advanced Controls (Steam Systems) | 2033 | SC C | million_m3 | After Competition Groups | 73.5324 | 3503638.607 | 3.5036 | 852.0373 | 0.086302 | 4 | Commercial_2033_SC C_million_m3_After Competition Groups_4 | Boilers - Advanced Controls (Steam Systems) | 8.63% | 3.5036 | 73.5324 | Commercial_2033_SC C_million_m3_After Competition Groups_Boilers - Advanced Controls (Steam Systems)
Commercial | Com ¦ Building Recommissioning, Operations and Maintenance (O&M) Improvements | 2033 | SC C | million_m3 | After Competition Groups | 65.8091 | 4502606.7139 | 4.5026 | 852.0373 | 0.077237 | 5 | Commercial_2033_SC C_million_m3_After Competition Groups_5 | Building Recommissioning, Operations and Maintenance (O&M) Improvements | 7.724% | 4.5026 | 65.8091 | Commercial_2033_SC C_million_m3_After Competition Groups_Building Recommissioning, Operations and Maintenance (O&M) Improvements
Commercial | Com ¦ Gas Fired Rooftop Units | 2033 | SC C | million_m3 | After Competition Groups | 58.4401 | 3910168.8468 | 3.9102 | 852.0373 | 0.068589 | 6 | Commercial_2033_SC C_million_m3_After Competition Groups_6 | Gas Fired Rooftop Units | 6.859% | 3.9102 | 58.4401 | Commercial_2033_SC C_million_m3_After Competition Groups_Gas Fired Rooftop Units
Commercial | Com ¦ Condensing Make Up Air Unit | 2033 | SC C | million_m3 | After Competition Groups | 48.3467 | 5045987.6248 | 5.046 | 852.0373 | 0.056743 | 7 | Commercial_2033_SC C_million_m3_After Competition Groups_7 | Condensing Make Up Air Unit | 5.674% | 5.046 | 48.3467 | Commercial_2033_SC C_million_m3_After Competition Groups_Condensing Make Up Air Unit
Commercial | Com ¦ Air Handler with Dedicated Outdoor Air Systems | 2033 | SC C | million_m3 | After Competition Groups | 43.3021 | 4470963.3063 | 4.471 | 852.0373 | 0.050822 | 8 | Commercial_2033_SC C_million_m3_After Competition Groups_8 | Air Handler with Dedicated Outdoor Air Systems | 5.082% | 4.471 | 43.3021 | Commercial_2033_SC C_million_m3_After Competition Groups_Air Handler with Dedicated Outdoor Air Systems
Commercial | Com ¦ Gas Fired Heat Pump | 2033 | SC C | million_m3 | After Competition Groups | 42.1543 | 3679139.9763 | 3.6791 | 852.0373 | 0.049475 | 9 | Commercial_2033_SC C_million_m3_After Competition Groups_9 | Gas Fired Heat Pump | 4.947% | 3.6791 | 42.1543 | Commercial_2033_SC C_million_m3_After Competition Groups_Gas Fired Heat Pump
Commercial | Com ¦ Demand Control Kitchen Ventilation | 2033 | SC C | million_m3 | After Competition Groups | 37.1117 | 2976962.6746 | 2.977 | 852.0373 | 0.043556 | 10 | Commercial_2033_SC C_million_m3_After Competition Groups_10 | Demand Control Kitchen Ventilation | 4.356% | 2.977 | 37.1117 | Commercial_2033_SC C_million_m3_After Competition Groups_Demand Control Kitchen Ventilation
Commercial | Com ¦ Advanced BAS/Controllers | 2033 | SC C | million_m3 | After Competition Groups | 31.6468 | 2573911.7113 | 2.5739 | 852.0373 | 0.037143 | 11 | Commercial_2033_SC C_million_m3_After Competition Groups_11 | Advanced BAS/Controllers | 3.714% | 2.5739 | 31.6468 | Commercial_2033_SC C_million_m3_After Competition Groups_Advanced BAS/Controllers
Commercial | Com ¦ Steam System Optimization | 2033 | SC C | million_m3 | After Competition Groups | 29.7831 | 236654.3851 | 0.23665 | 852.0373 | 0.034955 | 12 | Commercial_2033_SC C_million_m3_After Competition Groups_12 | Steam System Optimization | 3.496% | 0.23665 | 29.7831 | Commercial_2033_SC C_million_m3_After Competition Groups_Steam System Optimization
Commercial | Com ¦ Destratification | 2033 | SC C | million_m3 | After Competition Groups | 29.2617 | 1954536.4782 | 1.9545 | 852.0373 | 0.034343 | 13 | Commercial_2033_SC C_million_m3_After Competition Groups_13 | Destratification | 3.434% | 1.9545 | 29.2617 | Commercial_2033_SC C_million_m3_After Competition Groups_Destratification
Commercial | Com ¦ Furnace Tune-Up | 2033 | SC C | million_m3 | After Competition Groups | 27.7312 | 107039.2492 | 0.10704 | 852.0373 | 0.032547 | 14 | Commercial_2033_SC C_million_m3_After Competition Groups_14 | Furnace Tune-Up | 3.255% | 0.10704 | 27.7312 | Commercial_2033_SC C_million_m3_After Competition Groups_Furnace Tune-Up
Commercial | Com ¦ Condensing Unit Heaters or other Efficient Unit Heating System | 2033 | SC C | million_m3 | After Competition Groups | 22.1369 | 3258301.6737 | 3.2583 | 852.0373 | 0.025981 | 15 | Commercial_2033_SC C_million_m3_After Competition Groups_15 | Condensing Unit Heaters or other Efficient Unit Heating System | 2.598% | 3.2583 | 22.1369 | Commercial_2033_SC C_million_m3_After Competition Groups_Condensing Unit Heaters or other Efficient Unit Heating System
Commercial | Com ¦ Wall Insulation | 2033 | SC C | million_m3 | After Competition Groups | 15.7206 | 675374.4886 | 0.67537 | 852.0373 | 0.018451 | 16 | Commercial_2033_SC C_million_m3_After Competition Groups_16 | Wall Insulation | 1.845% | 0.67537 | 15.7206 | Commercial_2033_SC C_million_m3_After Competition Groups_Wall Insulation
Commercial | Com ¦ Education and Capacity Building/Energy Behavior | 2033 | SC C | million_m3 | After Competition Groups | 10.8637 | 8118890.8777 | 8.1189 | 852.0373 | 0.01275 | 17 | Commercial_2033_SC C_million_m3_After Competition Groups_17 | Education and Capacity Building/Energy Behavior | 1.275% | 8.1189 | 10.8637 | Commercial_2033_SC C_million_m3_After Competition Groups_Education and Capacity Building/Energy Behavior
Commercial | Com ¦ Demand controlled Circulating Systems | 2033 | SC C | million_m3 | After Competition Groups | 7.9622 | 384677.824 | 0.38468 | 852.0373 | 0.0093449 | 18 | Commercial_2033_SC C_million_m3_After Competition Groups_18 | Demand controlled Circulating Systems | 0.9345% | 0.38468 | 7.9622 | Commercial_2033_SC C_million_m3_After Competition Groups_Demand controlled Circulating Systems
Commercial | Com ¦ Duct Insulation, R8 | 2033 | SC C | million_m3 | After Competition Groups | 5.9909 | 669144.9439 | 0.66914 | 852.0373 | 0.0070312 | 19 | Commercial_2033_SC C_million_m3_After Competition Groups_19 | Duct Insulation, R8 | 0.7031% | 0.66914 | 5.9909 | Commercial_2033_SC C_million_m3_After Competition Groups_Duct Insulation, R8
Commercial | Com ¦ Energy Efficient Laboratory Fume Hood | 2033 | SC C | million_m3 | After Competition Groups | 5.5837 | 699527.0564 | 0.69953 | 852.0373 | 0.0065533 | 20 | Commercial_2033_SC C_million_m3_After Competition Groups_20 | Energy Efficient Laboratory Fume Hood | 0.6553% | 0.69953 | 5.5837 | Commercial_2033_SC C_million_m3_After Competition Groups_Energy Efficient Laboratory Fume Hood
Commercial | Com ¦ High Efficiency Underfired Broilers | 2033 | SC C | million_m3 | After Competition Groups | 4.8442 | 207560.6738 | 0.20756 | 852.0373 | 0.0056854 | 21 | Commercial_2033_SC C_million_m3_After Competition Groups_21 | High Efficiency Underfired Broilers | 0.5685% | 0.20756 | 4.8442 | Commercial_2033_SC C_million_m3_After Competition Groups_High Efficiency Underfired Broilers
Commercial | Com ¦ ENERGY STAR Fryer (84% eff) | 2033 | SC C | million_m3 | After Competition Groups | 4.6464 | 322144.4566 | 0.32214 | 852.0373 | 0.0054533 | 22 | Commercial_2033_SC C_million_m3_After Competition Groups_22 | ENERGY STAR Fryer (84% eff) | 0.5453% | 0.32214 | 4.6464 | Commercial_2033_SC C_million_m3_After Competition Groups_ENERGY STAR Fryer (84% eff)
Commercial | Com ¦ Ozone Laundry Treatment | 2033 | SC C | million_m3 | After Competition Groups | 3.4189 | 400658.6206 | 0.40066 | 852.0373 | 0.0040126 | 23 | Commercial_2033_SC C_million_m3_After Competition Groups_23 | Ozone Laundry Treatment | 0.4013% | 0.40066 | 3.4189 | Commercial_2033_SC C_million_m3_After Competition Groups_Ozone Laundry Treatment
Commercial | Com ¦ Infrared Heaters | 2033 | SC C | million_m3 | After Competition Groups | 2.7067 | 475536.7801 | 0.47554 | 852.0373 | 0.0031767 | 24 | Commercial_2033_SC C_million_m3_After Competition Groups_24 | Infrared Heaters | 0.3177% | 0.47554 | 2.7067 | Commercial_2033_SC C_million_m3_After Competition Groups_Infrared Heaters
Commercial | Com ¦ ENERGY STAR Griddle (74% eff) | 2033 | SC C | million_m3 | After Competition Groups | 2.2598 | 162913.2139 | 0.16291 | 852.0373 | 0.0026522 | 25 | Commercial_2033_SC C_million_m3_After Competition Groups_25 | ENERGY STAR Griddle (74% eff) | 0.2652% | 0.16291 | 2.2598 | Commercial_2033_SC C_million_m3_After Competition Groups_ENERGY STAR Griddle (74% eff)
Commercial | Com ¦ ENERGY STAR Dishwasher | 2033 | SC C | million_m3 | After Competition Groups | 1.7063 | 163373.8233 | 0.16337 | 852.0373 | 0.0020026 | 26 | Commercial_2033_SC C_million_m3_After Competition Groups_26 | ENERGY STAR Dishwasher | 0.2003% | 0.16337 | 1.7063 | Commercial_2033_SC C_million_m3_After Competition Groups_ENERGY STAR Dishwasher
Commercial | Com ¦ CEE Tier 2/Energy Star Clothes Washers | 2033 | SC C | million_m3 | After Competition Groups | 0.84902 | 37563.4268 | 0.037563 | 852.0373 | 0.00099646 | 27 | Commercial_2033_SC C_million_m3_After Competition Groups_27 | CEE Tier 2/Energy Star Clothes Washers | 0.09965% | 0.037563 | 0.84902 | Commercial_2033_SC C_million_m3_After Competition Groups_CEE Tier 2/Energy Star Clothes Washers
Commercial | Com ¦ Energy Recovery Ventilation and Ventilation (Enhanced) | 2033 | SC C | million_m3 | After Competition Groups | 0.74542 | 130334.0198 | 0.13033 | 852.0373 | 0.00087486 | 28 | Commercial_2033_SC C_million_m3_After Competition Groups_28 | Energy Recovery Ventilation and Ventilation (Enhanced) | 0.08749% | 0.13033 | 0.74542 | Commercial_2033_SC C_million_m3_After Competition Groups_Energy Recovery Ventilation and Ventilation (Enhanced)
Commercial | Com ¦ Drain Water Heat Recovery (DWHR) ¦ Retro | 2033 | SC C | million_m3 | After Competition Groups | 0.70911 | 31734.4073 | 0.031734 | 852.0373 | 0.00083225 | 29 | Commercial_2033_SC C_million_m3_After Competition Groups_29 | Drain Water Heat Recovery (DWHR) ¦ Retro | 0.08323% | 0.031734 | 0.70911 | Commercial_2033_SC C_million_m3_After Competition Groups_Drain Water Heat Recovery (DWHR) ¦ Retro
Commercial | Com ¦ ENERGY STAR Steam Cooker | 2033 | SC C | million_m3 | After Competition Groups | 0.41355 | 14122.5942 | 0.014123 | 852.0373 | 0.00048537 | 30 | Commercial_2033_SC C_million_m3_After Competition Groups_30 | ENERGY STAR Steam Cooker | 0.04854% | 0.014123 | 0.41355 | Commercial_2033_SC C_million_m3_After Competition Groups_ENERGY STAR Steam Cooker
Commercial | Com ¦ Low Flow Pre-Rinse Spray Nozzle | 2033 | SC C | million_m3 | After Competition Groups | 0.39474 | 10054.6265 | 0.010055 | 852.0373 | 0.00046329 | 31 | Commercial_2033_SC C_million_m3_After Competition Groups_31 | Low Flow Pre-Rinse Spray Nozzle | 0.04633% | 0.010055 | 0.39474 | Commercial_2033_SC C_million_m3_After Competition Groups_Low Flow Pre-Rinse Spray Nozzle
Commercial | Com ¦ Drain Water Heat Recovery (DWHR) ¦New | 2033 | SC C | million_m3 | After Competition Groups | 0.212 | 15559.3825 | 0.015559 | 852.0373 | 0.00024881 | 32 | Commercial_2033_SC C_million_m3_After Competition Groups_32 | Drain Water Heat Recovery (DWHR) ¦New | 0.02488% | 0.015559 | 0.212 | Commercial_2033_SC C_million_m3_After Competition Groups_Drain Water Heat Recovery (DWHR) ¦New
Commercial | Com ¦ Heat Recovery Ventilator | 2033 | SC C | million_m3 | After Competition Groups | 0.19971 | 24745.1348 | 0.024745 | 852.0373 | 0.0002344 | 33 | Commercial_2033_SC C_million_m3_After Competition Groups_33 | Heat Recovery Ventilator | 0.02344% | 0.024745 | 0.19971 | Commercial_2033_SC C_million_m3_After Competition Groups_Heat Recovery Ventilator
Commercial | Com ¦ Solar Water Preheat (Pools/DHW) | 2033 | SC C | million_m3 | After Competition Groups | 0.074584 | 8467.2835 | 0.0084673 | 852.0373 | 8.7536e-05 | 34 | Commercial_2033_SC C_million_m3_After Competition Groups_34 | Solar Water Preheat (Pools/DHW) | 0.008754% | 0.0084673 | 0.074584 | Commercial_2033_SC C_million_m3_After Competition Groups_Solar Water Preheat (Pools/DHW)
Commercial | Com ¦ Gas Heat Pump Water Heater | 2033 | SC C | million_m3 | After Competition Groups | 0.0067075 | 1555.8073 | 0.0015558 | 852.0373 | 7.8723e-06 | 35 | Commercial_2033_SC C_million_m3_After Competition Groups_35 | Gas Heat Pump Water Heater | 0.0007872% | 0.0015558 | 0.0067075 | Commercial_2033_SC C_million_m3_After Competition Groups_Gas Heat Pump Water Heater
Commercial | Com ¦ Air Curtains | 2033 | SC C | million_m3 | After Competition Groups | 0.00053088 | 94.4035 | 9.4404e-05 | 852.0373 | 6.2307e-07 | 36 | Commercial_2033_SC C_million_m3_After Competition Groups_36 | Air Curtains | 6.231e-05% | 9.4404e-05 | 0.00053088 | Commercial_2033_SC C_million_m3_After Competition Groups_Air Curtains
Commercial | Com ¦ Condensing Boiler ¦ Std | 2033 | Technical | million_m3 | After Competition Groups | 287.9935 | 0 | 0 | 2166.229 | 0.13295 | 1 | Commercial_2033_Technical_million_m3_After Competition Groups_1 | Condensing Boiler ¦ Std | 13.29% | 0 | 287.9935 | Commercial_2033_Technical_million_m3_After Competition Groups_Condensing Boiler ¦ Std
Commercial | Com ¦ Building Recommissioning, Operations and Maintenance (O&M) Improvements | 2033 | Technical | million_m3 | After Competition Groups | 221.7436 | 0 | 0 | 2166.229 | 0.10236 | 2 | Commercial_2033_Technical_million_m3_After Competition Groups_2 | Building Recommissioning, Operations and Maintenance (O&M) Improvements | 10.24% | 0 | 221.7436 | Commercial_2033_Technical_million_m3_After Competition Groups_Building Recommissioning, Operations and Maintenance (O&M) Improvements
Commercial | Com ¦ Demand Control Ventilation | 2033 | Technical | million_m3 | After Competition Groups | 207.466 | 0 | 0 | 2166.229 | 0.095773 | 3 | Commercial_2033_Technical_million_m3_After Competition Groups_3 | Demand Control Ventilation | 9.577% | 0 | 207.466 | Commercial_2033_Technical_million_m3_After Competition Groups_Demand Control Ventilation
Commercial | Com ¦ Gas Fired Rooftop Units | 2033 | Technical | million_m3 | After Competition Groups | 200.1929 | 0 | 0 | 2166.229 | 0.092415 | 4 | Commercial_2033_Technical_million_m3_After Competition Groups_4 | Gas Fired Rooftop Units | 9.242% | 0 | 200.1929 | Commercial_2033_Technical_million_m3_After Competition Groups_Gas Fired Rooftop Units
Commercial | Com ¦ Boilers - Advanced Controls (Steam Systems) | 2033 | Technical | million_m3 | After Competition Groups | 146.0213 | 0 | 0 | 2166.229 | 0.067408 | 5 | Commercial_2033_Technical_million_m3_After Competition Groups_5 | Boilers - Advanced Controls (Steam Systems) | 6.741% | 0 | 146.0213 | Commercial_2033_Technical_million_m3_After Competition Groups_Boilers - Advanced Controls (Steam Systems)
Commercial | Com ¦ Adaptive Thermostats | 2033 | Technical | million_m3 | After Competition Groups | 133.0787 | 0 | 0 | 2166.229 | 0.061433 | 6 | Commercial_2033_Technical_million_m3_After Competition Groups_6 | Adaptive Thermostats | 6.143% | 0 | 133.0787 | Commercial_2033_Technical_million_m3_After Competition Groups_Adaptive Thermostats
Commercial | Com ¦ Condensing Make Up Air Unit | 2033 | Technical | million_m3 | After Competition Groups | 99.8057 | 0 | 0 | 2166.229 | 0.046073 | 7 | Commercial_2033_Technical_million_m3_After Competition Groups_7 | Condensing Make Up Air Unit | 4.607% | 0 | 99.8057 | Commercial_2033_Technical_million_m3_After Competition Groups_Condensing Make Up Air Unit
Commercial | Com ¦ Gas Fired Heat Pump | 2033 | Technical | million_m3 | After Competition Groups | 83.1248 | 0 | 0 | 2166.229 | 0.038373 | 8 | Commercial_2033_Technical_million_m3_After Competition Groups_8 | Gas Fired Heat Pump | 3.837% | 0 | 83.1248 | Commercial_2033_Technical_million_m3_After Competition Groups_Gas Fired Heat Pump
Commercial | Com ¦ Air Handler with Dedicated Outdoor Air Systems | 2033 | Technical | million_m3 | After Competition Groups | 82.7258 | 0 | 0 | 2166.229 | 0.038189 | 9 | Commercial_2033_Technical_million_m3_After Competition Groups_9 | Air Handler with Dedicated Outdoor Air Systems | 3.819% | 0 | 82.7258 | Commercial_2033_Technical_million_m3_After Competition Groups_Air Handler with Dedicated Outdoor Air Systems
Commercial | Com ¦ Advanced BAS/Controllers | 2033 | Technical | million_m3 | After Competition Groups | 75.3793 | 0 | 0 | 2166.229 | 0.034797 | 10 | Commercial_2033_Technical_million_m3_After Competition Groups_10 | Advanced BAS/Controllers | 3.48% | 0 | 75.3793 | Commercial_2033_Technical_million_m3_After Competition Groups_Advanced BAS/Controllers
Commercial | Com ¦ Education and Capacity Building/Energy Behavior | 2033 | Technical | million_m3 | After Competition Groups | 70.4593 | 0 | 0 | 2166.229 | 0.032526 | 11 | Commercial_2033_Technical_million_m3_After Competition Groups_11 | Education and Capacity Building/Energy Behavior | 3.253% | 0 | 70.4593 | Commercial_2033_Technical_million_m3_After Competition Groups_Education and Capacity Building/Energy Behavior
Commercial | Com ¦ Demand Control Kitchen Ventilation | 2033 | Technical | million_m3 | After Competition Groups | 69.9299 | 0 | 0 | 2166.229 | 0.032282 | 12 | Commercial_2033_Technical_million_m3_After Competition Groups_12 | Demand Control Kitchen Ventilation | 3.228% | 0 | 69.9299 | Commercial_2033_Technical_million_m3_After Competition Groups_Demand Control Kitchen Ventilation
Commercial | Com ¦ Energy Recovery Ventilation and Ventilation (Enhanced) | 2033 | Technical | million_m3 | After Competition Groups | 63.4057 | 0 | 0 | 2166.229 | 0.02927 | 13 | Commercial_2033_Technical_million_m3_After Competition Groups_13 | Energy Recovery Ventilation and Ventilation (Enhanced) | 2.927% | 0 | 63.4057 | Commercial_2033_Technical_million_m3_After Competition Groups_Energy Recovery Ventilation and Ventilation (Enhanced)
Commercial | Com ¦ Condensing Unit Heaters or other Efficient Unit Heating System | 2033 | Technical | million_m3 | After Competition Groups | 58.7369 | 0 | 0 | 2166.229 | 0.027115 | 14 | Commercial_2033_Technical_million_m3_After Competition Groups_14 | Condensing Unit Heaters or other Efficient Unit Heating System | 2.711% | 0 | 58.7369 | Commercial_2033_Technical_million_m3_After Competition Groups_Condensing Unit Heaters or other Efficient Unit Heating System
Commercial | Com ¦ Steam System Optimization | 2033 | Technical | million_m3 | After Competition Groups | 44.5015 | 0 | 0 | 2166.229 | 0.020543 | 15 | Commercial_2033_Technical_million_m3_After Competition Groups_15 | Steam System Optimization | 2.054% | 0 | 44.5015 | Commercial_2033_Technical_million_m3_After Competition Groups_Steam System Optimization
Commercial | Com ¦ Destratification | 2033 | Technical | million_m3 | After Competition Groups | 42.6399 | 0 | 0 | 2166.229 | 0.019684 | 16 | Commercial_2033_Technical_million_m3_After Competition Groups_16 | Destratification | 1.968% | 0 | 42.6399 | Commercial_2033_Technical_million_m3_After Competition Groups_Destratification
Commercial | Com ¦ Furnace Tune-Up | 2033 | Technical | million_m3 | After Competition Groups | 41.9551 | 0 | 0 | 2166.229 | 0.019368 | 17 | Commercial_2033_Technical_million_m3_After Competition Groups_17 | Furnace Tune-Up | 1.937% | 0 | 41.9551 | Commercial_2033_Technical_million_m3_After Competition Groups_Furnace Tune-Up
Commercial | Com ¦ High Efficiency Condensing Furnace AFUE 95% from 80% code | 2033 | Technical | million_m3 | After Competition Groups | 30.8195 | 0 | 0 | 2166.229 | 0.014227 | 18 | Commercial_2033_Technical_million_m3_After Competition Groups_18 | High Efficiency Condensing Furnace AFUE 95% from 80% code | 1.423% | 0 | 30.8195 | Commercial_2033_Technical_million_m3_After Competition Groups_High Efficiency Condensing Furnace AFUE 95% from 80% code
Commercial | Com ¦ Heat Recovery Ventilator | 2033 | Technical | million_m3 | After Competition Groups | 29.2947 | 0 | 0 | 2166.229 | 0.013523 | 19 | Commercial_2033_Technical_million_m3_After Competition Groups_19 | Heat Recovery Ventilator | 1.352% | 0 | 29.2947 | Commercial_2033_Technical_million_m3_After Competition Groups_Heat Recovery Ventilator
Commercial | Com ¦ Super-High Efficiency Furnaces (Emerging Tech) | 2033 | Technical | million_m3 | After Competition Groups | 25.1189 | 0 | 0 | 2166.229 | 0.011596 | 20 | Commercial_2033_Technical_million_m3_After Competition Groups_20 | Super-High Efficiency Furnaces (Emerging Tech) | 1.16% | 0 | 25.1189 | Commercial_2033_Technical_million_m3_After Competition Groups_Super-High Efficiency Furnaces (Emerging Tech)
Commercial | Com ¦ Wall Insulation | 2033 | Technical | million_m3 | After Competition Groups | 23.4628 | 0 | 0 | 2166.229 | 0.010831 | 21 | Commercial_2033_Technical_million_m3_After Competition Groups_21 | Wall Insulation | 1.083% | 0 | 23.4628 | Commercial_2033_Technical_million_m3_After Competition Groups_Wall Insulation
Commercial | Com ¦ Boiler Measures | 2033 | Technical | million_m3 | After Competition Groups | 16.9326 | 0 | 0 | 2166.229 | 0.0078166 | 22 | Commercial_2033_Technical_million_m3_After Competition Groups_22 | Boiler Measures | 0.7817% | 0 | 16.9326 | Commercial_2033_Technical_million_m3_After Competition Groups_Boiler Measures
Commercial | Com ¦ Energy Efficient Laboratory Fume Hood | 2033 | Technical | million_m3 | After Competition Groups | 16.5667 | 0 | 0 | 2166.229 | 0.0076477 | 23 | Commercial_2033_Technical_million_m3_After Competition Groups_23 | Energy Efficient Laboratory Fume Hood | 0.7648% | 0 | 16.5667 | Commercial_2033_Technical_million_m3_After Competition Groups_Energy Efficient Laboratory Fume Hood
Commercial | Com ¦ Demand controlled Circulating Systems | 2033 | Technical | million_m3 | After Competition Groups | 12.3252 | 0 | 0 | 2166.229 | 0.0056897 | 24 | Commercial_2033_Technical_million_m3_After Competition Groups_24 | Demand controlled Circulating Systems | 0.569% | 0 | 12.3252 | Commercial_2033_Technical_million_m3_After Competition Groups_Demand controlled Circulating Systems
Commercial | Com ¦ Duct Insulation, R8 | 2033 | Technical | million_m3 | After Competition Groups | 9.6285 | 0 | 0 | 2166.229 | 0.0044448 | 25 | Commercial_2033_Technical_million_m3_After Competition Groups_25 | Duct Insulation, R8 | 0.4445% | 0 | 9.6285 | Commercial_2033_Technical_million_m3_After Competition Groups_Duct Insulation, R8
Commercial | Com ¦ Roof Insulation/Ceiling Insulation (R25 Code to R35) | 2033 | Technical | million_m3 | After Competition Groups | 8.9338 | 0 | 0 | 2166.229 | 0.0041241 | 26 | Commercial_2033_Technical_million_m3_After Competition Groups_26 | Roof Insulation/Ceiling Insulation (R25 Code to R35) | 0.4124% | 0 | 8.9338 | Commercial_2033_Technical_million_m3_After Competition Groups_Roof Insulation/Ceiling Insulation (R25 Code to R35)
Commercial | Com ¦ Infrared Heaters | 2033 | Technical | million_m3 | After Competition Groups | 8.7409 | 0 | 0 | 2166.229 | 0.0040351 | 27 | Commercial_2033_Technical_million_m3_After Competition Groups_27 | Infrared Heaters | 0.4035% | 0 | 8.7409 | Commercial_2033_Technical_million_m3_After Competition Groups_Infrared Heaters
Commercial | Com ¦ ENERGY STAR Fryer (84% eff) | 2033 | Technical | million_m3 | After Competition Groups | 8.6951 | 0 | 0 | 2166.229 | 0.0040139 | 28 | Commercial_2033_Technical_million_m3_After Competition Groups_28 | ENERGY STAR Fryer (84% eff) | 0.4014% | 0 | 8.6951 | Commercial_2033_Technical_million_m3_After Competition Groups_ENERGY STAR Fryer (84% eff)
Commercial | Com ¦ Ozone Laundry Treatment | 2033 | Technical | million_m3 | After Competition Groups | 7.6299 | 0 | 0 | 2166.229 | 0.0035222 | 29 | Commercial_2033_Technical_million_m3_After Competition Groups_29 | Ozone Laundry Treatment | 0.3522% | 0 | 7.6299 | Commercial_2033_Technical_million_m3_After Competition Groups_Ozone Laundry Treatment
Commercial | Com ¦ Condensing Storage Water Heater | 2033 | Technical | million_m3 | After Competition Groups | 7.6113 | 0 | 0 | 2166.229 | 0.0035136 | 30 | Commercial_2033_Technical_million_m3_After Competition Groups_30 | Condensing Storage Water Heater | 0.3514% | 0 | 7.6113 | Commercial_2033_Technical_million_m3_After Competition Groups_Condensing Storage Water Heater
Commercial | Com ¦ High Efficiency Underfired Broilers | 2033 | Technical | million_m3 | After Competition Groups | 7.3796 | 0 | 0 | 2166.229 | 0.0034067 | 31 | Commercial_2033_Technical_million_m3_After Competition Groups_31 | High Efficiency Underfired Broilers | 0.3407% | 0 | 7.3796 | Commercial_2033_Technical_million_m3_After Competition Groups_High Efficiency Underfired Broilers
Commercial | Com ¦ ENERGY STAR Griddle (74% eff) | 2033 | Technical | million_m3 | After Competition Groups | 5.7078 | 0 | 0 | 2166.229 | 0.0026349 | 32 | Commercial_2033_Technical_million_m3_After Competition Groups_32 | ENERGY STAR Griddle (74% eff) | 0.2635% | 0 | 5.7078 | Commercial_2033_Technical_million_m3_After Competition Groups_ENERGY STAR Griddle (74% eff)
Commercial | Com ¦ ENERGY STAR Dishwasher | 2033 | Technical | million_m3 | After Competition Groups | 3.8402 | 0 | 0 | 2166.229 | 0.0017727 | 33 | Commercial_2033_Technical_million_m3_After Competition Groups_33 | ENERGY STAR Dishwasher | 0.1773% | 0 | 3.8402 | Commercial_2033_Technical_million_m3_After Competition Groups_ENERGY STAR Dishwasher
Commercial | Com ¦ HOTEL OCCUPANCY CONTROLS (HVAC + LIGHTING) | 2033 | Technical | million_m3 | After Competition Groups | 3.8099 | 0 | 0 | 2166.229 | 0.0017588 | 34 | Commercial_2033_Technical_million_m3_After Competition Groups_34 | HOTEL OCCUPANCY CONTROLS (HVAC + LIGHTING) | 0.1759% | 0 | 3.8099 | Commercial_2033_Technical_million_m3_After Competition Groups_HOTEL OCCUPANCY CONTROLS (HVAC + LIGHTING)
Commercial | Com ¦ Ice Rink Heat Recovery | 2033 | Technical | million_m3 | After Competition Groups | 3.0949 | 0 | 0 | 2166.229 | 0.0014287 | 35 | Commercial_2033_Technical_million_m3_After Competition Groups_35 | Ice Rink Heat Recovery | 0.1429% | 0 | 3.0949 | Commercial_2033_Technical_million_m3_After Competition Groups_Ice Rink Heat Recovery
Commercial | Com ¦ Dock Door Seals | 2033 | Technical | million_m3 | After Competition Groups | 2.523 | 0 | 0 | 2166.229 | 0.0011647 | 36 | Commercial_2033_Technical_million_m3_After Competition Groups_36 | Dock Door Seals | 0.1165% | 0 | 2.523 | Commercial_2033_Technical_million_m3_After Competition Groups_Dock Door Seals
Commercial | Com ¦ CEE Tier 2/Energy Star Clothes Washers | 2033 | Technical | million_m3 | After Competition Groups | 1.3091 | 0 | 0 | 2166.229 | 0.00060432 | 37 | Commercial_2033_Technical_million_m3_After Competition Groups_37 | CEE Tier 2/Energy Star Clothes Washers | 0.06043% | 0 | 1.3091 | Commercial_2033_Technical_million_m3_After Competition Groups_CEE Tier 2/Energy Star Clothes Washers
Commercial | Com ¦ Drain Water Heat Recovery (DWHR) ¦ Retro | 2033 | Technical | million_m3 | After Competition Groups | 1.019 | 0 | 0 | 2166.229 | 0.00047042 | 38 | Commercial_2033_Technical_million_m3_After Competition Groups_38 | Drain Water Heat Recovery (DWHR) ¦ Retro | 0.04704% | 0 | 1.019 | Commercial_2033_Technical_million_m3_After Competition Groups_Drain Water Heat Recovery (DWHR) ¦ Retro
Commercial | Com ¦ Low Flow Pre-Rinse Spray Nozzle | 2033 | Technical | million_m3 | After Competition Groups | 0.70408 | 0 | 0 | 2166.229 | 0.00032503 | 39 | Commercial_2033_Technical_million_m3_After Competition Groups_39 | Low Flow Pre-Rinse Spray Nozzle | 0.0325% | 0 | 0.70408 | Commercial_2033_Technical_million_m3_After Competition Groups_Low Flow Pre-Rinse Spray Nozzle
Commercial | Com ¦ ENERGY STAR Steam Cooker | 2033 | Technical | million_m3 | After Competition Groups | 0.62218 | 0 | 0 | 2166.229 | 0.00028722 | 40 | Commercial_2033_Technical_million_m3_After Competition Groups_40 | ENERGY STAR Steam Cooker | 0.02872% | 0 | 0.62218 | Commercial_2033_Technical_million_m3_After Competition Groups_ENERGY STAR Steam Cooker
Commercial | Com ¦ Drain Water Heat Recovery (DWHR) ¦New | 2033 | Technical | million_m3 | After Competition Groups | 0.56717 | 0 | 0 | 2166.229 | 0.00026182 | 41 | Commercial_2033_Technical_million_m3_After Competition Groups_41 | Drain Water Heat Recovery (DWHR) ¦New | 0.02618% | 0 | 0.56717 | Commercial_2033_Technical_million_m3_After Competition Groups_Drain Water Heat Recovery (DWHR) ¦New
Commercial | Com ¦ Solar Water Preheat (Pools/DHW) | 2033 | Technical | million_m3 | After Competition Groups | 0.30524 | 0 | 0 | 2166.229 | 0.00014091 | 42 | Commercial_2033_Technical_million_m3_After Competition Groups_42 | Solar Water Preheat (Pools/DHW) | 0.01409% | 0 | 0.30524 | Commercial_2033_Technical_million_m3_After Competition Groups_Solar Water Preheat (Pools/DHW)
Commercial | Com ¦ Gas Convection Oven | 2033 | Technical | million_m3 | After Competition Groups | 0.14737 | 0 | 0 | 2166.229 | 6.8031e-05 | 43 | Commercial_2033_Technical_million_m3_After Competition Groups_43 | Gas Convection Oven | 0.006803% | 0 | 0.14737 | Commercial_2033_Technical_million_m3_After Competition Groups_Gas Convection Oven
Commercial | Com ¦ Air Curtains | 2033 | Technical | million_m3 | After Competition Groups | 0.14498 | 0 | 0 | 2166.229 | 6.6929e-05 | 44 | Commercial_2033_Technical_million_m3_After Competition Groups_44 | Air Curtains | 0.006693% | 0 | 0.14498 | Commercial_2033_Technical_million_m3_After Competition Groups_Air Curtains
Commercial | Com ¦ Solar Preheat Make up Air | 2033 | Technical | million_m3 | After Competition Groups | 0.055713 | 0 | 0 | 2166.229 | 2.5719e-05 | 45 | Commercial_2033_Technical_million_m3_After Competition Groups_45 | Solar Preheat Make up Air | 0.002572% | 0 | 0.055713 | Commercial_2033_Technical_million_m3_After Competition Groups_Solar Preheat Make up Air
Commercial | Com ¦ Super High Perf Glazing ¦RET | 2033 | Technical | million_m3 | After Competition Groups | 0.050343 | 0 | 0 | 2166.229 | 2.324e-05 | 46 | Commercial_2033_Technical_million_m3_After Competition Groups_46 | Super High Perf Glazing ¦RET | 0.002324% | 0 | 0.050343 | Commercial_2033_Technical_million_m3_After Competition Groups_Super High Perf Glazing ¦RET
Commercial | Com ¦ Super High Perf Glazing ¦New | 2033 | Technical | million_m3 | After Competition Groups | 0.028634 | 0 | 0 | 2166.229 | 1.3219e-05 | 47 | Commercial_2033_Technical_million_m3_After Competition Groups_47 | Super High Perf Glazing ¦New | 0.001322% | 0 | 0.028634 | Commercial_2033_Technical_million_m3_After Competition Groups_Super High Perf Glazing ¦New
Commercial | Com ¦ Condensing Boiler ¦ Std | 2034 | Economic | million_m3 | After Competition Groups | 302.7711 | 0 | 0 | 2003.8569 | 0.15109 | 1 | Commercial_2034_Economic_million_m3_After Competition Groups_1 | Condensing Boiler ¦ Std | 15.11% | 0 | 302.7711 | Commercial_2034_Economic_million_m3_After Competition Groups_Condensing Boiler ¦ Std
Commercial | Com ¦ Building Recommissioning, Operations and Maintenance (O&M) Improvements | 2034 | Economic | million_m3 | After Competition Groups | 217.2866 | 0 | 0 | 2003.8569 | 0.10843 | 2 | Commercial_2034_Economic_million_m3_After Competition Groups_2 | Building Recommissioning, Operations and Maintenance (O&M) Improvements | 10.84% | 0 | 217.2866 | Commercial_2034_Economic_million_m3_After Competition Groups_Building Recommissioning, Operations and Maintenance (O&M) Improvements
Commercial | Com ¦ Gas Fired Rooftop Units | 2034 | Economic | million_m3 | After Competition Groups | 209.138 | 0 | 0 | 2003.8569 | 0.10437 | 3 | Commercial_2034_Economic_million_m3_After Competition Groups_3 | Gas Fired Rooftop Units | 10.44% | 0 | 209.138 | Commercial_2034_Economic_million_m3_After Competition Groups_Gas Fired Rooftop Units
Commercial | Com ¦ Demand Control Ventilation | 2034 | Economic | million_m3 | After Competition Groups | 203.1263 | 0 | 0 | 2003.8569 | 0.10137 | 4 | Commercial_2034_Economic_million_m3_After Competition Groups_4 | Demand Control Ventilation | 10.14% | 0 | 203.1263 | Commercial_2034_Economic_million_m3_After Competition Groups_Demand Control Ventilation
Commercial | Com ¦ Boilers - Advanced Controls (Steam Systems) | 2034 | Economic | million_m3 | After Competition Groups | 147.1712 | 0 | 0 | 2003.8569 | 0.073444 | 5 | Commercial_2034_Economic_million_m3_After Competition Groups_5 | Boilers - Advanced Controls (Steam Systems) | 7.344% | 0 | 147.1712 | Commercial_2034_Economic_million_m3_After Competition Groups_Boilers - Advanced Controls (Steam Systems)
Commercial | Com ¦ Adaptive Thermostats | 2034 | Economic | million_m3 | After Competition Groups | 133.3328 | 0 | 0 | 2003.8569 | 0.066538 | 6 | Commercial_2034_Economic_million_m3_After Competition Groups_6 | Adaptive Thermostats | 6.654% | 0 | 133.3328 | Commercial_2034_Economic_million_m3_After Competition Groups_Adaptive Thermostats
Commercial | Com ¦ Condensing Make Up Air Unit | 2034 | Economic | million_m3 | After Competition Groups | 104.7826 | 0 | 0 | 2003.8569 | 0.05229 | 7 | Commercial_2034_Economic_million_m3_After Competition Groups_7 | Condensing Make Up Air Unit | 5.229% | 0 | 104.7826 | Commercial_2034_Economic_million_m3_After Competition Groups_Condensing Make Up Air Unit
Commercial | Com ¦ Gas Fired Heat Pump | 2034 | Economic | million_m3 | After Competition Groups | 86.3495 | 0 | 0 | 2003.8569 | 0.043092 | 8 | Commercial_2034_Economic_million_m3_After Competition Groups_8 | Gas Fired Heat Pump | 4.309% | 0 | 86.3495 | Commercial_2034_Economic_million_m3_After Competition Groups_Gas Fired Heat Pump
Commercial | Com ¦ Air Handler with Dedicated Outdoor Air Systems | 2034 | Economic | million_m3 | After Competition Groups | 81.063 | 0 | 0 | 2003.8569 | 0.040454 | 9 | Commercial_2034_Economic_million_m3_After Competition Groups_9 | Air Handler with Dedicated Outdoor Air Systems | 4.045% | 0 | 81.063 | Commercial_2034_Economic_million_m3_After Competition Groups_Air Handler with Dedicated Outdoor Air Systems
Commercial | Com ¦ Advanced BAS/Controllers | 2034 | Economic | million_m3 | After Competition Groups | 75.9403 | 0 | 0 | 2003.8569 | 0.037897 | 10 | Commercial_2034_Economic_million_m3_After Competition Groups_10 | Advanced BAS/Controllers | 3.79% | 0 | 75.9403 | Commercial_2034_Economic_million_m3_After Competition Groups_Advanced BAS/Controllers
Commercial | Com ¦ Demand Control Kitchen Ventilation | 2034 | Economic | million_m3 | After Competition Groups | 71.2373 | 0 | 0 | 2003.8569 | 0.03555 | 11 | Commercial_2034_Economic_million_m3_After Competition Groups_11 | Demand Control Kitchen Ventilation | 3.555% | 0 | 71.2373 | Commercial_2034_Economic_million_m3_After Competition Groups_Demand Control Kitchen Ventilation
Commercial | Com ¦ Education and Capacity Building/Energy Behavior | 2034 | Economic | million_m3 | After Competition Groups | 68.2547 | 0 | 0 | 2003.8569 | 0.034062 | 12 | Commercial_2034_Economic_million_m3_After Competition Groups_12 | Education and Capacity Building/Energy Behavior | 3.406% | 0 | 68.2547 | Commercial_2034_Economic_million_m3_After Competition Groups_Education and Capacity Building/Energy Behavior
Commercial | Com ¦ Condensing Unit Heaters or other Efficient Unit Heating System | 2034 | Economic | million_m3 | After Competition Groups | 61.577 | 0 | 0 | 2003.8569 | 0.030729 | 13 | Commercial_2034_Economic_million_m3_After Competition Groups_13 | Condensing Unit Heaters or other Efficient Unit Heating System | 3.073% | 0 | 61.577 | Commercial_2034_Economic_million_m3_After Competition Groups_Condensing Unit Heaters or other Efficient Unit Heating System
Commercial | Com ¦ Steam System Optimization | 2034 | Economic | million_m3 | After Competition Groups | 43.607 | 0 | 0 | 2003.8569 | 0.021762 | 14 | Commercial_2034_Economic_million_m3_After Competition Groups_14 | Steam System Optimization | 2.176% | 0 | 43.607 | Commercial_2034_Economic_million_m3_After Competition Groups_Steam System Optimization
Commercial | Com ¦ Destratification | 2034 | Economic | million_m3 | After Competition Groups | 41.6945 | 0 | 0 | 2003.8569 | 0.020807 | 15 | Commercial_2034_Economic_million_m3_After Competition Groups_15 | Destratification | 2.081% | 0 | 41.6945 | Commercial_2034_Economic_million_m3_After Competition Groups_Destratification
Commercial | Com ¦ Furnace Tune-Up | 2034 | Economic | million_m3 | After Competition Groups | 41.1118 | 0 | 0 | 2003.8569 | 0.020516 | 16 | Commercial_2034_Economic_million_m3_After Competition Groups_16 | Furnace Tune-Up | 2.052% | 0 | 41.1118 | Commercial_2034_Economic_million_m3_After Competition Groups_Furnace Tune-Up
Commercial | Com ¦ Wall Insulation | 2034 | Economic | million_m3 | After Competition Groups | 22.9912 | 0 | 0 | 2003.8569 | 0.011473 | 17 | Commercial_2034_Economic_million_m3_After Competition Groups_17 | Wall Insulation | 1.147% | 0 | 22.9912 | Commercial_2034_Economic_million_m3_After Competition Groups_Wall Insulation
Commercial | Com ¦ Energy Efficient Laboratory Fume Hood | 2034 | Economic | million_m3 | After Competition Groups | 16.2337 | 0 | 0 | 2003.8569 | 0.0081012 | 18 | Commercial_2034_Economic_million_m3_After Competition Groups_18 | Energy Efficient Laboratory Fume Hood | 0.8101% | 0 | 16.2337 | Commercial_2034_Economic_million_m3_After Competition Groups_Energy Efficient Laboratory Fume Hood
Commercial | Com ¦ Demand controlled Circulating Systems | 2034 | Economic | million_m3 | After Competition Groups | 12.0774 | 0 | 0 | 2003.8569 | 0.0060271 | 19 | Commercial_2034_Economic_million_m3_After Competition Groups_19 | Demand controlled Circulating Systems | 0.6027% | 0 | 12.0774 | Commercial_2034_Economic_million_m3_After Competition Groups_Demand controlled Circulating Systems
Commercial | Com ¦ Duct Insulation, R8 | 2034 | Economic | million_m3 | After Competition Groups | 9.435 | 0 | 0 | 2003.8569 | 0.0047084 | 20 | Commercial_2034_Economic_million_m3_After Competition Groups_20 | Duct Insulation, R8 | 0.4708% | 0 | 9.435 | Commercial_2034_Economic_million_m3_After Competition Groups_Duct Insulation, R8
Commercial | Com ¦ Infrared Heaters | 2034 | Economic | million_m3 | After Competition Groups | 9.1162 | 0 | 0 | 2003.8569 | 0.0045493 | 21 | Commercial_2034_Economic_million_m3_After Competition Groups_21 | Infrared Heaters | 0.4549% | 0 | 9.1162 | Commercial_2034_Economic_million_m3_After Competition Groups_Infrared Heaters
Commercial | Com ¦ ENERGY STAR Fryer (84% eff) | 2034 | Economic | million_m3 | After Competition Groups | 9.044 | 0 | 0 | 2003.8569 | 0.0045133 | 22 | Commercial_2034_Economic_million_m3_After Competition Groups_22 | ENERGY STAR Fryer (84% eff) | 0.4513% | 0 | 9.044 | Commercial_2034_Economic_million_m3_After Competition Groups_ENERGY STAR Fryer (84% eff)
Commercial | Com ¦ High Efficiency Underfired Broilers | 2034 | Economic | million_m3 | After Competition Groups | 7.6759 | 0 | 0 | 2003.8569 | 0.0038306 | 23 | Commercial_2034_Economic_million_m3_After Competition Groups_23 | High Efficiency Underfired Broilers | 0.3831% | 0 | 7.6759 | Commercial_2034_Economic_million_m3_After Competition Groups_High Efficiency Underfired Broilers
Commercial | Com ¦ Ozone Laundry Treatment | 2034 | Economic | million_m3 | After Competition Groups | 7.6711 | 0 | 0 | 2003.8569 | 0.0038282 | 24 | Commercial_2034_Economic_million_m3_After Competition Groups_24 | Ozone Laundry Treatment | 0.3828% | 0 | 7.6711 | Commercial_2034_Economic_million_m3_After Competition Groups_Ozone Laundry Treatment
Commercial | Com ¦ ENERGY STAR Griddle (74% eff) | 2034 | Economic | million_m3 | After Competition Groups | 5.9384 | 0 | 0 | 2003.8569 | 0.0029635 | 25 | Commercial_2034_Economic_million_m3_After Competition Groups_25 | ENERGY STAR Griddle (74% eff) | 0.2963% | 0 | 5.9384 | Commercial_2034_Economic_million_m3_After Competition Groups_ENERGY STAR Griddle (74% eff)
Commercial | Com ¦ ENERGY STAR Dishwasher | 2034 | Economic | million_m3 | After Competition Groups | 3.9103 | 0 | 0 | 2003.8569 | 0.0019514 | 26 | Commercial_2034_Economic_million_m3_After Competition Groups_26 | ENERGY STAR Dishwasher | 0.1951% | 0 | 3.9103 | Commercial_2034_Economic_million_m3_After Competition Groups_ENERGY STAR Dishwasher
Commercial | Com ¦ Energy Recovery Ventilation and Ventilation (Enhanced) | 2034 | Economic | million_m3 | After Competition Groups | 3.7463 | 0 | 0 | 2003.8569 | 0.0018696 | 27 | Commercial_2034_Economic_million_m3_After Competition Groups_27 | Energy Recovery Ventilation and Ventilation (Enhanced) | 0.187% | 0 | 3.7463 | Commercial_2034_Economic_million_m3_After Competition Groups_Energy Recovery Ventilation and Ventilation (Enhanced)
Commercial | Com ¦ Heat Recovery Ventilator | 2034 | Economic | million_m3 | After Competition Groups | 2.4404 | 0 | 0 | 2003.8569 | 0.0012178 | 28 | Commercial_2034_Economic_million_m3_After Competition Groups_28 | Heat Recovery Ventilator | 0.1218% | 0 | 2.4404 | Commercial_2034_Economic_million_m3_After Competition Groups_Heat Recovery Ventilator
Commercial | Com ¦ CEE Tier 2/Energy Star Clothes Washers | 2034 | Economic | million_m3 | After Competition Groups | 1.3466 | 0 | 0 | 2003.8569 | 0.00067199 | 29 | Commercial_2034_Economic_million_m3_After Competition Groups_29 | CEE Tier 2/Energy Star Clothes Washers | 0.0672% | 0 | 1.3466 | Commercial_2034_Economic_million_m3_After Competition Groups_CEE Tier 2/Energy Star Clothes Washers
Commercial | Com ¦ Drain Water Heat Recovery (DWHR) ¦ Retro | 2034 | Economic | million_m3 | After Competition Groups | 0.99855 | 0 | 0 | 2003.8569 | 0.00049831 | 30 | Commercial_2034_Economic_million_m3_After Competition Groups_30 | Drain Water Heat Recovery (DWHR) ¦ Retro | 0.04983% | 0 | 0.99855 | Commercial_2034_Economic_million_m3_After Competition Groups_Drain Water Heat Recovery (DWHR) ¦ Retro
Commercial | Com ¦ Low Flow Pre-Rinse Spray Nozzle | 2034 | Economic | million_m3 | After Competition Groups | 0.70922 | 0 | 0 | 2003.8569 | 0.00035393 | 31 | Commercial_2034_Economic_million_m3_After Competition Groups_31 | Low Flow Pre-Rinse Spray Nozzle | 0.03539% | 0 | 0.70922 | Commercial_2034_Economic_million_m3_After Competition Groups_Low Flow Pre-Rinse Spray Nozzle
Commercial | Com ¦ ENERGY STAR Steam Cooker | 2034 | Economic | million_m3 | After Competition Groups | 0.64715 | 0 | 0 | 2003.8569 | 0.00032295 | 32 | Commercial_2034_Economic_million_m3_After Competition Groups_32 | ENERGY STAR Steam Cooker | 0.0323% | 0 | 0.64715 | Commercial_2034_Economic_million_m3_After Competition Groups_ENERGY STAR Steam Cooker
Commercial | Com ¦ Drain Water Heat Recovery (DWHR) ¦New | 2034 | Economic | million_m3 | After Competition Groups | 0.60013 | 0 | 0 | 2003.8569 | 0.00029949 | 33 | Commercial_2034_Economic_million_m3_After Competition Groups_33 | Drain Water Heat Recovery (DWHR) ¦New | 0.02995% | 0 | 0.60013 | Commercial_2034_Economic_million_m3_After Competition Groups_Drain Water Heat Recovery (DWHR) ¦New
Commercial | Com ¦ Gas Heat Pump Water Heater | 2034 | Economic | million_m3 | After Competition Groups | 0.37998 | 0 | 0 | 2003.8569 | 0.00018962 | 34 | Commercial_2034_Economic_million_m3_After Competition Groups_34 | Gas Heat Pump Water Heater | 0.01896% | 0 | 0.37998 | Commercial_2034_Economic_million_m3_After Competition Groups_Gas Heat Pump Water Heater
Commercial | Com ¦ Solar Water Preheat (Pools/DHW) | 2034 | Economic | million_m3 | After Competition Groups | 0.30595 | 0 | 0 | 2003.8569 | 0.00015268 | 35 | Commercial_2034_Economic_million_m3_After Competition Groups_35 | Solar Water Preheat (Pools/DHW) | 0.01527% | 0 | 0.30595 | Commercial_2034_Economic_million_m3_After Competition Groups_Solar Water Preheat (Pools/DHW)
Commercial | Com ¦ Air Curtains | 2034 | Economic | million_m3 | After Competition Groups | 0.14603 | 0 | 0 | 2003.8569 | 7.2876e-05 | 36 | Commercial_2034_Economic_million_m3_After Competition Groups_36 | Air Curtains | 0.007288% | 0 | 0.14603 | Commercial_2034_Economic_million_m3_After Competition Groups_Air Curtains
Commercial | Com ¦ Demand Control Ventilation | 2034 | SC A | million_m3 | After Competition Groups | 93.7104 | 1656761.1039 | 1.6568 | 830.1423 | 0.11288 | 1 | Commercial_2034_SC A_million_m3_After Competition Groups_1 | Demand Control Ventilation | 11.29% | 1.6568 | 93.7104 | Commercial_2034_SC A_million_m3_After Competition Groups_Demand Control Ventilation
Commercial | Com ¦ Adaptive Thermostats | 2034 | SC A | million_m3 | After Competition Groups | 92.5143 | 2057713.7443 | 2.0577 | 830.1423 | 0.11144 | 2 | Commercial_2034_SC A_million_m3_After Competition Groups_2 | Adaptive Thermostats | 11.14% | 2.0577 | 92.5143 | Commercial_2034_SC A_million_m3_After Competition Groups_Adaptive Thermostats
Commercial | Com ¦ Boilers - Advanced Controls (Steam Systems) | 2034 | SC A | million_m3 | After Competition Groups | 77.1285 | 1589505.4798 | 1.5895 | 830.1423 | 0.09291 | 3 | Commercial_2034_SC A_million_m3_After Competition Groups_3 | Boilers - Advanced Controls (Steam Systems) | 9.291% | 1.5895 | 77.1285 | Commercial_2034_SC A_million_m3_After Competition Groups_Boilers - Advanced Controls (Steam Systems)
Commercial | Com ¦ Building Recommissioning, Operations and Maintenance (O&M) Improvements | 2034 | SC A | million_m3 | After Competition Groups | 70.0126 | 442962.1875 | 0.44296 | 830.1423 | 0.084338 | 4 | Commercial_2034_SC A_million_m3_After Competition Groups_4 | Building Recommissioning, Operations and Maintenance (O&M) Improvements | 8.434% | 0.44296 | 70.0126 | Commercial_2034_SC A_million_m3_After Competition Groups_Building Recommissioning, Operations and Maintenance (O&M) Improvements
Commercial | Com ¦ Gas Fired Rooftop Units | 2034 | SC A | million_m3 | After Competition Groups | 65.694 | 2344950.7687 | 2.345 | 830.1423 | 0.079136 | 5 | Commercial_2034_SC A_million_m3_After Competition Groups_5 | Gas Fired Rooftop Units | 7.914% | 2.345 | 65.694 | Commercial_2034_SC A_million_m3_After Competition Groups_Gas Fired Rooftop Units
Commercial | Com ¦ Condensing Boiler ¦ Std | 2034 | SC A | million_m3 | After Competition Groups | 57.9573 | 0 | 0 | 830.1423 | 0.069816 | 6 | Commercial_2034_SC A_million_m3_After Competition Groups_6 | Condensing Boiler ¦ Std | 6.982% | 0 | 57.9573 | Commercial_2034_SC A_million_m3_After Competition Groups_Condensing Boiler ¦ Std
Commercial | Com ¦ Condensing Make Up Air Unit | 2034 | SC A | million_m3 | After Competition Groups | 49.6612 | 1569213.6822 | 1.5692 | 830.1423 | 0.059822 | 7 | Commercial_2034_SC A_million_m3_After Competition Groups_7 | Condensing Make Up Air Unit | 5.982% | 1.5692 | 49.6612 | Commercial_2034_SC A_million_m3_After Competition Groups_Condensing Make Up Air Unit
Commercial | Com ¦ Gas Fired Heat Pump | 2034 | SC A | million_m3 | After Competition Groups | 40.8638 | 905008.4274 | 0.90501 | 830.1423 | 0.049225 | 8 | Commercial_2034_SC A_million_m3_After Competition Groups_8 | Gas Fired Heat Pump | 4.923% | 0.90501 | 40.8638 | Commercial_2034_SC A_million_m3_After Competition Groups_Gas Fired Heat Pump
Commercial | Com ¦ Demand Control Kitchen Ventilation | 2034 | SC A | million_m3 | After Competition Groups | 38.5761 | 1064332.9297 | 1.0643 | 830.1423 | 0.046469 | 9 | Commercial_2034_SC A_million_m3_After Competition Groups_9 | Demand Control Kitchen Ventilation | 4.647% | 1.0643 | 38.5761 | Commercial_2034_SC A_million_m3_After Competition Groups_Demand Control Kitchen Ventilation
Commercial | Com ¦ Air Handler with Dedicated Outdoor Air Systems | 2034 | SC A | million_m3 | After Competition Groups | 37.8345 | 311050.4551 | 0.31105 | 830.1423 | 0.045576 | 10 | Commercial_2034_SC A_million_m3_After Competition Groups_10 | Air Handler with Dedicated Outdoor Air Systems | 4.558% | 0.31105 | 37.8345 | Commercial_2034_SC A_million_m3_After Competition Groups_Air Handler with Dedicated Outdoor Air Systems
Commercial | Com ¦ Advanced BAS/Controllers | 2034 | SC A | million_m3 | After Competition Groups | 33.1412 | 631143.4254 | 0.63114 | 830.1423 | 0.039922 | 11 | Commercial_2034_SC A_million_m3_After Competition Groups_11 | Advanced BAS/Controllers | 3.992% | 0.63114 | 33.1412 | Commercial_2034_SC A_million_m3_After Competition Groups_Advanced BAS/Controllers
Commercial | Com ¦ Steam System Optimization | 2034 | SC A | million_m3 | After Competition Groups | 31.8498 | 225446.2024 | 0.22545 | 830.1423 | 0.038367 | 12 | Commercial_2034_SC A_million_m3_After Competition Groups_12 | Steam System Optimization | 3.837% | 0.22545 | 31.8498 | Commercial_2034_SC A_million_m3_After Competition Groups_Steam System Optimization
Commercial | Com ¦ Furnace Tune-Up | 2034 | SC A | million_m3 | After Competition Groups | 29.6748 | 97522.8362 | 0.097523 | 830.1423 | 0.035747 | 13 | Commercial_2034_SC A_million_m3_After Competition Groups_13 | Furnace Tune-Up | 3.575% | 0.097523 | 29.6748 | Commercial_2034_SC A_million_m3_After Competition Groups_Furnace Tune-Up
Commercial | Com ¦ Destratification | 2034 | SC A | million_m3 | After Competition Groups | 29.3043 | 598679.9246 | 0.59868 | 830.1423 | 0.0353 | 14 | Commercial_2034_SC A_million_m3_After Competition Groups_14 | Destratification | 3.53% | 0.59868 | 29.3043 | Commercial_2034_SC A_million_m3_After Competition Groups_Destratification
Commercial | Com ¦ Condensing Unit Heaters or other Efficient Unit Heating System | 2034 | SC A | million_m3 | After Competition Groups | 19.0264 | 244574.5248 | 0.24457 | 830.1423 | 0.022919 | 15 | Commercial_2034_SC A_million_m3_After Competition Groups_15 | Condensing Unit Heaters or other Efficient Unit Heating System | 2.292% | 0.24457 | 19.0264 | Commercial_2034_SC A_million_m3_After Competition Groups_Condensing Unit Heaters or other Efficient Unit Heating System
Commercial | Com ¦ Wall Insulation | 2034 | SC A | million_m3 | After Competition Groups | 16.52 | 324866.5372 | 0.32487 | 830.1423 | 0.0199 | 16 | Commercial_2034_SC A_million_m3_After Competition Groups_16 | Wall Insulation | 1.99% | 0.32487 | 16.52 | Commercial_2034_SC A_million_m3_After Competition Groups_Wall Insulation
Commercial | Com ¦ Education and Capacity Building/Energy Behavior | 2034 | SC A | million_m3 | After Competition Groups | 10.8637 | 8281268.6953 | 8.2813 | 830.1423 | 0.013087 | 17 | Commercial_2034_SC A_million_m3_After Competition Groups_17 | Education and Capacity Building/Energy Behavior | 1.309% | 8.2813 | 10.8637 | Commercial_2034_SC A_million_m3_After Competition Groups_Education and Capacity Building/Energy Behavior
Commercial | Com ¦ Demand controlled Circulating Systems | 2034 | SC A | million_m3 | After Competition Groups | 8.0589 | 150109.4508 | 0.15011 | 830.1423 | 0.0097079 | 18 | Commercial_2034_SC A_million_m3_After Competition Groups_18 | Demand controlled Circulating Systems | 0.9708% | 0.15011 | 8.0589 | Commercial_2034_SC A_million_m3_After Competition Groups_Demand controlled Circulating Systems
Commercial | Com ¦ Duct Insulation, R8 | 2034 | SC A | million_m3 | After Competition Groups | 5.1459 | 153508.9369 | 0.15351 | 830.1423 | 0.0061988 | 19 | Commercial_2034_SC A_million_m3_After Competition Groups_19 | Duct Insulation, R8 | 0.6199% | 0.15351 | 5.1459 | Commercial_2034_SC A_million_m3_After Competition Groups_Duct Insulation, R8
Commercial | Com ¦ High Efficiency Underfired Broilers | 2034 | SC A | million_m3 | After Competition Groups | 4.9635 | 77089.4879 | 0.077089 | 830.1423 | 0.005979 | 20 | Commercial_2034_SC A_million_m3_After Competition Groups_20 | High Efficiency Underfired Broilers | 0.5979% | 0.077089 | 4.9635 | Commercial_2034_SC A_million_m3_After Competition Groups_High Efficiency Underfired Broilers
Commercial | Com ¦ ENERGY STAR Fryer (84% eff) | 2034 | SC A | million_m3 | After Competition Groups | 3.8215 | 0 | 0 | 830.1423 | 0.0046034 | 21 | Commercial_2034_SC A_million_m3_After Competition Groups_21 | ENERGY STAR Fryer (84% eff) | 0.4603% | 0 | 3.8215 | Commercial_2034_SC A_million_m3_After Competition Groups_ENERGY STAR Fryer (84% eff)
Commercial | Com ¦ Energy Efficient Laboratory Fume Hood | 2034 | SC A | million_m3 | After Competition Groups | 2.8036 | 0 | 0 | 830.1423 | 0.0033773 | 22 | Commercial_2034_SC A_million_m3_After Competition Groups_22 | Energy Efficient Laboratory Fume Hood | 0.3377% | 0 | 2.8036 | Commercial_2034_SC A_million_m3_After Competition Groups_Energy Efficient Laboratory Fume Hood
Commercial | Com ¦ Ozone Laundry Treatment | 2034 | SC A | million_m3 | After Competition Groups | 2.5518 | 0 | 0 | 830.1423 | 0.0030739 | 23 | Commercial_2034_SC A_million_m3_After Competition Groups_23 | Ozone Laundry Treatment | 0.3074% | 0 | 2.5518 | Commercial_2034_SC A_million_m3_After Competition Groups_Ozone Laundry Treatment
Commercial | Com ¦ Infrared Heaters | 2034 | SC A | million_m3 | After Competition Groups | 2.3791 | 57686.6406 | 0.057687 | 830.1423 | 0.0028659 | 24 | Commercial_2034_SC A_million_m3_After Competition Groups_24 | Infrared Heaters | 0.2866% | 0.057687 | 2.3791 | Commercial_2034_SC A_million_m3_After Competition Groups_Infrared Heaters
Commercial | Com ¦ ENERGY STAR Dishwasher | 2034 | SC A | million_m3 | After Competition Groups | 1.5422 | 0 | 0 | 830.1423 | 0.0018577 | 25 | Commercial_2034_SC A_million_m3_After Competition Groups_25 | ENERGY STAR Dishwasher | 0.1858% | 0 | 1.5422 | Commercial_2034_SC A_million_m3_After Competition Groups_ENERGY STAR Dishwasher
Commercial | Com ¦ ENERGY STAR Griddle (74% eff) | 2034 | SC A | million_m3 | After Competition Groups | 1.3384 | 0 | 0 | 830.1423 | 0.0016122 | 26 | Commercial_2034_SC A_million_m3_After Competition Groups_26 | ENERGY STAR Griddle (74% eff) | 0.1612% | 0 | 1.3384 | Commercial_2034_SC A_million_m3_After Competition Groups_ENERGY STAR Griddle (74% eff)
Commercial | Com ¦ CEE Tier 2/Energy Star Clothes Washers | 2034 | SC A | million_m3 | After Competition Groups | 0.78005 | 0 | 0 | 830.1423 | 0.00093966 | 27 | Commercial_2034_SC A_million_m3_After Competition Groups_27 | CEE Tier 2/Energy Star Clothes Washers | 0.09397% | 0 | 0.78005 | Commercial_2034_SC A_million_m3_After Competition Groups_CEE Tier 2/Energy Star Clothes Washers
Commercial | Com ¦ Drain Water Heat Recovery (DWHR) ¦ Retro | 2034 | SC A | million_m3 | After Competition Groups | 0.74427 | 12070.3474 | 0.01207 | 830.1423 | 0.00089656 | 28 | Commercial_2034_SC A_million_m3_After Competition Groups_28 | Drain Water Heat Recovery (DWHR) ¦ Retro | 0.08966% | 0.01207 | 0.74427 | Commercial_2034_SC A_million_m3_After Competition Groups_Drain Water Heat Recovery (DWHR) ¦ Retro
Commercial | Com ¦ Energy Recovery Ventilation and Ventilation (Enhanced) | 2034 | SC A | million_m3 | After Competition Groups | 0.50375 | 0 | 0 | 830.1423 | 0.00060683 | 29 | Commercial_2034_SC A_million_m3_After Competition Groups_29 | Energy Recovery Ventilation and Ventilation (Enhanced) | 0.06068% | 0 | 0.50375 | Commercial_2034_SC A_million_m3_After Competition Groups_Energy Recovery Ventilation and Ventilation (Enhanced)
Commercial | Com ¦ ENERGY STAR Steam Cooker | 2034 | SC A | million_m3 | After Competition Groups | 0.42529 | 5975.553 | 0.0059756 | 830.1423 | 0.00051231 | 30 | Commercial_2034_SC A_million_m3_After Competition Groups_30 | ENERGY STAR Steam Cooker | 0.05123% | 0.0059756 | 0.42529 | Commercial_2034_SC A_million_m3_After Competition Groups_ENERGY STAR Steam Cooker
Commercial | Com ¦ Low Flow Pre-Rinse Spray Nozzle | 2034 | SC A | million_m3 | After Competition Groups | 0.3716 | 0 | 0 | 830.1423 | 0.00044764 | 31 | Commercial_2034_SC A_million_m3_After Competition Groups_31 | Low Flow Pre-Rinse Spray Nozzle | 0.04476% | 0 | 0.3716 | Commercial_2034_SC A_million_m3_After Competition Groups_Low Flow Pre-Rinse Spray Nozzle
Commercial | Com ¦ Drain Water Heat Recovery (DWHR) ¦New | 2034 | SC A | million_m3 | After Competition Groups | 0.23311 | 6539.9292 | 0.0065399 | 830.1423 | 0.0002808 | 32 | Commercial_2034_SC A_million_m3_After Competition Groups_32 | Drain Water Heat Recovery (DWHR) ¦New | 0.02808% | 0.0065399 | 0.23311 | Commercial_2034_SC A_million_m3_After Competition Groups_Drain Water Heat Recovery (DWHR) ¦New
Commercial | Com ¦ Solar Water Preheat (Pools/DHW) | 2034 | SC A | million_m3 | After Competition Groups | 0.0799 | 3629.3564 | 0.0036294 | 830.1423 | 9.6248e-05 | 33 | Commercial_2034_SC A_million_m3_After Competition Groups_33 | Solar Water Preheat (Pools/DHW) | 0.009625% | 0.0036294 | 0.0799 | Commercial_2034_SC A_million_m3_After Competition Groups_Solar Water Preheat (Pools/DHW)
Commercial | Com ¦ Heat Recovery Ventilator | 2034 | SC A | million_m3 | After Competition Groups | 0.064577 | 83.3871 | 8.3387e-05 | 830.1423 | 7.779e-05 | 34 | Commercial_2034_SC A_million_m3_After Competition Groups_34 | Heat Recovery Ventilator | 0.007779% | 8.3387e-05 | 0.064577 | Commercial_2034_SC A_million_m3_After Competition Groups_Heat Recovery Ventilator
Commercial | Com ¦ Gas Heat Pump Water Heater | 2034 | SC A | million_m3 | After Competition Groups | 0.0020086 | 0 | 0 | 830.1423 | 2.4196e-06 | 35 | Commercial_2034_SC A_million_m3_After Competition Groups_35 | Gas Heat Pump Water Heater | 0.000242% | 0 | 0.0020086 | Commercial_2034_SC A_million_m3_After Competition Groups_Gas Heat Pump Water Heater
Commercial | Com ¦ Air Curtains | 2034 | SC A | million_m3 | After Competition Groups | 0.00015959 | 0 | 0 | 830.1423 | 1.9225e-07 | 36 | Commercial_2034_SC A_million_m3_After Competition Groups_36 | Air Curtains | 1.922e-05% | 0 | 0.00015959 | Commercial_2034_SC A_million_m3_After Competition Groups_Air Curtains
Commercial | Com ¦ Condensing Boiler ¦ Std | 2034 | SC B | million_m3 | After Competition Groups | 180.0628 | 46752799.6954 | 46.7528 | 1498.287 | 0.12018 | 1 | Commercial_2034_SC B_million_m3_After Competition Groups_1 | Condensing Boiler ¦ Std | 12.02% | 46.7528 | 180.0628 | Commercial_2034_SC B_million_m3_After Competition Groups_Condensing Boiler ¦ Std
Commercial | Com ¦ Demand Control Ventilation | 2034 | SC B | million_m3 | After Competition Groups | 167.9318 | 12179627.552 | 12.1796 | 1498.287 | 0.11208 | 2 | Commercial_2034_SC B_million_m3_After Competition Groups_2 | Demand Control Ventilation | 11.21% | 12.1796 | 167.9318 | Commercial_2034_SC B_million_m3_After Competition Groups_Demand Control Ventilation
Commercial | Com ¦ Building Recommissioning, Operations and Maintenance (O&M) Improvements | 2034 | SC B | million_m3 | After Competition Groups | 147.0875 | 24157970.9489 | 24.158 | 1498.287 | 0.09817 | 3 | Commercial_2034_SC B_million_m3_After Competition Groups_3 | Building Recommissioning, Operations and Maintenance (O&M) Improvements | 9.817% | 24.158 | 147.0875 | Commercial_2034_SC B_million_m3_After Competition Groups_Building Recommissioning, Operations and Maintenance (O&M) Improvements
Commercial | Com ¦ Adaptive Thermostats | 2034 | SC B | million_m3 | After Competition Groups | 133.1723 | 1539723.6115 | 1.5397 | 1498.287 | 0.088883 | 4 | Commercial_2034_SC B_million_m3_After Competition Groups_4 | Adaptive Thermostats | 8.888% | 1.5397 | 133.1723 | Commercial_2034_SC B_million_m3_After Competition Groups_Adaptive Thermostats
Commercial | Com ¦ Gas Fired Rooftop Units | 2034 | SC B | million_m3 | After Competition Groups | 116.5228 | 5217074.6646 | 5.2171 | 1498.287 | 0.077771 | 5 | Commercial_2034_SC B_million_m3_After Competition Groups_5 | Gas Fired Rooftop Units | 7.777% | 5.2171 | 116.5228 | Commercial_2034_SC B_million_m3_After Competition Groups_Gas Fired Rooftop Units
Commercial | Com ¦ Air Handler with Dedicated Outdoor Air Systems | 2034 | SC B | million_m3 | After Competition Groups | 90.9256 | 3930044.9769 | 3.93 | 1498.287 | 0.060686 | 6 | Commercial_2034_SC B_million_m3_After Competition Groups_6 | Air Handler with Dedicated Outdoor Air Systems | 6.069% | 3.93 | 90.9256 | Commercial_2034_SC B_million_m3_After Competition Groups_Air Handler with Dedicated Outdoor Air Systems
Commercial | Com ¦ Boilers - Advanced Controls (Steam Systems) | 2034 | SC B | million_m3 | After Competition Groups | 79.0028 | 3608880.0953 | 3.6089 | 1498.287 | 0.052729 | 7 | Commercial_2034_SC B_million_m3_After Competition Groups_7 | Boilers - Advanced Controls (Steam Systems) | 5.273% | 3.6089 | 79.0028 | Commercial_2034_SC B_million_m3_After Competition Groups_Boilers - Advanced Controls (Steam Systems)
Commercial | Com ¦ Condensing Make Up Air Unit | 2034 | SC B | million_m3 | After Competition Groups | 67.9239 | 5494866.6973 | 5.4949 | 1498.287 | 0.045334 | 8 | Commercial_2034_SC B_million_m3_After Competition Groups_8 | Condensing Make Up Air Unit | 4.533% | 5.4949 | 67.9239 | Commercial_2034_SC B_million_m3_After Competition Groups_Condensing Make Up Air Unit
Commercial | Com ¦ Demand Control Kitchen Ventilation | 2034 | SC B | million_m3 | After Competition Groups | 58.9853 | 1881399.073 | 1.8814 | 1498.287 | 0.039369 | 9 | Commercial_2034_SC B_million_m3_After Competition Groups_9 | Demand Control Kitchen Ventilation | 3.937% | 1.8814 | 58.9853 | Commercial_2034_SC B_million_m3_After Competition Groups_Demand Control Kitchen Ventilation
Commercial | Com ¦ Gas Fired Heat Pump | 2034 | SC B | million_m3 | After Competition Groups | 58.3476 | 5235679.9241 | 5.2357 | 1498.287 | 0.038943 | 10 | Commercial_2034_SC B_million_m3_After Competition Groups_10 | Gas Fired Heat Pump | 3.894% | 5.2357 | 58.3476 | Commercial_2034_SC B_million_m3_After Competition Groups_Gas Fired Heat Pump
Commercial | Com ¦ Education and Capacity Building/Energy Behavior | 2034 | SC B | million_m3 | After Competition Groups | 54.3186 | 41406343.4765 | 41.4063 | 1498.287 | 0.036254 | 11 | Commercial_2034_SC B_million_m3_After Competition Groups_11 | Education and Capacity Building/Energy Behavior | 3.625% | 41.4063 | 54.3186 | Commercial_2034_SC B_million_m3_After Competition Groups_Education and Capacity Building/Energy Behavior
Commercial | Com ¦ Advanced BAS/Controllers | 2034 | SC B | million_m3 | After Competition Groups | 54.2486 | 8313585.9043 | 8.3136 | 1498.287 | 0.036207 | 12 | Commercial_2034_SC B_million_m3_After Competition Groups_12 | Advanced BAS/Controllers | 3.621% | 8.3136 | 54.2486 | Commercial_2034_SC B_million_m3_After Competition Groups_Advanced BAS/Controllers
Commercial | Com ¦ Steam System Optimization | 2034 | SC B | million_m3 | After Competition Groups | 49.0978 | 73183.2603 | 0.073183 | 1498.287 | 0.032769 | 13 | Commercial_2034_SC B_million_m3_After Competition Groups_13 | Steam System Optimization | 3.277% | 0.073183 | 49.0978 | Commercial_2034_SC B_million_m3_After Competition Groups_Steam System Optimization
Commercial | Com ¦ Destratification | 2034 | SC B | million_m3 | After Competition Groups | 48.9454 | 645555.6946 | 0.64556 | 1498.287 | 0.032668 | 14 | Commercial_2034_SC B_million_m3_After Competition Groups_14 | Destratification | 3.267% | 0.64556 | 48.9454 | Commercial_2034_SC B_million_m3_After Competition Groups_Destratification
Commercial | Com ¦ Furnace Tune-Up | 2034 | SC B | million_m3 | After Competition Groups | 46.1381 | 34564.9329 | 0.034565 | 1498.287 | 0.030794 | 15 | Commercial_2034_SC B_million_m3_After Competition Groups_15 | Furnace Tune-Up | 3.079% | 0.034565 | 46.1381 | Commercial_2034_SC B_million_m3_After Competition Groups_Furnace Tune-Up
Commercial | Com ¦ Condensing Unit Heaters or other Efficient Unit Heating System | 2034 | SC B | million_m3 | After Competition Groups | 38.4749 | 7055747.3926 | 7.0557 | 1498.287 | 0.025679 | 16 | Commercial_2034_SC B_million_m3_After Competition Groups_16 | Condensing Unit Heaters or other Efficient Unit Heating System | 2.568% | 7.0557 | 38.4749 | Commercial_2034_SC B_million_m3_After Competition Groups_Condensing Unit Heaters or other Efficient Unit Heating System
Commercial | Com ¦ Wall Insulation | 2034 | SC B | million_m3 | After Competition Groups | 25.8928 | 208014.5757 | 0.20801 | 1498.287 | 0.017282 | 17 | Commercial_2034_SC B_million_m3_After Competition Groups_17 | Wall Insulation | 1.728% | 0.20801 | 25.8928 | Commercial_2034_SC B_million_m3_After Competition Groups_Wall Insulation
Commercial | Com ¦ Energy Efficient Laboratory Fume Hood | 2034 | SC B | million_m3 | After Competition Groups | 18.1302 | 947619.2051 | 0.94762 | 1498.287 | 0.012101 | 18 | Commercial_2034_SC B_million_m3_After Competition Groups_18 | Energy Efficient Laboratory Fume Hood | 1.21% | 0.94762 | 18.1302 | Commercial_2034_SC B_million_m3_After Competition Groups_Energy Efficient Laboratory Fume Hood
Commercial | Com ¦ Demand controlled Circulating Systems | 2034 | SC B | million_m3 | After Competition Groups | 13.6018 | 157853.8293 | 0.15785 | 1498.287 | 0.0090782 | 19 | Commercial_2034_SC B_million_m3_After Competition Groups_19 | Demand controlled Circulating Systems | 0.9078% | 0.15785 | 13.6018 | Commercial_2034_SC B_million_m3_After Competition Groups_Demand controlled Circulating Systems
Commercial | Com ¦ Duct Insulation, R8 | 2034 | SC B | million_m3 | After Competition Groups | 10.6055 | 274464.6221 | 0.27446 | 1498.287 | 0.0070784 | 20 | Commercial_2034_SC B_million_m3_After Competition Groups_20 | Duct Insulation, R8 | 0.7078% | 0.27446 | 10.6055 | Commercial_2034_SC B_million_m3_After Competition Groups_Duct Insulation, R8
Commercial | Com ¦ Ozone Laundry Treatment | 2034 | SC B | million_m3 | After Competition Groups | 7.105 | 538530.8192 | 0.53853 | 1498.287 | 0.0047421 | 21 | Commercial_2034_SC B_million_m3_After Competition Groups_21 | Ozone Laundry Treatment | 0.4742% | 0.53853 | 7.105 | Commercial_2034_SC B_million_m3_After Competition Groups_Ozone Laundry Treatment
Commercial | Com ¦ ENERGY STAR Fryer (84% eff) | 2034 | SC B | million_m3 | After Competition Groups | 6.1122 | 789245.033 | 0.78925 | 1498.287 | 0.0040795 | 22 | Commercial_2034_SC B_million_m3_After Competition Groups_22 | ENERGY STAR Fryer (84% eff) | 0.4079% | 0.78925 | 6.1122 | Commercial_2034_SC B_million_m3_After Competition Groups_ENERGY STAR Fryer (84% eff)
Commercial | Com ¦ High Efficiency Underfired Broilers | 2034 | SC B | million_m3 | After Competition Groups | 5.7274 | 197314.9619 | 0.19731 | 1498.287 | 0.0038227 | 23 | Commercial_2034_SC B_million_m3_After Competition Groups_23 | High Efficiency Underfired Broilers | 0.3823% | 0.19731 | 5.7274 | Commercial_2034_SC B_million_m3_After Competition Groups_High Efficiency Underfired Broilers
Commercial | Com ¦ Infrared Heaters | 2034 | SC B | million_m3 | After Competition Groups | 5.2643 | 998752.6304 | 0.99875 | 1498.287 | 0.0035135 | 24 | Commercial_2034_SC B_million_m3_After Competition Groups_24 | Infrared Heaters | 0.3514% | 0.99875 | 5.2643 | Commercial_2034_SC B_million_m3_After Competition Groups_Infrared Heaters
Commercial | Com ¦ ENERGY STAR Griddle (74% eff) | 2034 | SC B | million_m3 | After Competition Groups | 4.0568 | 769563.0539 | 0.76956 | 1498.287 | 0.0027076 | 25 | Commercial_2034_SC B_million_m3_After Competition Groups_25 | ENERGY STAR Griddle (74% eff) | 0.2708% | 0.76956 | 4.0568 | Commercial_2034_SC B_million_m3_After Competition Groups_ENERGY STAR Griddle (74% eff)
Commercial | Com ¦ Energy Recovery Ventilation and Ventilation (Enhanced) | 2034 | SC B | million_m3 | After Competition Groups | 2.5734 | 1432823.9785 | 1.4328 | 1498.287 | 0.0017176 | 26 | Commercial_2034_SC B_million_m3_After Competition Groups_26 | Energy Recovery Ventilation and Ventilation (Enhanced) | 0.1718% | 1.4328 | 2.5734 | Commercial_2034_SC B_million_m3_After Competition Groups_Energy Recovery Ventilation and Ventilation (Enhanced)
Commercial | Com ¦ ENERGY STAR Dishwasher | 2034 | SC B | million_m3 | After Competition Groups | 2.1004 | 388253.7498 | 0.38825 | 1498.287 | 0.0014019 | 27 | Commercial_2034_SC B_million_m3_After Competition Groups_27 | ENERGY STAR Dishwasher | 0.1402% | 0.38825 | 2.1004 | Commercial_2034_SC B_million_m3_After Competition Groups_ENERGY STAR Dishwasher
Commercial | Com ¦ Heat Recovery Ventilator | 2034 | SC B | million_m3 | After Competition Groups | 1.9525 | 591988.4665 | 0.59199 | 1498.287 | 0.0013031 | 28 | Commercial_2034_SC B_million_m3_After Competition Groups_28 | Heat Recovery Ventilator | 0.1303% | 0.59199 | 1.9525 | Commercial_2034_SC B_million_m3_After Competition Groups_Heat Recovery Ventilator
Commercial | Com ¦ Drain Water Heat Recovery (DWHR) ¦ Retro | 2034 | SC B | million_m3 | After Competition Groups | 1.1358 | 8476.8751 | 0.0084769 | 1498.287 | 0.00075809 | 29 | Commercial_2034_SC B_million_m3_After Competition Groups_29 | Drain Water Heat Recovery (DWHR) ¦ Retro | 0.07581% | 0.0084769 | 1.1358 | Commercial_2034_SC B_million_m3_After Competition Groups_Drain Water Heat Recovery (DWHR) ¦ Retro
Commercial | Com ¦ CEE Tier 2/Energy Star Clothes Washers | 2034 | SC B | million_m3 | After Competition Groups | 1.0705 | 67826.8599 | 0.067827 | 1498.287 | 0.00071448 | 30 | Commercial_2034_SC B_million_m3_After Competition Groups_30 | CEE Tier 2/Energy Star Clothes Washers | 0.07145% | 0.067827 | 1.0705 | Commercial_2034_SC B_million_m3_After Competition Groups_CEE Tier 2/Energy Star Clothes Washers
Commercial | Com ¦ Low Flow Pre-Rinse Spray Nozzle | 2034 | SC B | million_m3 | After Competition Groups | 0.52041 | 13321.7055 | 0.013322 | 1498.287 | 0.00034734 | 31 | Commercial_2034_SC B_million_m3_After Competition Groups_31 | Low Flow Pre-Rinse Spray Nozzle | 0.03473% | 0.013322 | 0.52041 | Commercial_2034_SC B_million_m3_After Competition Groups_Low Flow Pre-Rinse Spray Nozzle
Commercial | Com ¦ ENERGY STAR Steam Cooker | 2034 | SC B | million_m3 | After Competition Groups | 0.43743 | 14029.2017 | 0.014029 | 1498.287 | 0.00029196 | 32 | Commercial_2034_SC B_million_m3_After Competition Groups_32 | ENERGY STAR Steam Cooker | 0.0292% | 0.014029 | 0.43743 | Commercial_2034_SC B_million_m3_After Competition Groups_ENERGY STAR Steam Cooker
Commercial | Com ¦ Drain Water Heat Recovery (DWHR) ¦New | 2034 | SC B | million_m3 | After Competition Groups | 0.33533 | 20133.716 | 0.020134 | 1498.287 | 0.00022381 | 33 | Commercial_2034_SC B_million_m3_After Competition Groups_33 | Drain Water Heat Recovery (DWHR) ¦New | 0.02238% | 0.020134 | 0.33533 | Commercial_2034_SC B_million_m3_After Competition Groups_Drain Water Heat Recovery (DWHR) ¦New
Commercial | Com ¦ Gas Heat Pump Water Heater | 2034 | SC B | million_m3 | After Competition Groups | 0.18017 | 100884.632 | 0.10088 | 1498.287 | 0.00012025 | 34 | Commercial_2034_SC B_million_m3_After Competition Groups_34 | Gas Heat Pump Water Heater | 0.01202% | 0.10088 | 0.18017 | Commercial_2034_SC B_million_m3_After Competition Groups_Gas Heat Pump Water Heater
Commercial | Com ¦ Solar Water Preheat (Pools/DHW) | 2034 | SC B | million_m3 | After Competition Groups | 0.16328 | 14277.7476 | 0.014278 | 1498.287 | 0.00010898 | 35 | Commercial_2034_SC B_million_m3_After Competition Groups_35 | Solar Water Preheat (Pools/DHW) | 0.0109% | 0.014278 | 0.16328 | Commercial_2034_SC B_million_m3_After Competition Groups_Solar Water Preheat (Pools/DHW)
Commercial | Com ¦ Air Curtains | 2034 | SC B | million_m3 | After Competition Groups | 0.13594 | 17215.0149 | 0.017215 | 1498.287 | 9.0733e-05 | 36 | Commercial_2034_SC B_million_m3_After Competition Groups_36 | Air Curtains | 0.009073% | 0.017215 | 0.13594 | Commercial_2034_SC B_million_m3_After Competition Groups_Air Curtains
Commercial | Com ¦ Demand Control Ventilation | 2034 | SC C | million_m3 | After Competition Groups | 104.9718 | 8530866.141 | 8.5309 | 928.3205 | 0.11308 | 1 | Commercial_2034_SC C_million_m3_After Competition Groups_1 | Demand Control Ventilation | 11.31% | 8.5309 | 104.9718 | Commercial_2034_SC C_million_m3_After Competition Groups_Demand Control Ventilation
Commercial | Com ¦ Condensing Boiler ¦ Std | 2034 | SC C | million_m3 | After Competition Groups | 100.9784 | 18016194.8481 | 18.0162 | 928.3205 | 0.10878 | 2 | Commercial_2034_SC C_million_m3_After Competition Groups_2 | Condensing Boiler ¦ Std | 10.88% | 18.0162 | 100.9784 | Commercial_2034_SC C_million_m3_After Competition Groups_Condensing Boiler ¦ Std
Commercial | Com ¦ Adaptive Thermostats | 2034 | SC C | million_m3 | After Competition Groups | 92.7815 | 2661191.7508 | 2.6612 | 928.3205 | 0.099946 | 3 | Commercial_2034_SC C_million_m3_After Competition Groups_3 | Adaptive Thermostats | 9.995% | 2.6612 | 92.7815 | Commercial_2034_SC C_million_m3_After Competition Groups_Adaptive Thermostats
Commercial | Com ¦ Boilers - Advanced Controls (Steam Systems) | 2034 | SC C | million_m3 | After Competition Groups | 79.0036 | 3609278.4037 | 3.6093 | 928.3205 | 0.085104 | 4 | Commercial_2034_SC C_million_m3_After Competition Groups_4 | Boilers - Advanced Controls (Steam Systems) | 8.51% | 3.6093 | 79.0036 | Commercial_2034_SC C_million_m3_After Competition Groups_Boilers - Advanced Controls (Steam Systems)
Commercial | Com ¦ Building Recommissioning, Operations and Maintenance (O&M) Improvements | 2034 | SC C | million_m3 | After Competition Groups | 72.0504 | 4703940.5312 | 4.7039 | 928.3205 | 0.077614 | 5 | Commercial_2034_SC C_million_m3_After Competition Groups_5 | Building Recommissioning, Operations and Maintenance (O&M) Improvements | 7.761% | 4.7039 | 72.0504 | Commercial_2034_SC C_million_m3_After Competition Groups_Building Recommissioning, Operations and Maintenance (O&M) Improvements
Commercial | Com ¦ Gas Fired Rooftop Units | 2034 | SC C | million_m3 | After Competition Groups | 67.0427 | 4207157.2911 | 4.2072 | 928.3205 | 0.072219 | 6 | Commercial_2034_SC C_million_m3_After Competition Groups_6 | Gas Fired Rooftop Units | 7.222% | 4.2072 | 67.0427 | Commercial_2034_SC C_million_m3_After Competition Groups_Gas Fired Rooftop Units
Commercial | Com ¦ Condensing Make Up Air Unit | 2034 | SC C | million_m3 | After Competition Groups | 53.1266 | 5201001.4583 | 5.201 | 928.3205 | 0.057229 | 7 | Commercial_2034_SC C_million_m3_After Competition Groups_7 | Condensing Make Up Air Unit | 5.723% | 5.201 | 53.1266 | Commercial_2034_SC C_million_m3_After Competition Groups_Condensing Make Up Air Unit
Commercial | Com ¦ Air Handler with Dedicated Outdoor Air Systems | 2034 | SC C | million_m3 | After Competition Groups | 46.6113 | 4398267.7954 | 4.3983 | 928.3205 | 0.05021 | 8 | Commercial_2034_SC C_million_m3_After Competition Groups_8 | Air Handler with Dedicated Outdoor Air Systems | 5.021% | 4.3983 | 46.6113 | Commercial_2034_SC C_million_m3_After Competition Groups_Air Handler with Dedicated Outdoor Air Systems
Commercial | Com ¦ Gas Fired Heat Pump | 2034 | SC C | million_m3 | After Competition Groups | 45.9046 | 3751049.0201 | 3.751 | 928.3205 | 0.049449 | 9 | Commercial_2034_SC C_million_m3_After Competition Groups_9 | Gas Fired Heat Pump | 4.945% | 3.751 | 45.9046 | Commercial_2034_SC C_million_m3_After Competition Groups_Gas Fired Heat Pump
Commercial | Com ¦ Demand Control Kitchen Ventilation | 2034 | SC C | million_m3 | After Competition Groups | 40.4025 | 2933622.2896 | 2.9336 | 928.3205 | 0.043522 | 10 | Commercial_2034_SC C_million_m3_After Competition Groups_10 | Demand Control Kitchen Ventilation | 4.352% | 2.9336 | 40.4025 | Commercial_2034_SC C_million_m3_After Competition Groups_Demand Control Kitchen Ventilation
Commercial | Com ¦ Advanced BAS/Controllers | 2034 | SC C | million_m3 | After Competition Groups | 34.3116 | 2664496.6895 | 2.6645 | 928.3205 | 0.036961 | 11 | Commercial_2034_SC C_million_m3_After Competition Groups_11 | Advanced BAS/Controllers | 3.696% | 2.6645 | 34.3116 | Commercial_2034_SC C_million_m3_After Competition Groups_Advanced BAS/Controllers
Commercial | Com ¦ Steam System Optimization | 2034 | SC C | million_m3 | After Competition Groups | 31.8498 | 225446.2024 | 0.22545 | 928.3205 | 0.034309 | 12 | Commercial_2034_SC C_million_m3_After Competition Groups_12 | Steam System Optimization | 3.431% | 0.22545 | 31.8498 | Commercial_2034_SC C_million_m3_After Competition Groups_Steam System Optimization
Commercial | Com ¦ Destratification | 2034 | SC C | million_m3 | After Competition Groups | 31.3281 | 1871298.5552 | 1.8713 | 928.3205 | 0.033747 | 13 | Commercial_2034_SC C_million_m3_After Competition Groups_13 | Destratification | 3.375% | 1.8713 | 31.3281 | Commercial_2034_SC C_million_m3_After Competition Groups_Destratification
Commercial | Com ¦ Furnace Tune-Up | 2034 | SC C | million_m3 | After Competition Groups | 29.6771 | 102302.1297 | 0.1023 | 928.3205 | 0.031969 | 14 | Commercial_2034_SC C_million_m3_After Competition Groups_14 | Furnace Tune-Up | 3.197% | 0.1023 | 29.6771 | Commercial_2034_SC C_million_m3_After Competition Groups_Furnace Tune-Up
Commercial | Com ¦ Condensing Unit Heaters or other Efficient Unit Heating System | 2034 | SC C | million_m3 | After Competition Groups | 24.6015 | 3393733.7935 | 3.3937 | 928.3205 | 0.026501 | 15 | Commercial_2034_SC C_million_m3_After Competition Groups_15 | Condensing Unit Heaters or other Efficient Unit Heating System | 2.65% | 3.3937 | 24.6015 | Commercial_2034_SC C_million_m3_After Competition Groups_Condensing Unit Heaters or other Efficient Unit Heating System
Commercial | Com ¦ Wall Insulation | 2034 | SC C | million_m3 | After Competition Groups | 16.8104 | 643196.6073 | 0.6432 | 928.3205 | 0.018108 | 16 | Commercial_2034_SC C_million_m3_After Competition Groups_16 | Wall Insulation | 1.811% | 0.6432 | 16.8104 | Commercial_2034_SC C_million_m3_After Competition Groups_Wall Insulation
Commercial | Com ¦ Education and Capacity Building/Energy Behavior | 2034 | SC C | million_m3 | After Competition Groups | 10.8637 | 8281268.6953 | 8.2813 | 928.3205 | 0.011703 | 17 | Commercial_2034_SC C_million_m3_After Competition Groups_17 | Education and Capacity Building/Energy Behavior | 1.17% | 8.2813 | 10.8637 | Commercial_2034_SC C_million_m3_After Competition Groups_Education and Capacity Building/Energy Behavior
Commercial | Com ¦ Demand controlled Circulating Systems | 2034 | SC C | million_m3 | After Competition Groups | 8.5252 | 371086.775 | 0.37109 | 928.3205 | 0.0091835 | 18 | Commercial_2034_SC C_million_m3_After Competition Groups_18 | Demand controlled Circulating Systems | 0.9183% | 0.37109 | 8.5252 | Commercial_2034_SC C_million_m3_After Competition Groups_Demand controlled Circulating Systems
Commercial | Com ¦ Duct Insulation, R8 | 2034 | SC C | million_m3 | After Competition Groups | 6.4261 | 646563.5319 | 0.64656 | 928.3205 | 0.0069223 | 19 | Commercial_2034_SC C_million_m3_After Competition Groups_19 | Duct Insulation, R8 | 0.6922% | 0.64656 | 6.4261 | Commercial_2034_SC C_million_m3_After Competition Groups_Duct Insulation, R8
Commercial | Com ¦ Energy Efficient Laboratory Fume Hood | 2034 | SC C | million_m3 | After Competition Groups | 6.0682 | 719914.6158 | 0.71991 | 928.3205 | 0.0065368 | 20 | Commercial_2034_SC C_million_m3_After Competition Groups_20 | Energy Efficient Laboratory Fume Hood | 0.6537% | 0.71991 | 6.0682 | Commercial_2034_SC C_million_m3_After Competition Groups_Energy Efficient Laboratory Fume Hood
Commercial | Com ¦ High Efficiency Underfired Broilers | 2034 | SC C | million_m3 | After Competition Groups | 5.1542 | 204852.0602 | 0.20485 | 928.3205 | 0.0055521 | 21 | Commercial_2034_SC C_million_m3_After Competition Groups_21 | High Efficiency Underfired Broilers | 0.5552% | 0.20485 | 5.1542 | Commercial_2034_SC C_million_m3_After Competition Groups_High Efficiency Underfired Broilers
Commercial | Com ¦ ENERGY STAR Fryer (84% eff) | 2034 | SC C | million_m3 | After Competition Groups | 4.924 | 321107.6493 | 0.32111 | 928.3205 | 0.0053042 | 22 | Commercial_2034_SC C_million_m3_After Competition Groups_22 | ENERGY STAR Fryer (84% eff) | 0.5304% | 0.32111 | 4.924 | Commercial_2034_SC C_million_m3_After Competition Groups_ENERGY STAR Fryer (84% eff)
Commercial | Com ¦ Ozone Laundry Treatment | 2034 | SC C | million_m3 | After Competition Groups | 3.7211 | 405538.0904 | 0.40554 | 928.3205 | 0.0040084 | 23 | Commercial_2034_SC C_million_m3_After Competition Groups_23 | Ozone Laundry Treatment | 0.4008% | 0.40554 | 3.7211 | Commercial_2034_SC C_million_m3_After Competition Groups_Ozone Laundry Treatment
Commercial | Com ¦ Infrared Heaters | 2034 | SC C | million_m3 | After Competition Groups | 3.0513 | 502432.2915 | 0.50243 | 928.3205 | 0.003287 | 24 | Commercial_2034_SC C_million_m3_After Competition Groups_24 | Infrared Heaters | 0.3287% | 0.50243 | 3.0513 | Commercial_2034_SC C_million_m3_After Competition Groups_Infrared Heaters
Commercial | Com ¦ ENERGY STAR Griddle (74% eff) | 2034 | SC C | million_m3 | After Competition Groups | 2.4004 | 162724.2992 | 0.16272 | 928.3205 | 0.0025858 | 25 | Commercial_2034_SC C_million_m3_After Competition Groups_25 | ENERGY STAR Griddle (74% eff) | 0.2586% | 0.16272 | 2.4004 | Commercial_2034_SC C_million_m3_After Competition Groups_ENERGY STAR Griddle (74% eff)
Commercial | Com ¦ ENERGY STAR Dishwasher | 2034 | SC C | million_m3 | After Competition Groups | 1.8251 | 165366.0707 | 0.16537 | 928.3205 | 0.001966 | 26 | Commercial_2034_SC C_million_m3_After Competition Groups_26 | ENERGY STAR Dishwasher | 0.1966% | 0.16537 | 1.8251 | Commercial_2034_SC C_million_m3_After Competition Groups_ENERGY STAR Dishwasher
Commercial | Com ¦ CEE Tier 2/Energy Star Clothes Washers | 2034 | SC C | million_m3 | After Competition Groups | 0.8956 | 36344.2204 | 0.036344 | 928.3205 | 0.00096475 | 27 | Commercial_2034_SC C_million_m3_After Competition Groups_27 | CEE Tier 2/Energy Star Clothes Washers | 0.09648% | 0.036344 | 0.8956 | Commercial_2034_SC C_million_m3_After Competition Groups_CEE Tier 2/Energy Star Clothes Washers
Commercial | Com ¦ Energy Recovery Ventilation and Ventilation (Enhanced) | 2034 | SC C | million_m3 | After Competition Groups | 0.8575 | 145567.2821 | 0.14557 | 928.3205 | 0.00092371 | 28 | Commercial_2034_SC C_million_m3_After Competition Groups_28 | Energy Recovery Ventilation and Ventilation (Enhanced) | 0.09237% | 0.14557 | 0.8575 | Commercial_2034_SC C_million_m3_After Competition Groups_Energy Recovery Ventilation and Ventilation (Enhanced)
Commercial | Com ¦ Drain Water Heat Recovery (DWHR) ¦ Retro | 2034 | SC C | million_m3 | After Competition Groups | 0.75664 | 29927.9545 | 0.029928 | 928.3205 | 0.00081507 | 29 | Commercial_2034_SC C_million_m3_After Competition Groups_29 | Drain Water Heat Recovery (DWHR) ¦ Retro | 0.08151% | 0.029928 | 0.75664 | Commercial_2034_SC C_million_m3_After Competition Groups_Drain Water Heat Recovery (DWHR) ¦ Retro
Commercial | Com ¦ ENERGY STAR Steam Cooker | 2034 | SC C | million_m3 | After Competition Groups | 0.43744 | 14030.6965 | 0.014031 | 928.3205 | 0.00047121 | 30 | Commercial_2034_SC C_million_m3_After Competition Groups_30 | ENERGY STAR Steam Cooker | 0.04712% | 0.014031 | 0.43744 | Commercial_2034_SC C_million_m3_After Competition Groups_ENERGY STAR Steam Cooker
Commercial | Com ¦ Low Flow Pre-Rinse Spray Nozzle | 2034 | SC C | million_m3 | After Competition Groups | 0.4104 | 9124.129 | 0.0091241 | 928.3205 | 0.00044209 | 31 | Commercial_2034_SC C_million_m3_After Competition Groups_31 | Low Flow Pre-Rinse Spray Nozzle | 0.04421% | 0.0091241 | 0.4104 | Commercial_2034_SC C_million_m3_After Competition Groups_Low Flow Pre-Rinse Spray Nozzle
Commercial | Com ¦ Drain Water Heat Recovery (DWHR) ¦New | 2034 | SC C | million_m3 | After Competition Groups | 0.23742 | 16532.406 | 0.016532 | 928.3205 | 0.00025576 | 32 | Commercial_2034_SC C_million_m3_After Competition Groups_32 | Drain Water Heat Recovery (DWHR) ¦New | 0.02558% | 0.016532 | 0.23742 | Commercial_2034_SC C_million_m3_After Competition Groups_Drain Water Heat Recovery (DWHR) ¦New
Commercial | Com ¦ Heat Recovery Ventilator | 2034 | SC C | million_m3 | After Competition Groups | 0.2196 | 26326.6421 | 0.026327 | 928.3205 | 0.00023656 | 33 | Commercial_2034_SC C_million_m3_After Competition Groups_33 | Heat Recovery Ventilator | 0.02366% | 0.026327 | 0.2196 | Commercial_2034_SC C_million_m3_After Competition Groups_Heat Recovery Ventilator
Commercial | Com ¦ Solar Water Preheat (Pools/DHW) | 2034 | SC C | million_m3 | After Competition Groups | 0.086099 | 9147.8543 | 0.0091479 | 928.3205 | 9.2747e-05 | 34 | Commercial_2034_SC C_million_m3_After Competition Groups_34 | Solar Water Preheat (Pools/DHW) | 0.009275% | 0.0091479 | 0.086099 | Commercial_2034_SC C_million_m3_After Competition Groups_Solar Water Preheat (Pools/DHW)
Commercial | Com ¦ Gas Heat Pump Water Heater | 2034 | SC C | million_m3 | After Competition Groups | 0.0077834 | 1699.898 | 0.0016999 | 928.3205 | 8.3844e-06 | 35 | Commercial_2034_SC C_million_m3_After Competition Groups_35 | Gas Heat Pump Water Heater | 0.0008384% | 0.0016999 | 0.0077834 | Commercial_2034_SC C_million_m3_After Competition Groups_Gas Heat Pump Water Heater
Commercial | Com ¦ Air Curtains | 2034 | SC C | million_m3 | After Competition Groups | 0.00062194 | 121.9627 | 0.00012196 | 928.3205 | 6.6997e-07 | 36 | Commercial_2034_SC C_million_m3_After Competition Groups_36 | Air Curtains | 6.7e-05% | 0.00012196 | 0.00062194 | Commercial_2034_SC C_million_m3_After Competition Groups_Air Curtains
Commercial | Com ¦ Condensing Boiler ¦ Std | 2034 | Technical | million_m3 | After Competition Groups | 302.7711 | 0 | 0 | 2201.184 | 0.13755 | 1 | Commercial_2034_Technical_million_m3_After Competition Groups_1 | Condensing Boiler ¦ Std | 13.75% | 0 | 302.7711 | Commercial_2034_Technical_million_m3_After Competition Groups_Condensing Boiler ¦ Std
Commercial | Com ¦ Building Recommissioning, Operations and Maintenance (O&M) Improvements | 2034 | Technical | million_m3 | After Competition Groups | 217.2866 | 0 | 0 | 2201.184 | 0.098713 | 2 | Commercial_2034_Technical_million_m3_After Competition Groups_2 | Building Recommissioning, Operations and Maintenance (O&M) Improvements | 9.871% | 0 | 217.2866 | Commercial_2034_Technical_million_m3_After Competition Groups_Building Recommissioning, Operations and Maintenance (O&M) Improvements
Commercial | Com ¦ Demand Control Ventilation | 2034 | Technical | million_m3 | After Competition Groups | 211.1937 | 0 | 0 | 2201.184 | 0.095945 | 3 | Commercial_2034_Technical_million_m3_After Competition Groups_3 | Demand Control Ventilation | 9.595% | 0 | 211.1937 | Commercial_2034_Technical_million_m3_After Competition Groups_Demand Control Ventilation
Commercial | Com ¦ Gas Fired Rooftop Units | 2034 | Technical | million_m3 | After Competition Groups | 209.138 | 0 | 0 | 2201.184 | 0.095012 | 4 | Commercial_2034_Technical_million_m3_After Competition Groups_4 | Gas Fired Rooftop Units | 9.501% | 0 | 209.138 | Commercial_2034_Technical_million_m3_After Competition Groups_Gas Fired Rooftop Units
Commercial | Com ¦ Boilers - Advanced Controls (Steam Systems) | 2034 | Technical | million_m3 | After Competition Groups | 147.1712 | 0 | 0 | 2201.184 | 0.06686 | 5 | Commercial_2034_Technical_million_m3_After Competition Groups_5 | Boilers - Advanced Controls (Steam Systems) | 6.686% | 0 | 147.1712 | Commercial_2034_Technical_million_m3_After Competition Groups_Boilers - Advanced Controls (Steam Systems)
Commercial | Com ¦ Adaptive Thermostats | 2034 | Technical | million_m3 | After Competition Groups | 133.3328 | 0 | 0 | 2201.184 | 0.060573 | 6 | Commercial_2034_Technical_million_m3_After Competition Groups_6 | Adaptive Thermostats | 6.057% | 0 | 133.3328 | Commercial_2034_Technical_million_m3_After Competition Groups_Adaptive Thermostats
Commercial | Com ¦ Condensing Make Up Air Unit | 2034 | Technical | million_m3 | After Competition Groups | 104.7826 | 0 | 0 | 2201.184 | 0.047603 | 7 | Commercial_2034_Technical_million_m3_After Competition Groups_7 | Condensing Make Up Air Unit | 4.76% | 0 | 104.7826 | Commercial_2034_Technical_million_m3_After Competition Groups_Condensing Make Up Air Unit
Commercial | Com ¦ Gas Fired Heat Pump | 2034 | Technical | million_m3 | After Competition Groups | 87.1047 | 0 | 0 | 2201.184 | 0.039572 | 8 | Commercial_2034_Technical_million_m3_After Competition Groups_8 | Gas Fired Heat Pump | 3.957% | 0 | 87.1047 | Commercial_2034_Technical_million_m3_After Competition Groups_Gas Fired Heat Pump
Commercial | Com ¦ Air Handler with Dedicated Outdoor Air Systems | 2034 | Technical | million_m3 | After Competition Groups | 81.063 | 0 | 0 | 2201.184 | 0.036827 | 9 | Commercial_2034_Technical_million_m3_After Competition Groups_9 | Air Handler with Dedicated Outdoor Air Systems | 3.683% | 0 | 81.063 | Commercial_2034_Technical_million_m3_After Competition Groups_Air Handler with Dedicated Outdoor Air Systems
Commercial | Com ¦ Advanced BAS/Controllers | 2034 | Technical | million_m3 | After Competition Groups | 75.9403 | 0 | 0 | 2201.184 | 0.0345 | 10 | Commercial_2034_Technical_million_m3_After Competition Groups_10 | Advanced BAS/Controllers | 3.45% | 0 | 75.9403 | Commercial_2034_Technical_million_m3_After Competition Groups_Advanced BAS/Controllers
Commercial | Com ¦ Demand Control Kitchen Ventilation | 2034 | Technical | million_m3 | After Competition Groups | 71.2373 | 0 | 0 | 2201.184 | 0.032363 | 11 | Commercial_2034_Technical_million_m3_After Competition Groups_11 | Demand Control Kitchen Ventilation | 3.236% | 0 | 71.2373 | Commercial_2034_Technical_million_m3_After Competition Groups_Demand Control Kitchen Ventilation
Commercial | Com ¦ Education and Capacity Building/Energy Behavior | 2034 | Technical | million_m3 | After Competition Groups | 69.0431 | 0 | 0 | 2201.184 | 0.031366 | 12 | Commercial_2034_Technical_million_m3_After Competition Groups_12 | Education and Capacity Building/Energy Behavior | 3.137% | 0 | 69.0431 | Commercial_2034_Technical_million_m3_After Competition Groups_Education and Capacity Building/Energy Behavior
Commercial | Com ¦ Energy Recovery Ventilation and Ventilation (Enhanced) | 2034 | Technical | million_m3 | After Competition Groups | 64.5444 | 0 | 0 | 2201.184 | 0.029323 | 13 | Commercial_2034_Technical_million_m3_After Competition Groups_13 | Energy Recovery Ventilation and Ventilation (Enhanced) | 2.932% | 0 | 64.5444 | Commercial_2034_Technical_million_m3_After Competition Groups_Energy Recovery Ventilation and Ventilation (Enhanced)
Commercial | Com ¦ Condensing Unit Heaters or other Efficient Unit Heating System | 2034 | Technical | million_m3 | After Competition Groups | 61.577 | 0 | 0 | 2201.184 | 0.027975 | 14 | Commercial_2034_Technical_million_m3_After Competition Groups_14 | Condensing Unit Heaters or other Efficient Unit Heating System | 2.797% | 0 | 61.577 | Commercial_2034_Technical_million_m3_After Competition Groups_Condensing Unit Heaters or other Efficient Unit Heating System
Commercial | Com ¦ Steam System Optimization | 2034 | Technical | million_m3 | After Competition Groups | 43.607 | 0 | 0 | 2201.184 | 0.019811 | 15 | Commercial_2034_Technical_million_m3_After Competition Groups_15 | Steam System Optimization | 1.981% | 0 | 43.607 | Commercial_2034_Technical_million_m3_After Competition Groups_Steam System Optimization
Commercial | Com ¦ Destratification | 2034 | Technical | million_m3 | After Competition Groups | 41.6945 | 0 | 0 | 2201.184 | 0.018942 | 16 | Commercial_2034_Technical_million_m3_After Competition Groups_16 | Destratification | 1.894% | 0 | 41.6945 | Commercial_2034_Technical_million_m3_After Competition Groups_Destratification
Commercial | Com ¦ Furnace Tune-Up | 2034 | Technical | million_m3 | After Competition Groups | 41.1118 | 0 | 0 | 2201.184 | 0.018677 | 17 | Commercial_2034_Technical_million_m3_After Competition Groups_17 | Furnace Tune-Up | 1.868% | 0 | 41.1118 | Commercial_2034_Technical_million_m3_After Competition Groups_Furnace Tune-Up
Commercial | Com ¦ High Efficiency Condensing Furnace AFUE 95% from 80% code | 2034 | Technical | million_m3 | After Competition Groups | 30.2001 | 0 | 0 | 2201.184 | 0.01372 | 18 | Commercial_2034_Technical_million_m3_After Competition Groups_18 | High Efficiency Condensing Furnace AFUE 95% from 80% code | 1.372% | 0 | 30.2001 | Commercial_2034_Technical_million_m3_After Competition Groups_High Efficiency Condensing Furnace AFUE 95% from 80% code
Commercial | Com ¦ Heat Recovery Ventilator | 2034 | Technical | million_m3 | After Competition Groups | 29.2201 | 0 | 0 | 2201.184 | 0.013275 | 19 | Commercial_2034_Technical_million_m3_After Competition Groups_19 | Heat Recovery Ventilator | 1.327% | 0 | 29.2201 | Commercial_2034_Technical_million_m3_After Competition Groups_Heat Recovery Ventilator
Commercial | Com ¦ Super-High Efficiency Furnaces (Emerging Tech) | 2034 | Technical | million_m3 | After Competition Groups | 26.3166 | 0 | 0 | 2201.184 | 0.011956 | 20 | Commercial_2034_Technical_million_m3_After Competition Groups_20 | Super-High Efficiency Furnaces (Emerging Tech) | 1.196% | 0 | 26.3166 | Commercial_2034_Technical_million_m3_After Competition Groups_Super-High Efficiency Furnaces (Emerging Tech)
Commercial | Com ¦ Wall Insulation | 2034 | Technical | million_m3 | After Competition Groups | 22.9912 | 0 | 0 | 2201.184 | 0.010445 | 21 | Commercial_2034_Technical_million_m3_After Competition Groups_21 | Wall Insulation | 1.044% | 0 | 22.9912 | Commercial_2034_Technical_million_m3_After Competition Groups_Wall Insulation
Commercial | Com ¦ Boiler Measures | 2034 | Technical | million_m3 | After Competition Groups | 17.2401 | 0 | 0 | 2201.184 | 0.0078322 | 22 | Commercial_2034_Technical_million_m3_After Competition Groups_22 | Boiler Measures | 0.7832% | 0 | 17.2401 | Commercial_2034_Technical_million_m3_After Competition Groups_Boiler Measures
Commercial | Com ¦ Energy Efficient Laboratory Fume Hood | 2034 | Technical | million_m3 | After Competition Groups | 16.2337 | 0 | 0 | 2201.184 | 0.007375 | 23 | Commercial_2034_Technical_million_m3_After Competition Groups_23 | Energy Efficient Laboratory Fume Hood | 0.7375% | 0 | 16.2337 | Commercial_2034_Technical_million_m3_After Competition Groups_Energy Efficient Laboratory Fume Hood
Commercial | Com ¦ Demand controlled Circulating Systems | 2034 | Technical | million_m3 | After Competition Groups | 12.0774 | 0 | 0 | 2201.184 | 0.0054868 | 24 | Commercial_2034_Technical_million_m3_After Competition Groups_24 | Demand controlled Circulating Systems | 0.5487% | 0 | 12.0774 | Commercial_2034_Technical_million_m3_After Competition Groups_Demand controlled Circulating Systems
Commercial | Com ¦ Duct Insulation, R8 | 2034 | Technical | million_m3 | After Competition Groups | 9.435 | 0 | 0 | 2201.184 | 0.0042863 | 25 | Commercial_2034_Technical_million_m3_After Competition Groups_25 | Duct Insulation, R8 | 0.4286% | 0 | 9.435 | Commercial_2034_Technical_million_m3_After Competition Groups_Duct Insulation, R8
Commercial | Com ¦ Infrared Heaters | 2034 | Technical | million_m3 | After Competition Groups | 9.1431 | 0 | 0 | 2201.184 | 0.0041537 | 26 | Commercial_2034_Technical_million_m3_After Competition Groups_26 | Infrared Heaters | 0.4154% | 0 | 9.1431 | Commercial_2034_Technical_million_m3_After Competition Groups_Infrared Heaters
Commercial | Com ¦ ENERGY STAR Fryer (84% eff) | 2034 | Technical | million_m3 | After Competition Groups | 9.044 | 0 | 0 | 2201.184 | 0.0041087 | 27 | Commercial_2034_Technical_million_m3_After Competition Groups_27 | ENERGY STAR Fryer (84% eff) | 0.4109% | 0 | 9.044 | Commercial_2034_Technical_million_m3_After Competition Groups_ENERGY STAR Fryer (84% eff)
Commercial | Com ¦ Roof Insulation/Ceiling Insulation (R25 Code to R35) | 2034 | Technical | million_m3 | After Competition Groups | 9.0097 | 0 | 0 | 2201.184 | 0.0040931 | 28 | Commercial_2034_Technical_million_m3_After Competition Groups_28 | Roof Insulation/Ceiling Insulation (R25 Code to R35) | 0.4093% | 0 | 9.0097 | Commercial_2034_Technical_million_m3_After Competition Groups_Roof Insulation/Ceiling Insulation (R25 Code to R35)
Commercial | Com ¦ Condensing Storage Water Heater | 2034 | Technical | million_m3 | After Competition Groups | 7.9536 | 0 | 0 | 2201.184 | 0.0036133 | 29 | Commercial_2034_Technical_million_m3_After Competition Groups_29 | Condensing Storage Water Heater | 0.3613% | 0 | 7.9536 | Commercial_2034_Technical_million_m3_After Competition Groups_Condensing Storage Water Heater
Commercial | Com ¦ High Efficiency Underfired Broilers | 2034 | Technical | million_m3 | After Competition Groups | 7.6759 | 0 | 0 | 2201.184 | 0.0034872 | 30 | Commercial_2034_Technical_million_m3_After Competition Groups_30 | High Efficiency Underfired Broilers | 0.3487% | 0 | 7.6759 | Commercial_2034_Technical_million_m3_After Competition Groups_High Efficiency Underfired Broilers
Commercial | Com ¦ Ozone Laundry Treatment | 2034 | Technical | million_m3 | After Competition Groups | 7.6711 | 0 | 0 | 2201.184 | 0.003485 | 31 | Commercial_2034_Technical_million_m3_After Competition Groups_31 | Ozone Laundry Treatment | 0.3485% | 0 | 7.6711 | Commercial_2034_Technical_million_m3_After Competition Groups_Ozone Laundry Treatment
Commercial | Com ¦ ENERGY STAR Griddle (74% eff) | 2034 | Technical | million_m3 | After Competition Groups | 5.9384 | 0 | 0 | 2201.184 | 0.0026978 | 32 | Commercial_2034_Technical_million_m3_After Competition Groups_32 | ENERGY STAR Griddle (74% eff) | 0.2698% | 0 | 5.9384 | Commercial_2034_Technical_million_m3_After Competition Groups_ENERGY STAR Griddle (74% eff)
Commercial | Com ¦ ENERGY STAR Dishwasher | 2034 | Technical | million_m3 | After Competition Groups | 3.9103 | 0 | 0 | 2201.184 | 0.0017764 | 33 | Commercial_2034_Technical_million_m3_After Competition Groups_33 | ENERGY STAR Dishwasher | 0.1776% | 0 | 3.9103 | Commercial_2034_Technical_million_m3_After Competition Groups_ENERGY STAR Dishwasher
Commercial | Com ¦ HOTEL OCCUPANCY CONTROLS (HVAC + LIGHTING) | 2034 | Technical | million_m3 | After Competition Groups | 3.8254 | 0 | 0 | 2201.184 | 0.0017379 | 34 | Commercial_2034_Technical_million_m3_After Competition Groups_34 | HOTEL OCCUPANCY CONTROLS (HVAC + LIGHTING) | 0.1738% | 0 | 3.8254 | Commercial_2034_Technical_million_m3_After Competition Groups_HOTEL OCCUPANCY CONTROLS (HVAC + LIGHTING)
Commercial | Com ¦ Ice Rink Heat Recovery | 2034 | Technical | million_m3 | After Competition Groups | 3.0326 | 0 | 0 | 2201.184 | 0.0013777 | 35 | Commercial_2034_Technical_million_m3_After Competition Groups_35 | Ice Rink Heat Recovery | 0.1378% | 0 | 3.0326 | Commercial_2034_Technical_million_m3_After Competition Groups_Ice Rink Heat Recovery
Commercial | Com ¦ Dock Door Seals | 2034 | Technical | million_m3 | After Competition Groups | 2.6128 | 0 | 0 | 2201.184 | 0.001187 | 36 | Commercial_2034_Technical_million_m3_After Competition Groups_36 | Dock Door Seals | 0.1187% | 0 | 2.6128 | Commercial_2034_Technical_million_m3_After Competition Groups_Dock Door Seals
Commercial | Com ¦ CEE Tier 2/Energy Star Clothes Washers | 2034 | Technical | million_m3 | After Competition Groups | 1.3466 | 0 | 0 | 2201.184 | 0.00061175 | 37 | Commercial_2034_Technical_million_m3_After Competition Groups_37 | CEE Tier 2/Energy Star Clothes Washers | 0.06118% | 0 | 1.3466 | Commercial_2034_Technical_million_m3_After Competition Groups_CEE Tier 2/Energy Star Clothes Washers
Commercial | Com ¦ Drain Water Heat Recovery (DWHR) ¦ Retro | 2034 | Technical | million_m3 | After Competition Groups | 0.99855 | 0 | 0 | 2201.184 | 0.00045364 | 38 | Commercial_2034_Technical_million_m3_After Competition Groups_38 | Drain Water Heat Recovery (DWHR) ¦ Retro | 0.04536% | 0 | 0.99855 | Commercial_2034_Technical_million_m3_After Competition Groups_Drain Water Heat Recovery (DWHR) ¦ Retro
Commercial | Com ¦ Low Flow Pre-Rinse Spray Nozzle | 2034 | Technical | million_m3 | After Competition Groups | 0.70922 | 0 | 0 | 2201.184 | 0.0003222 | 39 | Commercial_2034_Technical_million_m3_After Competition Groups_39 | Low Flow Pre-Rinse Spray Nozzle | 0.03222% | 0 | 0.70922 | Commercial_2034_Technical_million_m3_After Competition Groups_Low Flow Pre-Rinse Spray Nozzle
Commercial | Com ¦ ENERGY STAR Steam Cooker | 2034 | Technical | million_m3 | After Competition Groups | 0.64715 | 0 | 0 | 2201.184 | 0.000294 | 40 | Commercial_2034_Technical_million_m3_After Competition Groups_40 | ENERGY STAR Steam Cooker | 0.0294% | 0 | 0.64715 | Commercial_2034_Technical_million_m3_After Competition Groups_ENERGY STAR Steam Cooker
Commercial | Com ¦ Drain Water Heat Recovery (DWHR) ¦New | 2034 | Technical | million_m3 | After Competition Groups | 0.60013 | 0 | 0 | 2201.184 | 0.00027264 | 41 | Commercial_2034_Technical_million_m3_After Competition Groups_41 | Drain Water Heat Recovery (DWHR) ¦New | 0.02726% | 0 | 0.60013 | Commercial_2034_Technical_million_m3_After Competition Groups_Drain Water Heat Recovery (DWHR) ¦New
Commercial | Com ¦ Solar Water Preheat (Pools/DHW) | 2034 | Technical | million_m3 | After Competition Groups | 0.31877 | 0 | 0 | 2201.184 | 0.00014482 | 42 | Commercial_2034_Technical_million_m3_After Competition Groups_42 | Solar Water Preheat (Pools/DHW) | 0.01448% | 0 | 0.31877 | Commercial_2034_Technical_million_m3_After Competition Groups_Solar Water Preheat (Pools/DHW)
Commercial | Com ¦ Gas Convection Oven | 2034 | Technical | million_m3 | After Competition Groups | 0.15329 | 0 | 0 | 2201.184 | 6.9641e-05 | 43 | Commercial_2034_Technical_million_m3_After Competition Groups_43 | Gas Convection Oven | 0.006964% | 0 | 0.15329 | Commercial_2034_Technical_million_m3_After Competition Groups_Gas Convection Oven
Commercial | Com ¦ Air Curtains | 2034 | Technical | million_m3 | After Competition Groups | 0.14603 | 0 | 0 | 2201.184 | 6.6343e-05 | 44 | Commercial_2034_Technical_million_m3_After Competition Groups_44 | Air Curtains | 0.006634% | 0 | 0.14603 | Commercial_2034_Technical_million_m3_After Competition Groups_Air Curtains
Commercial | Com ¦ Solar Preheat Make up Air | 2034 | Technical | million_m3 | After Competition Groups | 0.054593 | 0 | 0 | 2201.184 | 2.4802e-05 | 45 | Commercial_2034_Technical_million_m3_After Competition Groups_45 | Solar Preheat Make up Air | 0.00248% | 0 | 0.054593 | Commercial_2034_Technical_million_m3_After Competition Groups_Solar Preheat Make up Air
Commercial | Com ¦ Super High Perf Glazing ¦RET | 2034 | Technical | million_m3 | After Competition Groups | 0.049331 | 0 | 0 | 2201.184 | 2.2411e-05 | 46 | Commercial_2034_Technical_million_m3_After Competition Groups_46 | Super High Perf Glazing ¦RET | 0.002241% | 0 | 0.049331 | Commercial_2034_Technical_million_m3_After Competition Groups_Super High Perf Glazing ¦RET
Commercial | Com ¦ Super High Perf Glazing ¦New | 2034 | Technical | million_m3 | After Competition Groups | 0.030262 | 0 | 0 | 2201.184 | 1.3748e-05 | 47 | Commercial_2034_Technical_million_m3_After Competition Groups_47 | Super High Perf Glazing ¦New | 0.001375% | 0 | 0.030262 | Commercial_2034_Technical_million_m3_After Competition Groups_Super High Perf Glazing ¦New
Commercial | Com ¦ Condensing Boiler ¦ Std | 2035 | Economic | million_m3 | After Competition Groups | 317.1791 | 0 | 0 | 2035.411 | 0.15583 | 1 | Commercial_2035_Economic_million_m3_After Competition Groups_1 | Condensing Boiler ¦ Std | 15.58% | 0 | 317.1791 | Commercial_2035_Economic_million_m3_After Competition Groups_Condensing Boiler ¦ Std
Commercial | Com ¦ Gas Fired Rooftop Units | 2035 | Economic | million_m3 | After Competition Groups | 217.7519 | 0 | 0 | 2035.411 | 0.10698 | 2 | Commercial_2035_Economic_million_m3_After Competition Groups_2 | Gas Fired Rooftop Units | 10.7% | 0 | 217.7519 | Commercial_2035_Economic_million_m3_After Competition Groups_Gas Fired Rooftop Units
Commercial | Com ¦ Building Recommissioning, Operations and Maintenance (O&M) Improvements | 2035 | Economic | million_m3 | After Competition Groups | 212.9191 | 0 | 0 | 2035.411 | 0.10461 | 3 | Commercial_2035_Economic_million_m3_After Competition Groups_3 | Building Recommissioning, Operations and Maintenance (O&M) Improvements | 10.46% | 0 | 212.9191 | Commercial_2035_Economic_million_m3_After Competition Groups_Building Recommissioning, Operations and Maintenance (O&M) Improvements
Commercial | Com ¦ Demand Control Ventilation | 2035 | Economic | million_m3 | After Competition Groups | 206.5783 | 0 | 0 | 2035.411 | 0.10149 | 4 | Commercial_2035_Economic_million_m3_After Competition Groups_4 | Demand Control Ventilation | 10.15% | 0 | 206.5783 | Commercial_2035_Economic_million_m3_After Competition Groups_Demand Control Ventilation
Commercial | Com ¦ Boilers - Advanced Controls (Steam Systems) | 2035 | Economic | million_m3 | After Competition Groups | 148.333 | 0 | 0 | 2035.411 | 0.072876 | 5 | Commercial_2035_Economic_million_m3_After Competition Groups_5 | Boilers - Advanced Controls (Steam Systems) | 7.288% | 0 | 148.333 | Commercial_2035_Economic_million_m3_After Competition Groups_Boilers - Advanced Controls (Steam Systems)
Commercial | Com ¦ Adaptive Thermostats | 2035 | Economic | million_m3 | After Competition Groups | 133.6088 | 0 | 0 | 2035.411 | 0.065642 | 6 | Commercial_2035_Economic_million_m3_After Competition Groups_6 | Adaptive Thermostats | 6.564% | 0 | 133.6088 | Commercial_2035_Economic_million_m3_After Competition Groups_Adaptive Thermostats
Commercial | Com ¦ Condensing Make Up Air Unit | 2035 | Economic | million_m3 | After Competition Groups | 109.6227 | 0 | 0 | 2035.411 | 0.053858 | 7 | Commercial_2035_Economic_million_m3_After Competition Groups_7 | Condensing Make Up Air Unit | 5.386% | 0 | 109.6227 | Commercial_2035_Economic_million_m3_After Competition Groups_Condensing Make Up Air Unit
Commercial | Com ¦ Gas Fired Heat Pump | 2035 | Economic | million_m3 | After Competition Groups | 90.1731 | 0 | 0 | 2035.411 | 0.044302 | 8 | Commercial_2035_Economic_million_m3_After Competition Groups_8 | Gas Fired Heat Pump | 4.43% | 0 | 90.1731 | Commercial_2035_Economic_million_m3_After Competition Groups_Gas Fired Heat Pump
Commercial | Com ¦ Air Handler with Dedicated Outdoor Air Systems | 2035 | Economic | million_m3 | After Competition Groups | 79.4337 | 0 | 0 | 2035.411 | 0.039026 | 9 | Commercial_2035_Economic_million_m3_After Competition Groups_9 | Air Handler with Dedicated Outdoor Air Systems | 3.903% | 0 | 79.4337 | Commercial_2035_Economic_million_m3_After Competition Groups_Air Handler with Dedicated Outdoor Air Systems
Commercial | Com ¦ Advanced BAS/Controllers | 2035 | Economic | million_m3 | After Competition Groups | 76.5067 | 0 | 0 | 2035.411 | 0.037588 | 10 | Commercial_2035_Economic_million_m3_After Competition Groups_10 | Advanced BAS/Controllers | 3.759% | 0 | 76.5067 | Commercial_2035_Economic_million_m3_After Competition Groups_Advanced BAS/Controllers
Commercial | Com ¦ Demand Control Kitchen Ventilation | 2035 | Economic | million_m3 | After Competition Groups | 72.4896 | 0 | 0 | 2035.411 | 0.035614 | 11 | Commercial_2035_Economic_million_m3_After Competition Groups_11 | Demand Control Kitchen Ventilation | 3.561% | 0 | 72.4896 | Commercial_2035_Economic_million_m3_After Competition Groups_Demand Control Kitchen Ventilation
Commercial | Com ¦ Education and Capacity Building/Energy Behavior | 2035 | Economic | million_m3 | After Competition Groups | 66.8827 | 0 | 0 | 2035.411 | 0.03286 | 12 | Commercial_2035_Economic_million_m3_After Competition Groups_12 | Education and Capacity Building/Energy Behavior | 3.286% | 0 | 66.8827 | Commercial_2035_Economic_million_m3_After Competition Groups_Education and Capacity Building/Energy Behavior
Commercial | Com ¦ Condensing Unit Heaters or other Efficient Unit Heating System | 2035 | Economic | million_m3 | After Competition Groups | 64.3294 | 0 | 0 | 2035.411 | 0.031605 | 13 | Commercial_2035_Economic_million_m3_After Competition Groups_13 | Condensing Unit Heaters or other Efficient Unit Heating System | 3.161% | 0 | 64.3294 | Commercial_2035_Economic_million_m3_After Competition Groups_Condensing Unit Heaters or other Efficient Unit Heating System
Commercial | Com ¦ Steam System Optimization | 2035 | Economic | million_m3 | After Competition Groups | 42.7305 | 0 | 0 | 2035.411 | 0.020994 | 14 | Commercial_2035_Economic_million_m3_After Competition Groups_14 | Steam System Optimization | 2.099% | 0 | 42.7305 | Commercial_2035_Economic_million_m3_After Competition Groups_Steam System Optimization
Commercial | Com ¦ Destratification | 2035 | Economic | million_m3 | After Competition Groups | 40.7692 | 0 | 0 | 2035.411 | 0.02003 | 15 | Commercial_2035_Economic_million_m3_After Competition Groups_15 | Destratification | 2.003% | 0 | 40.7692 | Commercial_2035_Economic_million_m3_After Competition Groups_Destratification
Commercial | Com ¦ Furnace Tune-Up | 2035 | Economic | million_m3 | After Competition Groups | 40.2854 | 0 | 0 | 2035.411 | 0.019792 | 16 | Commercial_2035_Economic_million_m3_After Competition Groups_16 | Furnace Tune-Up | 1.979% | 0 | 40.2854 | Commercial_2035_Economic_million_m3_After Competition Groups_Furnace Tune-Up
Commercial | Com ¦ Wall Insulation | 2035 | Economic | million_m3 | After Competition Groups | 22.5291 | 0 | 0 | 2035.411 | 0.011069 | 17 | Commercial_2035_Economic_million_m3_After Competition Groups_17 | Wall Insulation | 1.107% | 0 | 22.5291 | Commercial_2035_Economic_million_m3_After Competition Groups_Wall Insulation
Commercial | Com ¦ Energy Efficient Laboratory Fume Hood | 2035 | Economic | million_m3 | After Competition Groups | 15.9074 | 0 | 0 | 2035.411 | 0.0078153 | 18 | Commercial_2035_Economic_million_m3_After Competition Groups_18 | Energy Efficient Laboratory Fume Hood | 0.7815% | 0 | 15.9074 | Commercial_2035_Economic_million_m3_After Competition Groups_Energy Efficient Laboratory Fume Hood
Commercial | Com ¦ Demand controlled Circulating Systems | 2035 | Economic | million_m3 | After Competition Groups | 11.8347 | 0 | 0 | 2035.411 | 0.0058144 | 19 | Commercial_2035_Economic_million_m3_After Competition Groups_19 | Demand controlled Circulating Systems | 0.5814% | 0 | 11.8347 | Commercial_2035_Economic_million_m3_After Competition Groups_Demand controlled Circulating Systems
Commercial | Com ¦ Infrared Heaters | 2035 | Economic | million_m3 | After Competition Groups | 9.5033 | 0 | 0 | 2035.411 | 0.004669 | 20 | Commercial_2035_Economic_million_m3_After Competition Groups_20 | Infrared Heaters | 0.4669% | 0 | 9.5033 | Commercial_2035_Economic_million_m3_After Competition Groups_Infrared Heaters
Commercial | Com ¦ ENERGY STAR Fryer (84% eff) | 2035 | Economic | million_m3 | After Competition Groups | 9.3768 | 0 | 0 | 2035.411 | 0.0046068 | 21 | Commercial_2035_Economic_million_m3_After Competition Groups_21 | ENERGY STAR Fryer (84% eff) | 0.4607% | 0 | 9.3768 | Commercial_2035_Economic_million_m3_After Competition Groups_ENERGY STAR Fryer (84% eff)
Commercial | Com ¦ Duct Insulation, R8 | 2035 | Economic | million_m3 | After Competition Groups | 9.2453 | 0 | 0 | 2035.411 | 0.0045422 | 22 | Commercial_2035_Economic_million_m3_After Competition Groups_22 | Duct Insulation, R8 | 0.4542% | 0 | 9.2453 | Commercial_2035_Economic_million_m3_After Competition Groups_Duct Insulation, R8
Commercial | Com ¦ High Efficiency Underfired Broilers | 2035 | Economic | million_m3 | After Competition Groups | 7.9585 | 0 | 0 | 2035.411 | 0.00391 | 23 | Commercial_2035_Economic_million_m3_After Competition Groups_23 | High Efficiency Underfired Broilers | 0.391% | 0 | 7.9585 | Commercial_2035_Economic_million_m3_After Competition Groups_High Efficiency Underfired Broilers
Commercial | Com ¦ Ozone Laundry Treatment | 2035 | Economic | million_m3 | After Competition Groups | 7.7126 | 0 | 0 | 2035.411 | 0.0037892 | 24 | Commercial_2035_Economic_million_m3_After Competition Groups_24 | Ozone Laundry Treatment | 0.3789% | 0 | 7.7126 | Commercial_2035_Economic_million_m3_After Competition Groups_Ozone Laundry Treatment
Commercial | Com ¦ ENERGY STAR Griddle (74% eff) | 2035 | Economic | million_m3 | After Competition Groups | 6.1585 | 0 | 0 | 2035.411 | 0.0030257 | 25 | Commercial_2035_Economic_million_m3_After Competition Groups_25 | ENERGY STAR Griddle (74% eff) | 0.3026% | 0 | 6.1585 | Commercial_2035_Economic_million_m3_After Competition Groups_ENERGY STAR Griddle (74% eff)
Commercial | Com ¦ ENERGY STAR Dishwasher | 2035 | Economic | million_m3 | After Competition Groups | 3.9774 | 0 | 0 | 2035.411 | 0.0019541 | 26 | Commercial_2035_Economic_million_m3_After Competition Groups_26 | ENERGY STAR Dishwasher | 0.1954% | 0 | 3.9774 | Commercial_2035_Economic_million_m3_After Competition Groups_ENERGY STAR Dishwasher
Commercial | Com ¦ Energy Recovery Ventilation and Ventilation (Enhanced) | 2035 | Economic | million_m3 | After Competition Groups | 3.9417 | 0 | 0 | 2035.411 | 0.0019365 | 27 | Commercial_2035_Economic_million_m3_After Competition Groups_27 | Energy Recovery Ventilation and Ventilation (Enhanced) | 0.1937% | 0 | 3.9417 | Commercial_2035_Economic_million_m3_After Competition Groups_Energy Recovery Ventilation and Ventilation (Enhanced)
Commercial | Com ¦ Heat Recovery Ventilator | 2035 | Economic | million_m3 | After Competition Groups | 2.4301 | 0 | 0 | 2035.411 | 0.0011939 | 28 | Commercial_2035_Economic_million_m3_After Competition Groups_28 | Heat Recovery Ventilator | 0.1194% | 0 | 2.4301 | Commercial_2035_Economic_million_m3_After Competition Groups_Heat Recovery Ventilator
Commercial | Com ¦ CEE Tier 2/Energy Star Clothes Washers | 2035 | Economic | million_m3 | After Competition Groups | 1.3818 | 0 | 0 | 2035.411 | 0.00067886 | 29 | Commercial_2035_Economic_million_m3_After Competition Groups_29 | CEE Tier 2/Energy Star Clothes Washers | 0.06789% | 0 | 1.3818 | Commercial_2035_Economic_million_m3_After Competition Groups_CEE Tier 2/Energy Star Clothes Washers
Commercial | Com ¦ Drain Water Heat Recovery (DWHR) ¦ Retro | 2035 | Economic | million_m3 | After Competition Groups | 0.97848 | 0 | 0 | 2035.411 | 0.00048073 | 30 | Commercial_2035_Economic_million_m3_After Competition Groups_30 | Drain Water Heat Recovery (DWHR) ¦ Retro | 0.04807% | 0 | 0.97848 | Commercial_2035_Economic_million_m3_After Competition Groups_Drain Water Heat Recovery (DWHR) ¦ Retro
Commercial | Com ¦ Low Flow Pre-Rinse Spray Nozzle | 2035 | Economic | million_m3 | After Competition Groups | 0.71333 | 0 | 0 | 2035.411 | 0.00035046 | 31 | Commercial_2035_Economic_million_m3_After Competition Groups_31 | Low Flow Pre-Rinse Spray Nozzle | 0.03505% | 0 | 0.71333 | Commercial_2035_Economic_million_m3_After Competition Groups_Low Flow Pre-Rinse Spray Nozzle
Commercial | Com ¦ ENERGY STAR Steam Cooker | 2035 | Economic | million_m3 | After Competition Groups | 0.67096 | 0 | 0 | 2035.411 | 0.00032964 | 32 | Commercial_2035_Economic_million_m3_After Competition Groups_32 | ENERGY STAR Steam Cooker | 0.03296% | 0 | 0.67096 | Commercial_2035_Economic_million_m3_After Competition Groups_ENERGY STAR Steam Cooker
Commercial | Com ¦ Drain Water Heat Recovery (DWHR) ¦New | 2035 | Economic | million_m3 | After Competition Groups | 0.6328 | 0 | 0 | 2035.411 | 0.00031089 | 33 | Commercial_2035_Economic_million_m3_After Competition Groups_33 | Drain Water Heat Recovery (DWHR) ¦New | 0.03109% | 0 | 0.6328 | Commercial_2035_Economic_million_m3_After Competition Groups_Drain Water Heat Recovery (DWHR) ¦New
Commercial | Com ¦ Gas Heat Pump Water Heater | 2035 | Economic | million_m3 | After Competition Groups | 0.39958 | 0 | 0 | 2035.411 | 0.00019631 | 34 | Commercial_2035_Economic_million_m3_After Competition Groups_34 | Gas Heat Pump Water Heater | 0.01963% | 0 | 0.39958 | Commercial_2035_Economic_million_m3_After Competition Groups_Gas Heat Pump Water Heater
Commercial | Com ¦ Solar Water Preheat (Pools/DHW) | 2035 | Economic | million_m3 | After Competition Groups | 0.31835 | 0 | 0 | 2035.411 | 0.00015641 | 35 | Commercial_2035_Economic_million_m3_After Competition Groups_35 | Solar Water Preheat (Pools/DHW) | 0.01564% | 0 | 0.31835 | Commercial_2035_Economic_million_m3_After Competition Groups_Solar Water Preheat (Pools/DHW)
Commercial | Com ¦ Air Curtains | 2035 | Economic | million_m3 | After Competition Groups | 0.14709 | 0 | 0 | 2035.411 | 7.2267e-05 | 36 | Commercial_2035_Economic_million_m3_After Competition Groups_36 | Air Curtains | 0.007227% | 0 | 0.14709 | Commercial_2035_Economic_million_m3_After Competition Groups_Air Curtains
Commercial | Com ¦ Demand Control Ventilation | 2035 | SC A | million_m3 | After Competition Groups | 101.1662 | 1564349.2439 | 1.5643 | 894.1777 | 0.11314 | 1 | Commercial_2035_SC A_million_m3_After Competition Groups_1 | Demand Control Ventilation | 11.31% | 1.5643 | 101.1662 | Commercial_2035_SC A_million_m3_After Competition Groups_Demand Control Ventilation
Commercial | Com ¦ Adaptive Thermostats | 2035 | SC A | million_m3 | After Competition Groups | 98.3886 | 1875434.0122 | 1.8754 | 894.1777 | 0.11003 | 2 | Commercial_2035_SC A_million_m3_After Competition Groups_2 | Adaptive Thermostats | 11% | 1.8754 | 98.3886 | Commercial_2035_SC A_million_m3_After Competition Groups_Adaptive Thermostats
Commercial | Com ¦ Boilers - Advanced Controls (Steam Systems) | 2035 | SC A | million_m3 | After Competition Groups | 82.3698 | 1547602.5103 | 1.5476 | 894.1777 | 0.092118 | 3 | Commercial_2035_SC A_million_m3_After Competition Groups_3 | Boilers - Advanced Controls (Steam Systems) | 9.212% | 1.5476 | 82.3698 | Commercial_2035_SC A_million_m3_After Competition Groups_Boilers - Advanced Controls (Steam Systems)
Commercial | Com ¦ Building Recommissioning, Operations and Maintenance (O&M) Improvements | 2035 | SC A | million_m3 | After Competition Groups | 76.1043 | 376259.2163 | 0.37626 | 894.1777 | 0.085111 | 4 | Commercial_2035_SC A_million_m3_After Competition Groups_4 | Building Recommissioning, Operations and Maintenance (O&M) Improvements | 8.511% | 0.37626 | 76.1043 | Commercial_2035_SC A_million_m3_After Competition Groups_Building Recommissioning, Operations and Maintenance (O&M) Improvements
Commercial | Com ¦ Gas Fired Rooftop Units | 2035 | SC A | million_m3 | After Competition Groups | 74.4162 | 2400187.9717 | 2.4002 | 894.1777 | 0.083223 | 5 | Commercial_2035_SC A_million_m3_After Competition Groups_5 | Gas Fired Rooftop Units | 8.322% | 2.4002 | 74.4162 | Commercial_2035_SC A_million_m3_After Competition Groups_Gas Fired Rooftop Units
Commercial | Com ¦ Condensing Boiler ¦ Std | 2035 | SC A | million_m3 | After Competition Groups | 62.4423 | 0 | 0 | 894.1777 | 0.069832 | 6 | Commercial_2035_SC A_million_m3_After Competition Groups_6 | Condensing Boiler ¦ Std | 6.983% | 0 | 62.4423 | Commercial_2035_SC A_million_m3_After Competition Groups_Condensing Boiler ¦ Std
Commercial | Com ¦ Condensing Make Up Air Unit | 2035 | SC A | million_m3 | After Competition Groups | 54.0271 | 1520507.9604 | 1.5205 | 894.1777 | 0.060421 | 7 | Commercial_2035_SC A_million_m3_After Competition Groups_7 | Condensing Make Up Air Unit | 6.042% | 1.5205 | 54.0271 | Commercial_2035_SC A_million_m3_After Competition Groups_Condensing Make Up Air Unit
Commercial | Com ¦ Gas Fired Heat Pump | 2035 | SC A | million_m3 | After Competition Groups | 44.1003 | 898101.4122 | 0.8981 | 894.1777 | 0.049319 | 8 | Commercial_2035_SC A_million_m3_After Competition Groups_8 | Gas Fired Heat Pump | 4.932% | 0.8981 | 44.1003 | Commercial_2035_SC A_million_m3_After Competition Groups_Gas Fired Heat Pump
Commercial | Com ¦ Demand Control Kitchen Ventilation | 2035 | SC A | million_m3 | After Competition Groups | 41.6867 | 1027700.0004 | 1.0277 | 894.1777 | 0.04662 | 9 | Commercial_2035_SC A_million_m3_After Competition Groups_9 | Demand Control Kitchen Ventilation | 4.662% | 1.0277 | 41.6867 | Commercial_2035_SC A_million_m3_After Competition Groups_Demand Control Kitchen Ventilation
Commercial | Com ¦ Air Handler with Dedicated Outdoor Air Systems | 2035 | SC A | million_m3 | After Competition Groups | 40.333 | 285078.6483 | 0.28508 | 894.1777 | 0.045106 | 10 | Commercial_2035_SC A_million_m3_After Competition Groups_10 | Air Handler with Dedicated Outdoor Air Systems | 4.511% | 0.28508 | 40.333 | Commercial_2035_SC A_million_m3_After Competition Groups_Air Handler with Dedicated Outdoor Air Systems
Commercial | Com ¦ Advanced BAS/Controllers | 2035 | SC A | million_m3 | After Competition Groups | 35.687 | 491705.2736 | 0.49171 | 894.1777 | 0.03991 | 11 | Commercial_2035_SC A_million_m3_After Competition Groups_11 | Advanced BAS/Controllers | 3.991% | 0.49171 | 35.687 | Commercial_2035_SC A_million_m3_After Competition Groups_Advanced BAS/Controllers
Commercial | Com ¦ Steam System Optimization | 2035 | SC A | million_m3 | After Competition Groups | 33.746 | 210977.8216 | 0.21098 | 894.1777 | 0.03774 | 12 | Commercial_2035_SC A_million_m3_After Competition Groups_12 | Steam System Optimization | 3.774% | 0.21098 | 33.746 | Commercial_2035_SC A_million_m3_After Competition Groups_Steam System Optimization
Commercial | Com ¦ Furnace Tune-Up | 2035 | SC A | million_m3 | After Competition Groups | 31.4654 | 89210.2454 | 0.08921 | 894.1777 | 0.035189 | 13 | Commercial_2035_SC A_million_m3_After Competition Groups_13 | Furnace Tune-Up | 3.519% | 0.08921 | 31.4654 | Commercial_2035_SC A_million_m3_After Competition Groups_Furnace Tune-Up
Commercial | Com ¦ Destratification | 2035 | SC A | million_m3 | After Competition Groups | 31.1456 | 543694.0633 | 0.54369 | 894.1777 | 0.034832 | 14 | Commercial_2035_SC A_million_m3_After Competition Groups_14 | Destratification | 3.483% | 0.54369 | 31.1456 | Commercial_2035_SC A_million_m3_After Competition Groups_Destratification
Commercial | Com ¦ Condensing Unit Heaters or other Efficient Unit Heating System | 2035 | SC A | million_m3 | After Competition Groups | 20.6903 | 238248.7855 | 0.23825 | 894.1777 | 0.023139 | 15 | Commercial_2035_SC A_million_m3_After Competition Groups_15 | Condensing Unit Heaters or other Efficient Unit Heating System | 2.314% | 0.23825 | 20.6903 | Commercial_2035_SC A_million_m3_After Competition Groups_Condensing Unit Heaters or other Efficient Unit Heating System
Commercial | Com ¦ Wall Insulation | 2035 | SC A | million_m3 | After Competition Groups | 17.5019 | 289920.4221 | 0.28992 | 894.1777 | 0.019573 | 16 | Commercial_2035_SC A_million_m3_After Competition Groups_16 | Wall Insulation | 1.957% | 0.28992 | 17.5019 | Commercial_2035_SC A_million_m3_After Competition Groups_Wall Insulation
Commercial | Com ¦ Education and Capacity Building/Energy Behavior | 2035 | SC A | million_m3 | After Competition Groups | 10.8637 | 8446894.0692 | 8.4469 | 894.1777 | 0.012149 | 17 | Commercial_2035_SC A_million_m3_After Competition Groups_17 | Education and Capacity Building/Energy Behavior | 1.215% | 8.4469 | 10.8637 | Commercial_2035_SC A_million_m3_After Competition Groups_Education and Capacity Building/Energy Behavior
Commercial | Com ¦ Demand controlled Circulating Systems | 2035 | SC A | million_m3 | After Competition Groups | 8.5442 | 134291.2917 | 0.13429 | 894.1777 | 0.0095554 | 18 | Commercial_2035_SC A_million_m3_After Competition Groups_18 | Demand controlled Circulating Systems | 0.9555% | 0.13429 | 8.5442 | Commercial_2035_SC A_million_m3_After Competition Groups_Demand controlled Circulating Systems
Commercial | Com ¦ Duct Insulation, R8 | 2035 | SC A | million_m3 | After Competition Groups | 5.4964 | 151360.923 | 0.15136 | 894.1777 | 0.0061469 | 19 | Commercial_2035_SC A_million_m3_After Competition Groups_19 | Duct Insulation, R8 | 0.6147% | 0.15136 | 5.4964 | Commercial_2035_SC A_million_m3_After Competition Groups_Duct Insulation, R8
Commercial | Com ¦ High Efficiency Underfired Broilers | 2035 | SC A | million_m3 | After Competition Groups | 5.2456 | 71978.8582 | 0.071979 | 894.1777 | 0.0058664 | 20 | Commercial_2035_SC A_million_m3_After Competition Groups_20 | High Efficiency Underfired Broilers | 0.5866% | 0.071979 | 5.2456 | Commercial_2035_SC A_million_m3_After Competition Groups_High Efficiency Underfired Broilers
Commercial | Com ¦ ENERGY STAR Fryer (84% eff) | 2035 | SC A | million_m3 | After Competition Groups | 4.0022 | 0 | 0 | 894.1777 | 0.0044758 | 21 | Commercial_2035_SC A_million_m3_After Competition Groups_21 | ENERGY STAR Fryer (84% eff) | 0.4476% | 0 | 4.0022 | Commercial_2035_SC A_million_m3_After Competition Groups_ENERGY STAR Fryer (84% eff)
Commercial | Com ¦ Energy Efficient Laboratory Fume Hood | 2035 | SC A | million_m3 | After Competition Groups | 2.9479 | 0 | 0 | 894.1777 | 0.0032968 | 22 | Commercial_2035_SC A_million_m3_After Competition Groups_22 | Energy Efficient Laboratory Fume Hood | 0.3297% | 0 | 2.9479 | Commercial_2035_SC A_million_m3_After Competition Groups_Energy Efficient Laboratory Fume Hood
Commercial | Com ¦ Ozone Laundry Treatment | 2035 | SC A | million_m3 | After Competition Groups | 2.7358 | 0 | 0 | 894.1777 | 0.0030595 | 23 | Commercial_2035_SC A_million_m3_After Competition Groups_23 | Ozone Laundry Treatment | 0.306% | 0 | 2.7358 | Commercial_2035_SC A_million_m3_After Competition Groups_Ozone Laundry Treatment
Commercial | Com ¦ Infrared Heaters | 2035 | SC A | million_m3 | After Competition Groups | 2.6247 | 60205.7064 | 0.060206 | 894.1777 | 0.0029353 | 24 | Commercial_2035_SC A_million_m3_After Competition Groups_24 | Infrared Heaters | 0.2935% | 0.060206 | 2.6247 | Commercial_2035_SC A_million_m3_After Competition Groups_Infrared Heaters
Commercial | Com ¦ ENERGY STAR Dishwasher | 2035 | SC A | million_m3 | After Competition Groups | 1.6308 | 0 | 0 | 894.1777 | 0.0018238 | 25 | Commercial_2035_SC A_million_m3_After Competition Groups_25 | ENERGY STAR Dishwasher | 0.1824% | 0 | 1.6308 | Commercial_2035_SC A_million_m3_After Competition Groups_ENERGY STAR Dishwasher
Commercial | Com ¦ ENERGY STAR Griddle (74% eff) | 2035 | SC A | million_m3 | After Competition Groups | 1.3995 | 0 | 0 | 894.1777 | 0.0015651 | 26 | Commercial_2035_SC A_million_m3_After Competition Groups_26 | ENERGY STAR Griddle (74% eff) | 0.1565% | 0 | 1.3995 | Commercial_2035_SC A_million_m3_After Competition Groups_ENERGY STAR Griddle (74% eff)
Commercial | Com ¦ CEE Tier 2/Energy Star Clothes Washers | 2035 | SC A | million_m3 | After Competition Groups | 0.81659 | 0 | 0 | 894.1777 | 0.00091323 | 27 | Commercial_2035_SC A_million_m3_After Competition Groups_27 | CEE Tier 2/Energy Star Clothes Washers | 0.09132% | 0 | 0.81659 | Commercial_2035_SC A_million_m3_After Competition Groups_CEE Tier 2/Energy Star Clothes Washers
Commercial | Com ¦ Drain Water Heat Recovery (DWHR) ¦ Retro | 2035 | SC A | million_m3 | After Competition Groups | 0.78702 | 10758.8171 | 0.010759 | 894.1777 | 0.00088016 | 28 | Commercial_2035_SC A_million_m3_After Competition Groups_28 | Drain Water Heat Recovery (DWHR) ¦ Retro | 0.08802% | 0.010759 | 0.78702 | Commercial_2035_SC A_million_m3_After Competition Groups_Drain Water Heat Recovery (DWHR) ¦ Retro
Commercial | Com ¦ Energy Recovery Ventilation and Ventilation (Enhanced) | 2035 | SC A | million_m3 | After Competition Groups | 0.56197 | 0 | 0 | 894.1777 | 0.00062848 | 29 | Commercial_2035_SC A_million_m3_After Competition Groups_29 | Energy Recovery Ventilation and Ventilation (Enhanced) | 0.06285% | 0 | 0.56197 | Commercial_2035_SC A_million_m3_After Competition Groups_Energy Recovery Ventilation and Ventilation (Enhanced)
Commercial | Com ¦ ENERGY STAR Steam Cooker | 2035 | SC A | million_m3 | After Competition Groups | 0.44734 | 5622.9243 | 0.0056229 | 894.1777 | 0.00050028 | 30 | Commercial_2035_SC A_million_m3_After Competition Groups_30 | ENERGY STAR Steam Cooker | 0.05003% | 0.0056229 | 0.44734 | Commercial_2035_SC A_million_m3_After Competition Groups_ENERGY STAR Steam Cooker
Commercial | Com ¦ Low Flow Pre-Rinse Spray Nozzle | 2035 | SC A | million_m3 | After Competition Groups | 0.38213 | 0 | 0 | 894.1777 | 0.00042736 | 31 | Commercial_2035_SC A_million_m3_After Competition Groups_31 | Low Flow Pre-Rinse Spray Nozzle | 0.04274% | 0 | 0.38213 | Commercial_2035_SC A_million_m3_After Competition Groups_Low Flow Pre-Rinse Spray Nozzle
Commercial | Com ¦ Drain Water Heat Recovery (DWHR) ¦New | 2035 | SC A | million_m3 | After Competition Groups | 0.25864 | 6576.6899 | 0.0065767 | 894.1777 | 0.00028925 | 32 | Commercial_2035_SC A_million_m3_After Competition Groups_32 | Drain Water Heat Recovery (DWHR) ¦New | 0.02893% | 0.0065767 | 0.25864 | Commercial_2035_SC A_million_m3_After Competition Groups_Drain Water Heat Recovery (DWHR) ¦New
Commercial | Com ¦ Solar Water Preheat (Pools/DHW) | 2035 | SC A | million_m3 | After Competition Groups | 0.090635 | 2623.6626 | 0.0026237 | 894.1777 | 0.00010136 | 33 | Commercial_2035_SC A_million_m3_After Competition Groups_33 | Solar Water Preheat (Pools/DHW) | 0.01014% | 0.0026237 | 0.090635 | Commercial_2035_SC A_million_m3_After Competition Groups_Solar Water Preheat (Pools/DHW)
Commercial | Com ¦ Heat Recovery Ventilator | 2035 | SC A | million_m3 | After Competition Groups | 0.069284 | 0 | 0 | 894.1777 | 7.7483e-05 | 34 | Commercial_2035_SC A_million_m3_After Competition Groups_34 | Heat Recovery Ventilator | 0.007748% | 0 | 0.069284 | Commercial_2035_SC A_million_m3_After Competition Groups_Heat Recovery Ventilator
Commercial | Com ¦ Gas Heat Pump Water Heater | 2035 | SC A | million_m3 | After Competition Groups | 0.0023019 | 0 | 0 | 894.1777 | 2.5744e-06 | 35 | Commercial_2035_SC A_million_m3_After Competition Groups_35 | Gas Heat Pump Water Heater | 0.0002574% | 0 | 0.0023019 | Commercial_2035_SC A_million_m3_After Competition Groups_Gas Heat Pump Water Heater
Commercial | Com ¦ Air Curtains | 2035 | SC A | million_m3 | After Competition Groups | 0.00017677 | 0 | 0 | 894.1777 | 1.9769e-07 | 36 | Commercial_2035_SC A_million_m3_After Competition Groups_36 | Air Curtains | 1.977e-05% | 0 | 0.00017677 | Commercial_2035_SC A_million_m3_After Competition Groups_Air Curtains
Commercial | Com ¦ Condensing Boiler ¦ Std | 2035 | SC B | million_m3 | After Competition Groups | 194.3441 | 46568722.4254 | 46.5687 | 1573.9034 | 0.12348 | 1 | Commercial_2035_SC B_million_m3_After Competition Groups_1 | Condensing Boiler ¦ Std | 12.35% | 46.5687 | 194.3441 | Commercial_2035_SC B_million_m3_After Competition Groups_Condensing Boiler ¦ Std
Commercial | Com ¦ Demand Control Ventilation | 2035 | SC B | million_m3 | After Competition Groups | 174.4198 | 11297252.6505 | 11.2973 | 1573.9034 | 0.11082 | 2 | Commercial_2035_SC B_million_m3_After Competition Groups_2 | Demand Control Ventilation | 11.08% | 11.2973 | 174.4198 | Commercial_2035_SC B_million_m3_After Competition Groups_Demand Control Ventilation
Commercial | Com ¦ Building Recommissioning, Operations and Maintenance (O&M) Improvements | 2035 | SC B | million_m3 | After Competition Groups | 159.7475 | 22921878.3799 | 22.9219 | 1573.9034 | 0.1015 | 3 | Commercial_2035_SC B_million_m3_After Competition Groups_3 | Building Recommissioning, Operations and Maintenance (O&M) Improvements | 10.15% | 22.9219 | 159.7475 | Commercial_2035_SC B_million_m3_After Competition Groups_Building Recommissioning, Operations and Maintenance (O&M) Improvements
Commercial | Com ¦ Adaptive Thermostats | 2035 | SC B | million_m3 | After Competition Groups | 136.1989 | 1400959.2795 | 1.401 | 1573.9034 | 0.086536 | 4 | Commercial_2035_SC B_million_m3_After Competition Groups_4 | Adaptive Thermostats | 8.654% | 1.401 | 136.1989 | Commercial_2035_SC B_million_m3_After Competition Groups_Adaptive Thermostats
Commercial | Com ¦ Gas Fired Rooftop Units | 2035 | SC B | million_m3 | After Competition Groups | 126.6731 | 5151021.6615 | 5.151 | 1573.9034 | 0.080483 | 5 | Commercial_2035_SC B_million_m3_After Competition Groups_5 | Gas Fired Rooftop Units | 8.048% | 5.151 | 126.6731 | Commercial_2035_SC B_million_m3_After Competition Groups_Gas Fired Rooftop Units
Commercial | Com ¦ Air Handler with Dedicated Outdoor Air Systems | 2035 | SC B | million_m3 | After Competition Groups | 91.8633 | 2886103.4267 | 2.8861 | 1573.9034 | 0.058367 | 6 | Commercial_2035_SC B_million_m3_After Competition Groups_6 | Air Handler with Dedicated Outdoor Air Systems | 5.837% | 2.8861 | 91.8633 | Commercial_2035_SC B_million_m3_After Competition Groups_Air Handler with Dedicated Outdoor Air Systems
Commercial | Com ¦ Boilers - Advanced Controls (Steam Systems) | 2035 | SC B | million_m3 | After Competition Groups | 84.5098 | 3705201.6801 | 3.7052 | 1573.9034 | 0.053694 | 7 | Commercial_2035_SC B_million_m3_After Competition Groups_7 | Boilers - Advanced Controls (Steam Systems) | 5.369% | 3.7052 | 84.5098 | Commercial_2035_SC B_million_m3_After Competition Groups_Boilers - Advanced Controls (Steam Systems)
Commercial | Com ¦ Condensing Make Up Air Unit | 2035 | SC B | million_m3 | After Competition Groups | 72.8337 | 5449153.3231 | 5.4492 | 1573.9034 | 0.046276 | 8 | Commercial_2035_SC B_million_m3_After Competition Groups_8 | Condensing Make Up Air Unit | 4.628% | 5.4492 | 72.8337 | Commercial_2035_SC B_million_m3_After Competition Groups_Condensing Make Up Air Unit
Commercial | Com ¦ Gas Fired Heat Pump | 2035 | SC B | million_m3 | After Competition Groups | 62.2084 | 5165587.2921 | 5.1656 | 1573.9034 | 0.039525 | 9 | Commercial_2035_SC B_million_m3_After Competition Groups_9 | Gas Fired Heat Pump | 3.952% | 5.1656 | 62.2084 | Commercial_2035_SC B_million_m3_After Competition Groups_Gas Fired Heat Pump
Commercial | Com ¦ Demand Control Kitchen Ventilation | 2035 | SC B | million_m3 | After Competition Groups | 61.3031 | 1686883.9205 | 1.6869 | 1573.9034 | 0.03895 | 10 | Commercial_2035_SC B_million_m3_After Competition Groups_10 | Demand Control Kitchen Ventilation | 3.895% | 1.6869 | 61.3031 | Commercial_2035_SC B_million_m3_After Competition Groups_Demand Control Kitchen Ventilation
Commercial | Com ¦ Advanced BAS/Controllers | 2035 | SC B | million_m3 | After Competition Groups | 58.45 | 8055196.3943 | 8.0552 | 1573.9034 | 0.037137 | 11 | Commercial_2035_SC B_million_m3_After Competition Groups_11 | Advanced BAS/Controllers | 3.714% | 8.0552 | 58.45 | Commercial_2035_SC B_million_m3_After Competition Groups_Advanced BAS/Controllers
Commercial | Com ¦ Education and Capacity Building/Energy Behavior | 2035 | SC B | million_m3 | After Competition Groups | 54.3186 | 42234470.346 | 42.2345 | 1573.9034 | 0.034512 | 12 | Commercial_2035_SC B_million_m3_After Competition Groups_12 | Education and Capacity Building/Energy Behavior | 3.451% | 42.2345 | 54.3186 | Commercial_2035_SC B_million_m3_After Competition Groups_Education and Capacity Building/Energy Behavior
Commercial | Com ¦ Steam System Optimization | 2035 | SC B | million_m3 | After Competition Groups | 49.5781 | 53436.6094 | 0.053437 | 1573.9034 | 0.0315 | 13 | Commercial_2035_SC B_million_m3_After Competition Groups_13 | Steam System Optimization | 3.15% | 0.053437 | 49.5781 | Commercial_2035_SC B_million_m3_After Competition Groups_Steam System Optimization
Commercial | Com ¦ Destratification | 2035 | SC B | million_m3 | After Competition Groups | 49.4596 | 474937.654 | 0.47494 | 1573.9034 | 0.031425 | 14 | Commercial_2035_SC B_million_m3_After Competition Groups_14 | Destratification | 3.142% | 0.47494 | 49.4596 | Commercial_2035_SC B_million_m3_After Competition Groups_Destratification
Commercial | Com ¦ Furnace Tune-Up | 2035 | SC B | million_m3 | After Competition Groups | 46.6106 | 25365.4551 | 0.025365 | 1573.9034 | 0.029615 | 15 | Commercial_2035_SC B_million_m3_After Competition Groups_15 | Furnace Tune-Up | 2.961% | 0.025365 | 46.6106 | Commercial_2035_SC B_million_m3_After Competition Groups_Furnace Tune-Up
Commercial | Com ¦ Condensing Unit Heaters or other Efficient Unit Heating System | 2035 | SC B | million_m3 | After Competition Groups | 41.4109 | 6981353.0236 | 6.9814 | 1573.9034 | 0.026311 | 16 | Commercial_2035_SC B_million_m3_After Competition Groups_16 | Condensing Unit Heaters or other Efficient Unit Heating System | 2.631% | 6.9814 | 41.4109 | Commercial_2035_SC B_million_m3_After Competition Groups_Condensing Unit Heaters or other Efficient Unit Heating System
Commercial | Com ¦ Wall Insulation | 2035 | SC B | million_m3 | After Competition Groups | 26.145 | 151814.4188 | 0.15181 | 1573.9034 | 0.016612 | 17 | Commercial_2035_SC B_million_m3_After Competition Groups_17 | Wall Insulation | 1.661% | 0.15181 | 26.145 | Commercial_2035_SC B_million_m3_After Competition Groups_Wall Insulation
Commercial | Com ¦ Energy Efficient Laboratory Fume Hood | 2035 | SC B | million_m3 | After Competition Groups | 18.3218 | 693881.8213 | 0.69388 | 1573.9034 | 0.011641 | 18 | Commercial_2035_SC B_million_m3_After Competition Groups_18 | Energy Efficient Laboratory Fume Hood | 1.164% | 0.69388 | 18.3218 | Commercial_2035_SC B_million_m3_After Competition Groups_Energy Efficient Laboratory Fume Hood
Commercial | Com ¦ Demand controlled Circulating Systems | 2035 | SC B | million_m3 | After Competition Groups | 13.7343 | 114765.5165 | 0.11477 | 1573.9034 | 0.0087262 | 19 | Commercial_2035_SC B_million_m3_After Competition Groups_19 | Demand controlled Circulating Systems | 0.8726% | 0.11477 | 13.7343 | Commercial_2035_SC B_million_m3_After Competition Groups_Demand controlled Circulating Systems
Commercial | Com ¦ Duct Insulation, R8 | 2035 | SC B | million_m3 | After Competition Groups | 10.7117 | 200988.0868 | 0.20099 | 1573.9034 | 0.0068058 | 20 | Commercial_2035_SC B_million_m3_After Competition Groups_20 | Duct Insulation, R8 | 0.6806% | 0.20099 | 10.7117 | Commercial_2035_SC B_million_m3_After Competition Groups_Duct Insulation, R8
Commercial | Com ¦ Ozone Laundry Treatment | 2035 | SC B | million_m3 | After Competition Groups | 7.2897 | 491426.2272 | 0.49143 | 1573.9034 | 0.0046316 | 21 | Commercial_2035_SC B_million_m3_After Competition Groups_21 | Ozone Laundry Treatment | 0.4632% | 0.49143 | 7.2897 | Commercial_2035_SC B_million_m3_After Competition Groups_Ozone Laundry Treatment
Commercial | Com ¦ ENERGY STAR Fryer (84% eff) | 2035 | SC B | million_m3 | After Competition Groups | 6.4367 | 782898.631 | 0.7829 | 1573.9034 | 0.0040897 | 22 | Commercial_2035_SC B_million_m3_After Competition Groups_22 | ENERGY STAR Fryer (84% eff) | 0.409% | 0.7829 | 6.4367 | Commercial_2035_SC B_million_m3_After Competition Groups_ENERGY STAR Fryer (84% eff)
Commercial | Com ¦ High Efficiency Underfired Broilers | 2035 | SC B | million_m3 | After Competition Groups | 6.011 | 191141.268 | 0.19114 | 1573.9034 | 0.0038192 | 23 | Commercial_2035_SC B_million_m3_After Competition Groups_23 | High Efficiency Underfired Broilers | 0.3819% | 0.19114 | 6.011 | Commercial_2035_SC B_million_m3_After Competition Groups_High Efficiency Underfired Broilers
Commercial | Com ¦ Infrared Heaters | 2035 | SC B | million_m3 | After Competition Groups | 5.6937 | 986634.205 | 0.98663 | 1573.9034 | 0.0036176 | 24 | Commercial_2035_SC B_million_m3_After Competition Groups_24 | Infrared Heaters | 0.3618% | 0.98663 | 5.6937 | Commercial_2035_SC B_million_m3_After Competition Groups_Infrared Heaters
Commercial | Com ¦ ENERGY STAR Griddle (74% eff) | 2035 | SC B | million_m3 | After Competition Groups | 4.273 | 763460.8712 | 0.76346 | 1573.9034 | 0.0027149 | 25 | Commercial_2035_SC B_million_m3_After Competition Groups_25 | ENERGY STAR Griddle (74% eff) | 0.2715% | 0.76346 | 4.273 | Commercial_2035_SC B_million_m3_After Competition Groups_ENERGY STAR Griddle (74% eff)
Commercial | Com ¦ Energy Recovery Ventilation and Ventilation (Enhanced) | 2035 | SC B | million_m3 | After Competition Groups | 2.9576 | 1840574.6936 | 1.8406 | 1573.9034 | 0.0018792 | 26 | Commercial_2035_SC B_million_m3_After Competition Groups_26 | Energy Recovery Ventilation and Ventilation (Enhanced) | 0.1879% | 1.8406 | 2.9576 | Commercial_2035_SC B_million_m3_After Competition Groups_Energy Recovery Ventilation and Ventilation (Enhanced)
Commercial | Com ¦ ENERGY STAR Dishwasher | 2035 | SC B | million_m3 | After Competition Groups | 2.2386 | 393535.2644 | 0.39354 | 1573.9034 | 0.0014223 | 27 | Commercial_2035_SC B_million_m3_After Competition Groups_27 | ENERGY STAR Dishwasher | 0.1422% | 0.39354 | 2.2386 | Commercial_2035_SC B_million_m3_After Competition Groups_ENERGY STAR Dishwasher
Commercial | Com ¦ Heat Recovery Ventilator | 2035 | SC B | million_m3 | After Competition Groups | 2.0337 | 560401.7548 | 0.5604 | 1573.9034 | 0.0012921 | 28 | Commercial_2035_SC B_million_m3_After Competition Groups_28 | Heat Recovery Ventilator | 0.1292% | 0.5604 | 2.0337 | Commercial_2035_SC B_million_m3_After Competition Groups_Heat Recovery Ventilator
Commercial | Com ¦ Drain Water Heat Recovery (DWHR) ¦ Retro | 2035 | SC B | million_m3 | After Competition Groups | 1.1453 | 6073.649 | 0.0060736 | 1573.9034 | 0.00072768 | 29 | Commercial_2035_SC B_million_m3_After Competition Groups_29 | Drain Water Heat Recovery (DWHR) ¦ Retro | 0.07277% | 0.0060736 | 1.1453 | Commercial_2035_SC B_million_m3_After Competition Groups_Drain Water Heat Recovery (DWHR) ¦ Retro
Commercial | Com ¦ CEE Tier 2/Energy Star Clothes Washers | 2035 | SC B | million_m3 | After Competition Groups | 1.1116 | 64066.7461 | 0.064067 | 1573.9034 | 0.00070624 | 30 | Commercial_2035_SC B_million_m3_After Competition Groups_30 | CEE Tier 2/Energy Star Clothes Washers | 0.07062% | 0.064067 | 1.1116 | Commercial_2035_SC B_million_m3_After Competition Groups_CEE Tier 2/Energy Star Clothes Washers
Commercial | Com ¦ Low Flow Pre-Rinse Spray Nozzle | 2035 | SC B | million_m3 | After Competition Groups | 0.52992 | 11017.9187 | 0.011018 | 1573.9034 | 0.00033669 | 31 | Commercial_2035_SC B_million_m3_After Competition Groups_31 | Low Flow Pre-Rinse Spray Nozzle | 0.03367% | 0.011018 | 0.52992 | Commercial_2035_SC B_million_m3_After Competition Groups_Low Flow Pre-Rinse Spray Nozzle
Commercial | Com ¦ ENERGY STAR Steam Cooker | 2035 | SC B | million_m3 | After Competition Groups | 0.46066 | 13916.4606 | 0.013916 | 1573.9034 | 0.00029269 | 32 | Commercial_2035_SC B_million_m3_After Competition Groups_32 | ENERGY STAR Steam Cooker | 0.02927% | 0.013916 | 0.46066 | Commercial_2035_SC B_million_m3_After Competition Groups_ENERGY STAR Steam Cooker
Commercial | Com ¦ Drain Water Heat Recovery (DWHR) ¦New | 2035 | SC B | million_m3 | After Competition Groups | 0.36629 | 20550.7507 | 0.020551 | 1573.9034 | 0.00023273 | 33 | Commercial_2035_SC B_million_m3_After Competition Groups_33 | Drain Water Heat Recovery (DWHR) ¦New | 0.02327% | 0.020551 | 0.36629 | Commercial_2035_SC B_million_m3_After Competition Groups_Drain Water Heat Recovery (DWHR) ¦New
Commercial | Com ¦ Gas Heat Pump Water Heater | 2035 | SC B | million_m3 | After Competition Groups | 0.19596 | 101792.0849 | 0.10179 | 1573.9034 | 0.00012451 | 34 | Commercial_2035_SC B_million_m3_After Competition Groups_34 | Gas Heat Pump Water Heater | 0.01245% | 0.10179 | 0.19596 | Commercial_2035_SC B_million_m3_After Competition Groups_Gas Heat Pump Water Heater
Commercial | Com ¦ Solar Water Preheat (Pools/DHW) | 2035 | SC B | million_m3 | After Competition Groups | 0.17761 | 14034.2963 | 0.014034 | 1573.9034 | 0.00011284 | 35 | Commercial_2035_SC B_million_m3_After Competition Groups_35 | Solar Water Preheat (Pools/DHW) | 0.01128% | 0.014034 | 0.17761 | Commercial_2035_SC B_million_m3_After Competition Groups_Solar Water Preheat (Pools/DHW)
Commercial | Com ¦ Air Curtains | 2035 | SC B | million_m3 | After Competition Groups | 0.13963 | 15762.3345 | 0.015762 | 1573.9034 | 8.8714e-05 | 36 | Commercial_2035_SC B_million_m3_After Competition Groups_36 | Air Curtains | 0.008871% | 0.015762 | 0.13963 | Commercial_2035_SC B_million_m3_After Competition Groups_Air Curtains
Commercial | Com ¦ Demand Control Ventilation | 2035 | SC C | million_m3 | After Competition Groups | 113.501 | 8518470.3207 | 8.5185 | 1003.8698 | 0.11306 | 1 | Commercial_2035_SC C_million_m3_After Competition Groups_1 | Demand Control Ventilation | 11.31% | 8.5185 | 113.501 | Commercial_2035_SC C_million_m3_After Competition Groups_Demand Control Ventilation
Commercial | Com ¦ Condensing Boiler ¦ Std | 2035 | SC C | million_m3 | After Competition Groups | 111.393 | 18681374.9033 | 18.6814 | 1003.8698 | 0.11096 | 2 | Commercial_2035_SC C_million_m3_After Competition Groups_2 | Condensing Boiler ¦ Std | 11.1% | 18.6814 | 111.393 | Commercial_2035_SC C_million_m3_After Competition Groups_Condensing Boiler ¦ Std
Commercial | Com ¦ Adaptive Thermostats | 2035 | SC C | million_m3 | After Competition Groups | 98.7228 | 2573200.6015 | 2.5732 | 1003.8698 | 0.098342 | 3 | Commercial_2035_SC C_million_m3_After Competition Groups_3 | Adaptive Thermostats | 9.834% | 2.5732 | 98.7228 | Commercial_2035_SC C_million_m3_After Competition Groups_Adaptive Thermostats
Commercial | Com ¦ Boilers - Advanced Controls (Steam Systems) | 2035 | SC C | million_m3 | After Competition Groups | 84.5107 | 3705609.836 | 3.7056 | 1003.8698 | 0.084185 | 4 | Commercial_2035_SC C_million_m3_After Competition Groups_4 | Boilers - Advanced Controls (Steam Systems) | 8.418% | 3.7056 | 84.5107 | Commercial_2035_SC C_million_m3_After Competition Groups_Boilers - Advanced Controls (Steam Systems)
Commercial | Com ¦ Building Recommissioning, Operations and Maintenance (O&M) Improvements | 2035 | SC C | million_m3 | After Competition Groups | 78.4028 | 4883871.7117 | 4.8839 | 1003.8698 | 0.078101 | 5 | Commercial_2035_SC C_million_m3_After Competition Groups_5 | Building Recommissioning, Operations and Maintenance (O&M) Improvements | 7.81% | 4.8839 | 78.4028 | Commercial_2035_SC C_million_m3_After Competition Groups_Building Recommissioning, Operations and Maintenance (O&M) Improvements
Commercial | Com ¦ Gas Fired Rooftop Units | 2035 | SC C | million_m3 | After Competition Groups | 76.0001 | 4469667.6792 | 4.4697 | 1003.8698 | 0.075707 | 6 | Commercial_2035_SC C_million_m3_After Competition Groups_6 | Gas Fired Rooftop Units | 7.571% | 4.4697 | 76.0001 | Commercial_2035_SC C_million_m3_After Competition Groups_Gas Fired Rooftop Units
Commercial | Com ¦ Condensing Make Up Air Unit | 2035 | SC C | million_m3 | After Competition Groups | 57.923 | 5323692.9149 | 5.3237 | 1003.8698 | 0.0577 | 7 | Commercial_2035_SC C_million_m3_After Competition Groups_7 | Condensing Make Up Air Unit | 5.77% | 5.3237 | 57.923 | Commercial_2035_SC C_million_m3_After Competition Groups_Condensing Make Up Air Unit
Commercial | Com ¦ Air Handler with Dedicated Outdoor Air Systems | 2035 | SC C | million_m3 | After Competition Groups | 49.764 | 4277487.3925 | 4.2775 | 1003.8698 | 0.049572 | 8 | Commercial_2035_SC C_million_m3_After Competition Groups_8 | Air Handler with Dedicated Outdoor Air Systems | 4.957% | 4.2775 | 49.764 | Commercial_2035_SC C_million_m3_After Competition Groups_Air Handler with Dedicated Outdoor Air Systems
Commercial | Com ¦ Gas Fired Heat Pump | 2035 | SC C | million_m3 | After Competition Groups | 49.6283 | 3802580.1299 | 3.8026 | 1003.8698 | 0.049437 | 9 | Commercial_2035_SC C_million_m3_After Competition Groups_9 | Gas Fired Heat Pump | 4.944% | 3.8026 | 49.6283 | Commercial_2035_SC C_million_m3_After Competition Groups_Gas Fired Heat Pump
Commercial | Com ¦ Demand Control Kitchen Ventilation | 2035 | SC C | million_m3 | After Competition Groups | 43.6006 | 2855690.7612 | 2.8557 | 1003.8698 | 0.043433 | 10 | Commercial_2035_SC C_million_m3_After Competition Groups_10 | Demand Control Kitchen Ventilation | 4.343% | 2.8557 | 43.6006 | Commercial_2035_SC C_million_m3_After Competition Groups_Demand Control Kitchen Ventilation
Commercial | Com ¦ Advanced BAS/Controllers | 2035 | SC C | million_m3 | After Competition Groups | 37.0051 | 2745287.555 | 2.7453 | 1003.8698 | 0.036862 | 11 | Commercial_2035_SC C_million_m3_After Competition Groups_11 | Advanced BAS/Controllers | 3.686% | 2.7453 | 37.0051 | Commercial_2035_SC C_million_m3_After Competition Groups_Advanced BAS/Controllers
Commercial | Com ¦ Steam System Optimization | 2035 | SC C | million_m3 | After Competition Groups | 33.746 | 210977.8216 | 0.21098 | 1003.8698 | 0.033616 | 12 | Commercial_2035_SC C_million_m3_After Competition Groups_12 | Steam System Optimization | 3.362% | 0.21098 | 33.746 | Commercial_2035_SC C_million_m3_After Competition Groups_Steam System Optimization
Commercial | Com ¦ Destratification | 2035 | SC C | million_m3 | After Competition Groups | 33.2343 | 1760711.6498 | 1.7607 | 1003.8698 | 0.033106 | 13 | Commercial_2035_SC C_million_m3_After Competition Groups_13 | Destratification | 3.311% | 1.7607 | 33.2343 | Commercial_2035_SC C_million_m3_After Competition Groups_Destratification
Commercial | Com ¦ Furnace Tune-Up | 2035 | SC C | million_m3 | After Competition Groups | 31.4685 | 96075.3526 | 0.096075 | 1003.8698 | 0.031347 | 14 | Commercial_2035_SC C_million_m3_After Competition Groups_14 | Furnace Tune-Up | 3.135% | 0.096075 | 31.4685 | Commercial_2035_SC C_million_m3_After Competition Groups_Furnace Tune-Up
Commercial | Com ¦ Condensing Unit Heaters or other Efficient Unit Heating System | 2035 | SC C | million_m3 | After Competition Groups | 27.0957 | 3504152.6717 | 3.5042 | 1003.8698 | 0.026991 | 15 | Commercial_2035_SC C_million_m3_After Competition Groups_15 | Condensing Unit Heaters or other Efficient Unit Heating System | 2.699% | 3.5042 | 27.0957 | Commercial_2035_SC C_million_m3_After Competition Groups_Condensing Unit Heaters or other Efficient Unit Heating System
Commercial | Com ¦ Wall Insulation | 2035 | SC C | million_m3 | After Competition Groups | 17.8099 | 601723.3108 | 0.60172 | 1003.8698 | 0.017741 | 16 | Commercial_2035_SC C_million_m3_After Competition Groups_16 | Wall Insulation | 1.774% | 0.60172 | 17.8099 | Commercial_2035_SC C_million_m3_After Competition Groups_Wall Insulation
Commercial | Com ¦ Education and Capacity Building/Energy Behavior | 2035 | SC C | million_m3 | After Competition Groups | 10.8637 | 8446894.0692 | 8.4469 | 1003.8698 | 0.010822 | 17 | Commercial_2035_SC C_million_m3_After Competition Groups_17 | Education and Capacity Building/Energy Behavior | 1.082% | 8.4469 | 10.8637 | Commercial_2035_SC C_million_m3_After Competition Groups_Education and Capacity Building/Energy Behavior
Commercial | Com ¦ Demand controlled Circulating Systems | 2035 | SC C | million_m3 | After Competition Groups | 9.0453 | 352380.8708 | 0.35238 | 1003.8698 | 0.0090105 | 18 | Commercial_2035_SC C_million_m3_After Competition Groups_18 | Demand controlled Circulating Systems | 0.901% | 0.35238 | 9.0453 | Commercial_2035_SC C_million_m3_After Competition Groups_Demand controlled Circulating Systems
Commercial | Com ¦ Duct Insulation, R8 | 2035 | SC C | million_m3 | After Competition Groups | 6.8318 | 614845.267 | 0.61485 | 1003.8698 | 0.0068055 | 19 | Commercial_2035_SC C_million_m3_After Competition Groups_19 | Duct Insulation, R8 | 0.6805% | 0.61485 | 6.8318 | Commercial_2035_SC C_million_m3_After Competition Groups_Duct Insulation, R8
Commercial | Com ¦ Energy Efficient Laboratory Fume Hood | 2035 | SC C | million_m3 | After Competition Groups | 6.554 | 736190.6273 | 0.73619 | 1003.8698 | 0.0065287 | 20 | Commercial_2035_SC C_million_m3_After Competition Groups_20 | Energy Efficient Laboratory Fume Hood | 0.6529% | 0.73619 | 6.554 | Commercial_2035_SC C_million_m3_After Competition Groups_Energy Efficient Laboratory Fume Hood
Commercial | Com ¦ High Efficiency Underfired Broilers | 2035 | SC C | million_m3 | After Competition Groups | 5.4533 | 201609.3258 | 0.20161 | 1003.8698 | 0.0054322 | 21 | Commercial_2035_SC C_million_m3_After Competition Groups_21 | High Efficiency Underfired Broilers | 0.5432% | 0.20161 | 5.4533 | Commercial_2035_SC C_million_m3_After Competition Groups_High Efficiency Underfired Broilers
Commercial | Com ¦ ENERGY STAR Fryer (84% eff) | 2035 | SC C | million_m3 | After Competition Groups | 5.1948 | 319604.7371 | 0.3196 | 1003.8698 | 0.0051747 | 22 | Commercial_2035_SC C_million_m3_After Competition Groups_22 | ENERGY STAR Fryer (84% eff) | 0.5175% | 0.3196 | 5.1948 | Commercial_2035_SC C_million_m3_After Competition Groups_ENERGY STAR Fryer (84% eff)
Commercial | Com ¦ Ozone Laundry Treatment | 2035 | SC C | million_m3 | After Competition Groups | 4.0179 | 406292.8973 | 0.40629 | 1003.8698 | 0.0040024 | 23 | Commercial_2035_SC C_million_m3_After Competition Groups_23 | Ozone Laundry Treatment | 0.4002% | 0.40629 | 4.0179 | Commercial_2035_SC C_million_m3_After Competition Groups_Ozone Laundry Treatment
Commercial | Com ¦ Infrared Heaters | 2035 | SC C | million_m3 | After Competition Groups | 3.4047 | 525181.0035 | 0.52518 | 1003.8698 | 0.0033916 | 24 | Commercial_2035_SC C_million_m3_After Competition Groups_24 | Infrared Heaters | 0.3392% | 0.52518 | 3.4047 | Commercial_2035_SC C_million_m3_After Competition Groups_Infrared Heaters
Commercial | Com ¦ ENERGY STAR Griddle (74% eff) | 2035 | SC C | million_m3 | After Competition Groups | 2.5379 | 162299.0099 | 0.1623 | 1003.8698 | 0.0025281 | 25 | Commercial_2035_SC C_million_m3_After Competition Groups_25 | ENERGY STAR Griddle (74% eff) | 0.2528% | 0.1623 | 2.5379 | Commercial_2035_SC C_million_m3_After Competition Groups_ENERGY STAR Griddle (74% eff)
Commercial | Com ¦ ENERGY STAR Dishwasher | 2035 | SC C | million_m3 | After Competition Groups | 1.9428 | 167060.7889 | 0.16706 | 1003.8698 | 0.0019353 | 26 | Commercial_2035_SC C_million_m3_After Competition Groups_26 | ENERGY STAR Dishwasher | 0.1935% | 0.16706 | 1.9428 | Commercial_2035_SC C_million_m3_After Competition Groups_ENERGY STAR Dishwasher
Commercial | Com ¦ Energy Recovery Ventilation and Ventilation (Enhanced) | 2035 | SC C | million_m3 | After Competition Groups | 0.98154 | 164844.6651 | 0.16484 | 1003.8698 | 0.00097776 | 27 | Commercial_2035_SC C_million_m3_After Competition Groups_27 | Energy Recovery Ventilation and Ventilation (Enhanced) | 0.09778% | 0.16484 | 0.98154 | Commercial_2035_SC C_million_m3_After Competition Groups_Energy Recovery Ventilation and Ventilation (Enhanced)
Commercial | Com ¦ CEE Tier 2/Energy Star Clothes Washers | 2035 | SC C | million_m3 | After Competition Groups | 0.93968 | 35083.7488 | 0.035084 | 1003.8698 | 0.00093606 | 28 | Commercial_2035_SC C_million_m3_After Competition Groups_28 | CEE Tier 2/Energy Star Clothes Washers | 0.09361% | 0.035084 | 0.93968 | Commercial_2035_SC C_million_m3_After Competition Groups_CEE Tier 2/Energy Star Clothes Washers
Commercial | Com ¦ Drain Water Heat Recovery (DWHR) ¦ Retro | 2035 | SC C | million_m3 | After Competition Groups | 0.79977 | 27698.0767 | 0.027698 | 1003.8698 | 0.00079669 | 29 | Commercial_2035_SC C_million_m3_After Competition Groups_29 | Drain Water Heat Recovery (DWHR) ¦ Retro | 0.07967% | 0.027698 | 0.79977 | Commercial_2035_SC C_million_m3_After Competition Groups_Drain Water Heat Recovery (DWHR) ¦ Retro
Commercial | Com ¦ ENERGY STAR Steam Cooker | 2035 | SC C | million_m3 | After Competition Groups | 0.46066 | 13917.941 | 0.013918 | 1003.8698 | 0.00045889 | 30 | Commercial_2035_SC C_million_m3_After Competition Groups_30 | ENERGY STAR Steam Cooker | 0.04589% | 0.013918 | 0.46066 | Commercial_2035_SC C_million_m3_After Competition Groups_ENERGY STAR Steam Cooker
Commercial | Com ¦ Low Flow Pre-Rinse Spray Nozzle | 2035 | SC C | million_m3 | After Competition Groups | 0.42419 | 8198.0957 | 0.0081981 | 1003.8698 | 0.00042256 | 31 | Commercial_2035_SC C_million_m3_After Competition Groups_31 | Low Flow Pre-Rinse Spray Nozzle | 0.04226% | 0.0081981 | 0.42419 | Commercial_2035_SC C_million_m3_After Competition Groups_Low Flow Pre-Rinse Spray Nozzle
Commercial | Com ¦ Drain Water Heat Recovery (DWHR) ¦New | 2035 | SC C | million_m3 | After Competition Groups | 0.26368 | 17431.8279 | 0.017432 | 1003.8698 | 0.00026267 | 32 | Commercial_2035_SC C_million_m3_After Competition Groups_32 | Drain Water Heat Recovery (DWHR) ¦New | 0.02627% | 0.017432 | 0.26368 | Commercial_2035_SC C_million_m3_After Competition Groups_Drain Water Heat Recovery (DWHR) ¦New
Commercial | Com ¦ Heat Recovery Ventilator | 2035 | SC C | million_m3 | After Competition Groups | 0.24051 | 27911.6928 | 0.027912 | 1003.8698 | 0.00023958 | 33 | Commercial_2035_SC C_million_m3_After Competition Groups_33 | Heat Recovery Ventilator | 0.02396% | 0.027912 | 0.24051 | Commercial_2035_SC C_million_m3_After Competition Groups_Heat Recovery Ventilator
Commercial | Com ¦ Solar Water Preheat (Pools/DHW) | 2035 | SC C | million_m3 | After Competition Groups | 0.098132 | 9751.7431 | 0.0097517 | 1003.8698 | 9.7753e-05 | 34 | Commercial_2035_SC C_million_m3_After Competition Groups_34 | Solar Water Preheat (Pools/DHW) | 0.009775% | 0.0097517 | 0.098132 | Commercial_2035_SC C_million_m3_After Competition Groups_Solar Water Preheat (Pools/DHW)
Commercial | Com ¦ Gas Heat Pump Water Heater | 2035 | SC C | million_m3 | After Competition Groups | 0.0088938 | 1789.3256 | 0.0017893 | 1003.8698 | 8.8595e-06 | 35 | Commercial_2035_SC C_million_m3_After Competition Groups_35 | Gas Heat Pump Water Heater | 0.0008859% | 0.0017893 | 0.0088938 | Commercial_2035_SC C_million_m3_After Competition Groups_Gas Heat Pump Water Heater
Commercial | Com ¦ Air Curtains | 2035 | SC C | million_m3 | After Competition Groups | 0.00073629 | 156.2032 | 0.0001562 | 1003.8698 | 7.3345e-07 | 36 | Commercial_2035_SC C_million_m3_After Competition Groups_36 | Air Curtains | 7.335e-05% | 0.0001562 | 0.00073629 | Commercial_2035_SC C_million_m3_After Competition Groups_Air Curtains
Commercial | Com ¦ Condensing Boiler ¦ Std | 2035 | Technical | million_m3 | After Competition Groups | 317.1791 | 0 | 0 | 2234.9689 | 0.14192 | 1 | Commercial_2035_Technical_million_m3_After Competition Groups_1 | Condensing Boiler ¦ Std | 14.19% | 0 | 317.1791 | Commercial_2035_Technical_million_m3_After Competition Groups_Condensing Boiler ¦ Std
Commercial | Com ¦ Gas Fired Rooftop Units | 2035 | Technical | million_m3 | After Competition Groups | 217.7519 | 0 | 0 | 2234.9689 | 0.097429 | 2 | Commercial_2035_Technical_million_m3_After Competition Groups_2 | Gas Fired Rooftop Units | 9.743% | 0 | 217.7519 | Commercial_2035_Technical_million_m3_After Competition Groups_Gas Fired Rooftop Units
Commercial | Com ¦ Demand Control Ventilation | 2035 | Technical | million_m3 | After Competition Groups | 214.7518 | 0 | 0 | 2234.9689 | 0.096087 | 3 | Commercial_2035_Technical_million_m3_After Competition Groups_3 | Demand Control Ventilation | 9.609% | 0 | 214.7518 | Commercial_2035_Technical_million_m3_After Competition Groups_Demand Control Ventilation
Commercial | Com ¦ Building Recommissioning, Operations and Maintenance (O&M) Improvements | 2035 | Technical | million_m3 | After Competition Groups | 212.9191 | 0 | 0 | 2234.9689 | 0.095267 | 4 | Commercial_2035_Technical_million_m3_After Competition Groups_4 | Building Recommissioning, Operations and Maintenance (O&M) Improvements | 9.527% | 0 | 212.9191 | Commercial_2035_Technical_million_m3_After Competition Groups_Building Recommissioning, Operations and Maintenance (O&M) Improvements
Commercial | Com ¦ Boilers - Advanced Controls (Steam Systems) | 2035 | Technical | million_m3 | After Competition Groups | 148.333 | 0 | 0 | 2234.9689 | 0.066369 | 5 | Commercial_2035_Technical_million_m3_After Competition Groups_5 | Boilers - Advanced Controls (Steam Systems) | 6.637% | 0 | 148.333 | Commercial_2035_Technical_million_m3_After Competition Groups_Boilers - Advanced Controls (Steam Systems)
Commercial | Com ¦ Adaptive Thermostats | 2035 | Technical | million_m3 | After Competition Groups | 133.6088 | 0 | 0 | 2234.9689 | 0.059781 | 6 | Commercial_2035_Technical_million_m3_After Competition Groups_6 | Adaptive Thermostats | 5.978% | 0 | 133.6088 | Commercial_2035_Technical_million_m3_After Competition Groups_Adaptive Thermostats
Commercial | Com ¦ Condensing Make Up Air Unit | 2035 | Technical | million_m3 | After Competition Groups | 109.6227 | 0 | 0 | 2234.9689 | 0.049049 | 7 | Commercial_2035_Technical_million_m3_After Competition Groups_7 | Condensing Make Up Air Unit | 4.905% | 0 | 109.6227 | Commercial_2035_Technical_million_m3_After Competition Groups_Condensing Make Up Air Unit
Commercial | Com ¦ Gas Fired Heat Pump | 2035 | Technical | million_m3 | After Competition Groups | 90.9613 | 0 | 0 | 2234.9689 | 0.040699 | 8 | Commercial_2035_Technical_million_m3_After Competition Groups_8 | Gas Fired Heat Pump | 4.07% | 0 | 90.9613 | Commercial_2035_Technical_million_m3_After Competition Groups_Gas Fired Heat Pump
Commercial | Com ¦ Air Handler with Dedicated Outdoor Air Systems | 2035 | Technical | million_m3 | After Competition Groups | 79.4337 | 0 | 0 | 2234.9689 | 0.035541 | 9 | Commercial_2035_Technical_million_m3_After Competition Groups_9 | Air Handler with Dedicated Outdoor Air Systems | 3.554% | 0 | 79.4337 | Commercial_2035_Technical_million_m3_After Competition Groups_Air Handler with Dedicated Outdoor Air Systems
Commercial | Com ¦ Advanced BAS/Controllers | 2035 | Technical | million_m3 | After Competition Groups | 76.5067 | 0 | 0 | 2234.9689 | 0.034232 | 10 | Commercial_2035_Technical_million_m3_After Competition Groups_10 | Advanced BAS/Controllers | 3.423% | 0 | 76.5067 | Commercial_2035_Technical_million_m3_After Competition Groups_Advanced BAS/Controllers
Commercial | Com ¦ Demand Control Kitchen Ventilation | 2035 | Technical | million_m3 | After Competition Groups | 72.4896 | 0 | 0 | 2234.9689 | 0.032434 | 11 | Commercial_2035_Technical_million_m3_After Competition Groups_11 | Demand Control Kitchen Ventilation | 3.243% | 0 | 72.4896 | Commercial_2035_Technical_million_m3_After Competition Groups_Demand Control Kitchen Ventilation
Commercial | Com ¦ Education and Capacity Building/Energy Behavior | 2035 | Technical | million_m3 | After Competition Groups | 67.6553 | 0 | 0 | 2234.9689 | 0.030271 | 12 | Commercial_2035_Technical_million_m3_After Competition Groups_12 | Education and Capacity Building/Energy Behavior | 3.027% | 0 | 67.6553 | Commercial_2035_Technical_million_m3_After Competition Groups_Education and Capacity Building/Energy Behavior
Commercial | Com ¦ Energy Recovery Ventilation and Ventilation (Enhanced) | 2035 | Technical | million_m3 | After Competition Groups | 65.629 | 0 | 0 | 2234.9689 | 0.029365 | 13 | Commercial_2035_Technical_million_m3_After Competition Groups_13 | Energy Recovery Ventilation and Ventilation (Enhanced) | 2.936% | 0 | 65.629 | Commercial_2035_Technical_million_m3_After Competition Groups_Energy Recovery Ventilation and Ventilation (Enhanced)
Commercial | Com ¦ Condensing Unit Heaters or other Efficient Unit Heating System | 2035 | Technical | million_m3 | After Competition Groups | 64.3294 | 0 | 0 | 2234.9689 | 0.028783 | 14 | Commercial_2035_Technical_million_m3_After Competition Groups_14 | Condensing Unit Heaters or other Efficient Unit Heating System | 2.878% | 0 | 64.3294 | Commercial_2035_Technical_million_m3_After Competition Groups_Condensing Unit Heaters or other Efficient Unit Heating System
Commercial | Com ¦ Steam System Optimization | 2035 | Technical | million_m3 | After Competition Groups | 42.7305 | 0 | 0 | 2234.9689 | 0.019119 | 15 | Commercial_2035_Technical_million_m3_After Competition Groups_15 | Steam System Optimization | 1.912% | 0 | 42.7305 | Commercial_2035_Technical_million_m3_After Competition Groups_Steam System Optimization
Commercial | Com ¦ Destratification | 2035 | Technical | million_m3 | After Competition Groups | 40.7692 | 0 | 0 | 2234.9689 | 0.018242 | 16 | Commercial_2035_Technical_million_m3_After Competition Groups_16 | Destratification | 1.824% | 0 | 40.7692 | Commercial_2035_Technical_million_m3_After Competition Groups_Destratification
Commercial | Com ¦ Furnace Tune-Up | 2035 | Technical | million_m3 | After Competition Groups | 40.2854 | 0 | 0 | 2234.9689 | 0.018025 | 17 | Commercial_2035_Technical_million_m3_After Competition Groups_17 | Furnace Tune-Up | 1.803% | 0 | 40.2854 | Commercial_2035_Technical_million_m3_After Competition Groups_Furnace Tune-Up
Commercial | Com ¦ High Efficiency Condensing Furnace AFUE 95% from 80% code | 2035 | Technical | million_m3 | After Competition Groups | 29.5931 | 0 | 0 | 2234.9689 | 0.013241 | 18 | Commercial_2035_Technical_million_m3_After Competition Groups_18 | High Efficiency Condensing Furnace AFUE 95% from 80% code | 1.324% | 0 | 29.5931 | Commercial_2035_Technical_million_m3_After Competition Groups_High Efficiency Condensing Furnace AFUE 95% from 80% code
Commercial | Com ¦ Heat Recovery Ventilator | 2035 | Technical | million_m3 | After Competition Groups | 29.1404 | 0 | 0 | 2234.9689 | 0.013038 | 19 | Commercial_2035_Technical_million_m3_After Competition Groups_19 | Heat Recovery Ventilator | 1.304% | 0 | 29.1404 | Commercial_2035_Technical_million_m3_After Competition Groups_Heat Recovery Ventilator
Commercial | Com ¦ Super-High Efficiency Furnaces (Emerging Tech) | 2035 | Technical | million_m3 | After Competition Groups | 27.476 | 0 | 0 | 2234.9689 | 0.012294 | 20 | Commercial_2035_Technical_million_m3_After Competition Groups_20 | Super-High Efficiency Furnaces (Emerging Tech) | 1.229% | 0 | 27.476 | Commercial_2035_Technical_million_m3_After Competition Groups_Super-High Efficiency Furnaces (Emerging Tech)
Commercial | Com ¦ Wall Insulation | 2035 | Technical | million_m3 | After Competition Groups | 22.5291 | 0 | 0 | 2234.9689 | 0.01008 | 21 | Commercial_2035_Technical_million_m3_After Competition Groups_21 | Wall Insulation | 1.008% | 0 | 22.5291 | Commercial_2035_Technical_million_m3_After Competition Groups_Wall Insulation
Commercial | Com ¦ Boiler Measures | 2035 | Technical | million_m3 | After Competition Groups | 17.5422 | 0 | 0 | 2234.9689 | 0.007849 | 22 | Commercial_2035_Technical_million_m3_After Competition Groups_22 | Boiler Measures | 0.7849% | 0 | 17.5422 | Commercial_2035_Technical_million_m3_After Competition Groups_Boiler Measures
Commercial | Com ¦ Energy Efficient Laboratory Fume Hood | 2035 | Technical | million_m3 | After Competition Groups | 15.9074 | 0 | 0 | 2234.9689 | 0.0071175 | 23 | Commercial_2035_Technical_million_m3_After Competition Groups_23 | Energy Efficient Laboratory Fume Hood | 0.7118% | 0 | 15.9074 | Commercial_2035_Technical_million_m3_After Competition Groups_Energy Efficient Laboratory Fume Hood
Commercial | Com ¦ Demand controlled Circulating Systems | 2035 | Technical | million_m3 | After Competition Groups | 11.8347 | 0 | 0 | 2234.9689 | 0.0052952 | 24 | Commercial_2035_Technical_million_m3_After Competition Groups_24 | Demand controlled Circulating Systems | 0.5295% | 0 | 11.8347 | Commercial_2035_Technical_million_m3_After Competition Groups_Demand controlled Circulating Systems
Commercial | Com ¦ Infrared Heaters | 2035 | Technical | million_m3 | After Competition Groups | 9.5314 | 0 | 0 | 2234.9689 | 0.0042647 | 25 | Commercial_2035_Technical_million_m3_After Competition Groups_25 | Infrared Heaters | 0.4265% | 0 | 9.5314 | Commercial_2035_Technical_million_m3_After Competition Groups_Infrared Heaters
Commercial | Com ¦ ENERGY STAR Fryer (84% eff) | 2035 | Technical | million_m3 | After Competition Groups | 9.3768 | 0 | 0 | 2234.9689 | 0.0041955 | 26 | Commercial_2035_Technical_million_m3_After Competition Groups_26 | ENERGY STAR Fryer (84% eff) | 0.4195% | 0 | 9.3768 | Commercial_2035_Technical_million_m3_After Competition Groups_ENERGY STAR Fryer (84% eff)
Commercial | Com ¦ Duct Insulation, R8 | 2035 | Technical | million_m3 | After Competition Groups | 9.2453 | 0 | 0 | 2234.9689 | 0.0041367 | 27 | Commercial_2035_Technical_million_m3_After Competition Groups_27 | Duct Insulation, R8 | 0.4137% | 0 | 9.2453 | Commercial_2035_Technical_million_m3_After Competition Groups_Duct Insulation, R8
Commercial | Com ¦ Roof Insulation/Ceiling Insulation (R25 Code to R35) | 2035 | Technical | million_m3 | After Competition Groups | 9.0864 | 0 | 0 | 2234.9689 | 0.0040656 | 28 | Commercial_2035_Technical_million_m3_After Competition Groups_28 | Roof Insulation/Ceiling Insulation (R25 Code to R35) | 0.4066% | 0 | 9.0864 | Commercial_2035_Technical_million_m3_After Competition Groups_Roof Insulation/Ceiling Insulation (R25 Code to R35)
Commercial | Com ¦ Condensing Storage Water Heater | 2035 | Technical | million_m3 | After Competition Groups | 8.2831 | 0 | 0 | 2234.9689 | 0.0037061 | 29 | Commercial_2035_Technical_million_m3_After Competition Groups_29 | Condensing Storage Water Heater | 0.3706% | 0 | 8.2831 | Commercial_2035_Technical_million_m3_After Competition Groups_Condensing Storage Water Heater
Commercial | Com ¦ High Efficiency Underfired Broilers | 2035 | Technical | million_m3 | After Competition Groups | 7.9585 | 0 | 0 | 2234.9689 | 0.0035609 | 30 | Commercial_2035_Technical_million_m3_After Competition Groups_30 | High Efficiency Underfired Broilers | 0.3561% | 0 | 7.9585 | Commercial_2035_Technical_million_m3_After Competition Groups_High Efficiency Underfired Broilers
Commercial | Com ¦ Ozone Laundry Treatment | 2035 | Technical | million_m3 | After Competition Groups | 7.7126 | 0 | 0 | 2234.9689 | 0.0034509 | 31 | Commercial_2035_Technical_million_m3_After Competition Groups_31 | Ozone Laundry Treatment | 0.3451% | 0 | 7.7126 | Commercial_2035_Technical_million_m3_After Competition Groups_Ozone Laundry Treatment
Commercial | Com ¦ ENERGY STAR Griddle (74% eff) | 2035 | Technical | million_m3 | After Competition Groups | 6.1585 | 0 | 0 | 2234.9689 | 0.0027555 | 32 | Commercial_2035_Technical_million_m3_After Competition Groups_32 | ENERGY STAR Griddle (74% eff) | 0.2756% | 0 | 6.1585 | Commercial_2035_Technical_million_m3_After Competition Groups_ENERGY STAR Griddle (74% eff)
Commercial | Com ¦ ENERGY STAR Dishwasher | 2035 | Technical | million_m3 | After Competition Groups | 3.9774 | 0 | 0 | 2234.9689 | 0.0017796 | 33 | Commercial_2035_Technical_million_m3_After Competition Groups_33 | ENERGY STAR Dishwasher | 0.178% | 0 | 3.9774 | Commercial_2035_Technical_million_m3_After Competition Groups_ENERGY STAR Dishwasher
Commercial | Com ¦ HOTEL OCCUPANCY CONTROLS (HVAC + LIGHTING) | 2035 | Technical | million_m3 | After Competition Groups | 3.841 | 0 | 0 | 2234.9689 | 0.0017186 | 34 | Commercial_2035_Technical_million_m3_After Competition Groups_34 | HOTEL OCCUPANCY CONTROLS (HVAC + LIGHTING) | 0.1719% | 0 | 3.841 | Commercial_2035_Technical_million_m3_After Competition Groups_HOTEL OCCUPANCY CONTROLS (HVAC + LIGHTING)
Commercial | Com ¦ Ice Rink Heat Recovery | 2035 | Technical | million_m3 | After Competition Groups | 2.9717 | 0 | 0 | 2234.9689 | 0.0013296 | 35 | Commercial_2035_Technical_million_m3_After Competition Groups_35 | Ice Rink Heat Recovery | 0.133% | 0 | 2.9717 | Commercial_2035_Technical_million_m3_After Competition Groups_Ice Rink Heat Recovery
Commercial | Com ¦ Dock Door Seals | 2035 | Technical | million_m3 | After Competition Groups | 2.698 | 0 | 0 | 2234.9689 | 0.0012072 | 36 | Commercial_2035_Technical_million_m3_After Competition Groups_36 | Dock Door Seals | 0.1207% | 0 | 2.698 | Commercial_2035_Technical_million_m3_After Competition Groups_Dock Door Seals
Commercial | Com ¦ CEE Tier 2/Energy Star Clothes Washers | 2035 | Technical | million_m3 | After Competition Groups | 1.3818 | 0 | 0 | 2234.9689 | 0.00061825 | 37 | Commercial_2035_Technical_million_m3_After Competition Groups_37 | CEE Tier 2/Energy Star Clothes Washers | 0.06182% | 0 | 1.3818 | Commercial_2035_Technical_million_m3_After Competition Groups_CEE Tier 2/Energy Star Clothes Washers
Commercial | Com ¦ Drain Water Heat Recovery (DWHR) ¦ Retro | 2035 | Technical | million_m3 | After Competition Groups | 0.97848 | 0 | 0 | 2234.9689 | 0.0004378 | 38 | Commercial_2035_Technical_million_m3_After Competition Groups_38 | Drain Water Heat Recovery (DWHR) ¦ Retro | 0.04378% | 0 | 0.97848 | Commercial_2035_Technical_million_m3_After Competition Groups_Drain Water Heat Recovery (DWHR) ¦ Retro
Commercial | Com ¦ Low Flow Pre-Rinse Spray Nozzle | 2035 | Technical | million_m3 | After Competition Groups | 0.71333 | 0 | 0 | 2234.9689 | 0.00031917 | 39 | Commercial_2035_Technical_million_m3_After Competition Groups_39 | Low Flow Pre-Rinse Spray Nozzle | 0.03192% | 0 | 0.71333 | Commercial_2035_Technical_million_m3_After Competition Groups_Low Flow Pre-Rinse Spray Nozzle
Commercial | Com ¦ ENERGY STAR Steam Cooker | 2035 | Technical | million_m3 | After Competition Groups | 0.67096 | 0 | 0 | 2234.9689 | 0.00030021 | 40 | Commercial_2035_Technical_million_m3_After Competition Groups_40 | ENERGY STAR Steam Cooker | 0.03002% | 0 | 0.67096 | Commercial_2035_Technical_million_m3_After Competition Groups_ENERGY STAR Steam Cooker
Commercial | Com ¦ Drain Water Heat Recovery (DWHR) ¦New | 2035 | Technical | million_m3 | After Competition Groups | 0.6328 | 0 | 0 | 2234.9689 | 0.00028314 | 41 | Commercial_2035_Technical_million_m3_After Competition Groups_41 | Drain Water Heat Recovery (DWHR) ¦New | 0.02831% | 0 | 0.6328 | Commercial_2035_Technical_million_m3_After Competition Groups_Drain Water Heat Recovery (DWHR) ¦New
Commercial | Com ¦ Solar Water Preheat (Pools/DHW) | 2035 | Technical | million_m3 | After Competition Groups | 0.33172 | 0 | 0 | 2234.9689 | 0.00014842 | 42 | Commercial_2035_Technical_million_m3_After Competition Groups_42 | Solar Water Preheat (Pools/DHW) | 0.01484% | 0 | 0.33172 | Commercial_2035_Technical_million_m3_After Competition Groups_Solar Water Preheat (Pools/DHW)
Commercial | Com ¦ Gas Convection Oven | 2035 | Technical | million_m3 | After Competition Groups | 0.15893 | 0 | 0 | 2234.9689 | 7.1112e-05 | 43 | Commercial_2035_Technical_million_m3_After Competition Groups_43 | Gas Convection Oven | 0.007111% | 0 | 0.15893 | Commercial_2035_Technical_million_m3_After Competition Groups_Gas Convection Oven
Commercial | Com ¦ Air Curtains | 2035 | Technical | million_m3 | After Competition Groups | 0.14709 | 0 | 0 | 2234.9689 | 6.5815e-05 | 44 | Commercial_2035_Technical_million_m3_After Competition Groups_44 | Air Curtains | 0.006581% | 0 | 0.14709 | Commercial_2035_Technical_million_m3_After Competition Groups_Air Curtains
Commercial | Com ¦ Solar Preheat Make up Air | 2035 | Technical | million_m3 | After Competition Groups | 0.053496 | 0 | 0 | 2234.9689 | 2.3936e-05 | 45 | Commercial_2035_Technical_million_m3_After Competition Groups_45 | Solar Preheat Make up Air | 0.002394% | 0 | 0.053496 | Commercial_2035_Technical_million_m3_After Competition Groups_Solar Preheat Make up Air
Commercial | Com ¦ Super High Perf Glazing ¦RET | 2035 | Technical | million_m3 | After Competition Groups | 0.04834 | 0 | 0 | 2234.9689 | 2.1629e-05 | 46 | Commercial_2035_Technical_million_m3_After Competition Groups_46 | Super High Perf Glazing ¦RET | 0.002163% | 0 | 0.04834 | Commercial_2035_Technical_million_m3_After Competition Groups_Super High Perf Glazing ¦RET
Commercial | Com ¦ Super High Perf Glazing ¦New | 2035 | Technical | million_m3 | After Competition Groups | 0.031877 | 0 | 0 | 2234.9689 | 1.4263e-05 | 47 | Commercial_2035_Technical_million_m3_After Competition Groups_47 | Super High Perf Glazing ¦New | 0.001426% | 0 | 0.031877 | Commercial_2035_Technical_million_m3_After Competition Groups_Super High Perf Glazing ¦New
Commercial | Com ¦ Condensing Boiler ¦ Std | 2036 | Economic | million_m3 | After Competition Groups | 331.2317 | 0 | 0 | 2065.9989 | 0.16033 | 1 | Commercial_2036_Economic_million_m3_After Competition Groups_1 | Condensing Boiler ¦ Std | 16.03% | 0 | 331.2317 | Commercial_2036_Economic_million_m3_After Competition Groups_Condensing Boiler ¦ Std
Commercial | Com ¦ Gas Fired Rooftop Units | 2036 | Economic | million_m3 | After Competition Groups | 226.0555 | 0 | 0 | 2065.9989 | 0.10942 | 2 | Commercial_2036_Economic_million_m3_After Competition Groups_2 | Gas Fired Rooftop Units | 10.94% | 0 | 226.0555 | Commercial_2036_Economic_million_m3_After Competition Groups_Gas Fired Rooftop Units
Commercial | Com ¦ Demand Control Ventilation | 2036 | Economic | million_m3 | After Competition Groups | 209.8784 | 0 | 0 | 2065.9989 | 0.10159 | 3 | Commercial_2036_Economic_million_m3_After Competition Groups_3 | Demand Control Ventilation | 10.16% | 0 | 209.8784 | Commercial_2036_Economic_million_m3_After Competition Groups_Demand Control Ventilation
Commercial | Com ¦ Building Recommissioning, Operations and Maintenance (O&M) Improvements | 2036 | Economic | million_m3 | After Competition Groups | 208.6394 | 0 | 0 | 2065.9989 | 0.10099 | 4 | Commercial_2036_Economic_million_m3_After Competition Groups_4 | Building Recommissioning, Operations and Maintenance (O&M) Improvements | 10.1% | 0 | 208.6394 | Commercial_2036_Economic_million_m3_After Competition Groups_Building Recommissioning, Operations and Maintenance (O&M) Improvements
Commercial | Com ¦ Boilers - Advanced Controls (Steam Systems) | 2036 | Economic | million_m3 | After Competition Groups | 149.5069 | 0 | 0 | 2065.9989 | 0.072365 | 5 | Commercial_2036_Economic_million_m3_After Competition Groups_5 | Boilers - Advanced Controls (Steam Systems) | 7.237% | 0 | 149.5069 | Commercial_2036_Economic_million_m3_After Competition Groups_Boilers - Advanced Controls (Steam Systems)
Commercial | Com ¦ Adaptive Thermostats | 2036 | Economic | million_m3 | After Competition Groups | 133.9067 | 0 | 0 | 2065.9989 | 0.064814 | 6 | Commercial_2036_Economic_million_m3_After Competition Groups_6 | Adaptive Thermostats | 6.481% | 0 | 133.9067 | Commercial_2036_Economic_million_m3_After Competition Groups_Adaptive Thermostats
Commercial | Com ¦ Condensing Make Up Air Unit | 2036 | Economic | million_m3 | After Competition Groups | 114.3327 | 0 | 0 | 2065.9989 | 0.05534 | 7 | Commercial_2036_Economic_million_m3_After Competition Groups_7 | Condensing Make Up Air Unit | 5.534% | 0 | 114.3327 | Commercial_2036_Economic_million_m3_After Competition Groups_Condensing Make Up Air Unit
Commercial | Com ¦ Gas Fired Heat Pump | 2036 | Economic | million_m3 | After Competition Groups | 93.913 | 0 | 0 | 2065.9989 | 0.045456 | 8 | Commercial_2036_Economic_million_m3_After Competition Groups_8 | Gas Fired Heat Pump | 4.546% | 0 | 93.913 | Commercial_2036_Economic_million_m3_After Competition Groups_Gas Fired Heat Pump
Commercial | Com ¦ Air Handler with Dedicated Outdoor Air Systems | 2036 | Economic | million_m3 | After Competition Groups | 77.8371 | 0 | 0 | 2065.9989 | 0.037675 | 9 | Commercial_2036_Economic_million_m3_After Competition Groups_9 | Air Handler with Dedicated Outdoor Air Systems | 3.768% | 0 | 77.8371 | Commercial_2036_Economic_million_m3_After Competition Groups_Air Handler with Dedicated Outdoor Air Systems
Commercial | Com ¦ Advanced BAS/Controllers | 2036 | Economic | million_m3 | After Competition Groups | 77.0787 | 0 | 0 | 2065.9989 | 0.037308 | 10 | Commercial_2036_Economic_million_m3_After Competition Groups_10 | Advanced BAS/Controllers | 3.731% | 0 | 77.0787 | Commercial_2036_Economic_million_m3_After Competition Groups_Advanced BAS/Controllers
Commercial | Com ¦ Demand Control Kitchen Ventilation | 2036 | Economic | million_m3 | After Competition Groups | 73.6908 | 0 | 0 | 2065.9989 | 0.035668 | 11 | Commercial_2036_Economic_million_m3_After Competition Groups_11 | Demand Control Kitchen Ventilation | 3.567% | 0 | 73.6908 | Commercial_2036_Economic_million_m3_After Competition Groups_Demand Control Kitchen Ventilation
Commercial | Com ¦ Condensing Unit Heaters or other Efficient Unit Heating System | 2036 | Economic | million_m3 | After Competition Groups | 66.9987 | 0 | 0 | 2065.9989 | 0.032429 | 12 | Commercial_2036_Economic_million_m3_After Competition Groups_12 | Condensing Unit Heaters or other Efficient Unit Heating System | 3.243% | 0 | 66.9987 | Commercial_2036_Economic_million_m3_After Competition Groups_Condensing Unit Heaters or other Efficient Unit Heating System
Commercial | Com ¦ Education and Capacity Building/Energy Behavior | 2036 | Economic | million_m3 | After Competition Groups | 65.5384 | 0 | 0 | 2065.9989 | 0.031722 | 13 | Commercial_2036_Economic_million_m3_After Competition Groups_13 | Education and Capacity Building/Energy Behavior | 3.172% | 0 | 65.5384 | Commercial_2036_Economic_million_m3_After Competition Groups_Education and Capacity Building/Energy Behavior
Commercial | Com ¦ Steam System Optimization | 2036 | Economic | million_m3 | After Competition Groups | 41.8716 | 0 | 0 | 2065.9989 | 0.020267 | 14 | Commercial_2036_Economic_million_m3_After Competition Groups_14 | Steam System Optimization | 2.027% | 0 | 41.8716 | Commercial_2036_Economic_million_m3_After Competition Groups_Steam System Optimization
Commercial | Com ¦ Destratification | 2036 | Economic | million_m3 | After Competition Groups | 39.8637 | 0 | 0 | 2065.9989 | 0.019295 | 15 | Commercial_2036_Economic_million_m3_After Competition Groups_15 | Destratification | 1.93% | 0 | 39.8637 | Commercial_2036_Economic_million_m3_After Competition Groups_Destratification
Commercial | Com ¦ Furnace Tune-Up | 2036 | Economic | million_m3 | After Competition Groups | 39.4757 | 0 | 0 | 2065.9989 | 0.019107 | 16 | Commercial_2036_Economic_million_m3_After Competition Groups_16 | Furnace Tune-Up | 1.911% | 0 | 39.4757 | Commercial_2036_Economic_million_m3_After Competition Groups_Furnace Tune-Up
Commercial | Com ¦ Wall Insulation | 2036 | Economic | million_m3 | After Competition Groups | 22.0762 | 0 | 0 | 2065.9989 | 0.010686 | 17 | Commercial_2036_Economic_million_m3_After Competition Groups_17 | Wall Insulation | 1.069% | 0 | 22.0762 | Commercial_2036_Economic_million_m3_After Competition Groups_Wall Insulation
Commercial | Com ¦ Energy Efficient Laboratory Fume Hood | 2036 | Economic | million_m3 | After Competition Groups | 15.5877 | 0 | 0 | 2065.9989 | 0.0075449 | 18 | Commercial_2036_Economic_million_m3_After Competition Groups_18 | Energy Efficient Laboratory Fume Hood | 0.7545% | 0 | 15.5877 | Commercial_2036_Economic_million_m3_After Competition Groups_Energy Efficient Laboratory Fume Hood
Commercial | Com ¦ Demand controlled Circulating Systems | 2036 | Economic | million_m3 | After Competition Groups | 11.5968 | 0 | 0 | 2065.9989 | 0.0056132 | 19 | Commercial_2036_Economic_million_m3_After Competition Groups_19 | Demand controlled Circulating Systems | 0.5613% | 0 | 11.5968 | Commercial_2036_Economic_million_m3_After Competition Groups_Demand controlled Circulating Systems
Commercial | Com ¦ Infrared Heaters | 2036 | Economic | million_m3 | After Competition Groups | 9.8774 | 0 | 0 | 2065.9989 | 0.0047809 | 20 | Commercial_2036_Economic_million_m3_After Competition Groups_20 | Infrared Heaters | 0.4781% | 0 | 9.8774 | Commercial_2036_Economic_million_m3_After Competition Groups_Infrared Heaters
Commercial | Com ¦ ENERGY STAR Fryer (84% eff) | 2036 | Economic | million_m3 | After Competition Groups | 9.6947 | 0 | 0 | 2065.9989 | 0.0046925 | 21 | Commercial_2036_Economic_million_m3_After Competition Groups_21 | ENERGY STAR Fryer (84% eff) | 0.4693% | 0 | 9.6947 | Commercial_2036_Economic_million_m3_After Competition Groups_ENERGY STAR Fryer (84% eff)
Commercial | Com ¦ Duct Insulation, R8 | 2036 | Economic | million_m3 | After Competition Groups | 9.0595 | 0 | 0 | 2065.9989 | 0.004385 | 22 | Commercial_2036_Economic_million_m3_After Competition Groups_22 | Duct Insulation, R8 | 0.4385% | 0 | 9.0595 | Commercial_2036_Economic_million_m3_After Competition Groups_Duct Insulation, R8
Commercial | Com ¦ High Efficiency Underfired Broilers | 2036 | Economic | million_m3 | After Competition Groups | 8.2285 | 0 | 0 | 2065.9989 | 0.0039828 | 23 | Commercial_2036_Economic_million_m3_After Competition Groups_23 | High Efficiency Underfired Broilers | 0.3983% | 0 | 8.2285 | Commercial_2036_Economic_million_m3_After Competition Groups_High Efficiency Underfired Broilers
Commercial | Com ¦ Ozone Laundry Treatment | 2036 | Economic | million_m3 | After Competition Groups | 7.7544 | 0 | 0 | 2065.9989 | 0.0037534 | 24 | Commercial_2036_Economic_million_m3_After Competition Groups_24 | Ozone Laundry Treatment | 0.3753% | 0 | 7.7544 | Commercial_2036_Economic_million_m3_After Competition Groups_Ozone Laundry Treatment
Commercial | Com ¦ ENERGY STAR Griddle (74% eff) | 2036 | Economic | million_m3 | After Competition Groups | 6.3688 | 0 | 0 | 2065.9989 | 0.0030827 | 25 | Commercial_2036_Economic_million_m3_After Competition Groups_25 | ENERGY STAR Griddle (74% eff) | 0.3083% | 0 | 6.3688 | Commercial_2036_Economic_million_m3_After Competition Groups_ENERGY STAR Griddle (74% eff)
Commercial | Com ¦ Energy Recovery Ventilation and Ventilation (Enhanced) | 2036 | Economic | million_m3 | After Competition Groups | 4.1284 | 0 | 0 | 2065.9989 | 0.0019983 | 26 | Commercial_2036_Economic_million_m3_After Competition Groups_26 | Energy Recovery Ventilation and Ventilation (Enhanced) | 0.1998% | 0 | 4.1284 | Commercial_2036_Economic_million_m3_After Competition Groups_Energy Recovery Ventilation and Ventilation (Enhanced)
Commercial | Com ¦ ENERGY STAR Dishwasher | 2036 | Economic | million_m3 | After Competition Groups | 4.0418 | 0 | 0 | 2065.9989 | 0.0019563 | 27 | Commercial_2036_Economic_million_m3_After Competition Groups_27 | ENERGY STAR Dishwasher | 0.1956% | 0 | 4.0418 | Commercial_2036_Economic_million_m3_After Competition Groups_ENERGY STAR Dishwasher
Commercial | Com ¦ Heat Recovery Ventilator | 2036 | Economic | million_m3 | After Competition Groups | 2.4195 | 0 | 0 | 2065.9989 | 0.0011711 | 28 | Commercial_2036_Economic_million_m3_After Competition Groups_28 | Heat Recovery Ventilator | 0.1171% | 0 | 2.4195 | Commercial_2036_Economic_million_m3_After Competition Groups_Heat Recovery Ventilator
Commercial | Com ¦ CEE Tier 2/Energy Star Clothes Washers | 2036 | Economic | million_m3 | After Competition Groups | 1.4149 | 0 | 0 | 2065.9989 | 0.00068487 | 29 | Commercial_2036_Economic_million_m3_After Competition Groups_29 | CEE Tier 2/Energy Star Clothes Washers | 0.06849% | 0 | 1.4149 | Commercial_2036_Economic_million_m3_After Competition Groups_CEE Tier 2/Energy Star Clothes Washers
Commercial | Com ¦ Drain Water Heat Recovery (DWHR) ¦ Retro | 2036 | Economic | million_m3 | After Competition Groups | 0.95881 | 0 | 0 | 2065.9989 | 0.00046409 | 30 | Commercial_2036_Economic_million_m3_After Competition Groups_30 | Drain Water Heat Recovery (DWHR) ¦ Retro | 0.04641% | 0 | 0.95881 | Commercial_2036_Economic_million_m3_After Competition Groups_Drain Water Heat Recovery (DWHR) ¦ Retro
Commercial | Com ¦ Low Flow Pre-Rinse Spray Nozzle | 2036 | Economic | million_m3 | After Competition Groups | 0.71661 | 0 | 0 | 2065.9989 | 0.00034686 | 31 | Commercial_2036_Economic_million_m3_After Competition Groups_31 | Low Flow Pre-Rinse Spray Nozzle | 0.03469% | 0 | 0.71661 | Commercial_2036_Economic_million_m3_After Competition Groups_Low Flow Pre-Rinse Spray Nozzle
Commercial | Com ¦ ENERGY STAR Steam Cooker | 2036 | Economic | million_m3 | After Competition Groups | 0.69372 | 0 | 0 | 2065.9989 | 0.00033578 | 32 | Commercial_2036_Economic_million_m3_After Competition Groups_32 | ENERGY STAR Steam Cooker | 0.03358% | 0 | 0.69372 | Commercial_2036_Economic_million_m3_After Competition Groups_ENERGY STAR Steam Cooker
Commercial | Com ¦ Drain Water Heat Recovery (DWHR) ¦New | 2036 | Economic | million_m3 | After Competition Groups | 0.66519 | 0 | 0 | 2065.9989 | 0.00032197 | 33 | Commercial_2036_Economic_million_m3_After Competition Groups_33 | Drain Water Heat Recovery (DWHR) ¦New | 0.0322% | 0 | 0.66519 | Commercial_2036_Economic_million_m3_After Competition Groups_Drain Water Heat Recovery (DWHR) ¦New
Commercial | Com ¦ Gas Heat Pump Water Heater | 2036 | Economic | million_m3 | After Competition Groups | 0.41852 | 0 | 0 | 2065.9989 | 0.00020258 | 34 | Commercial_2036_Economic_million_m3_After Competition Groups_34 | Gas Heat Pump Water Heater | 0.02026% | 0 | 0.41852 | Commercial_2036_Economic_million_m3_After Competition Groups_Gas Heat Pump Water Heater
Commercial | Com ¦ Solar Water Preheat (Pools/DHW) | 2036 | Economic | million_m3 | After Competition Groups | 0.33022 | 0 | 0 | 2065.9989 | 0.00015984 | 35 | Commercial_2036_Economic_million_m3_After Competition Groups_35 | Solar Water Preheat (Pools/DHW) | 0.01598% | 0 | 0.33022 | Commercial_2036_Economic_million_m3_After Competition Groups_Solar Water Preheat (Pools/DHW)
Commercial | Com ¦ Air Curtains | 2036 | Economic | million_m3 | After Competition Groups | 0.14817 | 0 | 0 | 2065.9989 | 7.1718e-05 | 36 | Commercial_2036_Economic_million_m3_After Competition Groups_36 | Air Curtains | 0.007172% | 0 | 0.14817 | Commercial_2036_Economic_million_m3_After Competition Groups_Air Curtains
Commercial | Com ¦ Demand Control Ventilation | 2036 | SC A | million_m3 | After Competition Groups | 108.444 | 1398362.2949 | 1.3984 | 957.1394 | 0.1133 | 1 | Commercial_2036_SC A_million_m3_After Competition Groups_1 | Demand Control Ventilation | 11.33% | 1.3984 | 108.444 | Commercial_2036_SC A_million_m3_After Competition Groups_Demand Control Ventilation
Commercial | Com ¦ Adaptive Thermostats | 2036 | SC A | million_m3 | After Competition Groups | 103.871 | 1691602.1475 | 1.6916 | 957.1394 | 0.10852 | 2 | Commercial_2036_SC A_million_m3_After Competition Groups_2 | Adaptive Thermostats | 10.85% | 1.6916 | 103.871 | Commercial_2036_SC A_million_m3_After Competition Groups_Adaptive Thermostats
Commercial | Com ¦ Boilers - Advanced Controls (Steam Systems) | 2036 | SC A | million_m3 | After Competition Groups | 87.6194 | 1501973.0146 | 1.502 | 957.1394 | 0.091543 | 3 | Commercial_2036_SC A_million_m3_After Competition Groups_3 | Boilers - Advanced Controls (Steam Systems) | 9.154% | 1.502 | 87.6194 | Commercial_2036_SC A_million_m3_After Competition Groups_Boilers - Advanced Controls (Steam Systems)
Commercial | Com ¦ Gas Fired Rooftop Units | 2036 | SC A | million_m3 | After Competition Groups | 83.3796 | 2430081.1686 | 2.4301 | 957.1394 | 0.087113 | 4 | Commercial_2036_SC A_million_m3_After Competition Groups_4 | Gas Fired Rooftop Units | 8.711% | 2.4301 | 83.3796 | Commercial_2036_SC A_million_m3_After Competition Groups_Gas Fired Rooftop Units
Commercial | Com ¦ Building Recommissioning, Operations and Maintenance (O&M) Improvements | 2036 | SC A | million_m3 | After Competition Groups | 82.2754 | 375066.7166 | 0.37507 | 957.1394 | 0.08596 | 5 | Commercial_2036_SC A_million_m3_After Competition Groups_5 | Building Recommissioning, Operations and Maintenance (O&M) Improvements | 8.596% | 0.37507 | 82.2754 | Commercial_2036_SC A_million_m3_After Competition Groups_Building Recommissioning, Operations and Maintenance (O&M) Improvements
Commercial | Com ¦ Condensing Boiler ¦ Std | 2036 | SC A | million_m3 | After Competition Groups | 66.9834 | 0 | 0 | 957.1394 | 0.069983 | 6 | Commercial_2036_SC A_million_m3_After Competition Groups_6 | Condensing Boiler ¦ Std | 6.998% | 0 | 66.9834 | Commercial_2036_SC A_million_m3_After Competition Groups_Condensing Boiler ¦ Std
Commercial | Com ¦ Condensing Make Up Air Unit | 2036 | SC A | million_m3 | After Competition Groups | 58.3679 | 1464917.7345 | 1.4649 | 957.1394 | 0.060982 | 7 | Commercial_2036_SC A_million_m3_After Competition Groups_7 | Condensing Make Up Air Unit | 6.098% | 1.4649 | 58.3679 | Commercial_2036_SC A_million_m3_After Competition Groups_Condensing Make Up Air Unit
Commercial | Com ¦ Gas Fired Heat Pump | 2036 | SC A | million_m3 | After Competition Groups | 47.2987 | 890131.5687 | 0.89013 | 957.1394 | 0.049417 | 8 | Commercial_2036_SC A_million_m3_After Competition Groups_8 | Gas Fired Heat Pump | 4.942% | 0.89013 | 47.2987 | Commercial_2036_SC A_million_m3_After Competition Groups_Gas Fired Heat Pump
Commercial | Com ¦ Demand Control Kitchen Ventilation | 2036 | SC A | million_m3 | After Competition Groups | 44.706 | 983287.5641 | 0.98329 | 957.1394 | 0.046708 | 9 | Commercial_2036_SC A_million_m3_After Competition Groups_9 | Demand Control Kitchen Ventilation | 4.671% | 0.98329 | 44.706 | Commercial_2036_SC A_million_m3_After Competition Groups_Demand Control Kitchen Ventilation
Commercial | Com ¦ Air Handler with Dedicated Outdoor Air Systems | 2036 | SC A | million_m3 | After Competition Groups | 42.738 | 193614.5486 | 0.19361 | 957.1394 | 0.044652 | 10 | Commercial_2036_SC A_million_m3_After Competition Groups_10 | Air Handler with Dedicated Outdoor Air Systems | 4.465% | 0.19361 | 42.738 | Commercial_2036_SC A_million_m3_After Competition Groups_Air Handler with Dedicated Outdoor Air Systems
Commercial | Com ¦ Advanced BAS/Controllers | 2036 | SC A | million_m3 | After Competition Groups | 38.2436 | 479521.472 | 0.47952 | 957.1394 | 0.039956 | 11 | Commercial_2036_SC A_million_m3_After Competition Groups_11 | Advanced BAS/Controllers | 3.996% | 0.47952 | 38.2436 | Commercial_2036_SC A_million_m3_After Competition Groups_Advanced BAS/Controllers
Commercial | Com ¦ Steam System Optimization | 2036 | SC A | million_m3 | After Competition Groups | 35.4562 | 194089.2089 | 0.19409 | 957.1394 | 0.037044 | 12 | Commercial_2036_SC A_million_m3_After Competition Groups_12 | Steam System Optimization | 3.704% | 0.19409 | 35.4562 | Commercial_2036_SC A_million_m3_After Competition Groups_Steam System Optimization
Commercial | Com ¦ Furnace Tune-Up | 2036 | SC A | million_m3 | After Competition Groups | 33.086 | 80160.0519 | 0.08016 | 957.1394 | 0.034568 | 13 | Commercial_2036_SC A_million_m3_After Competition Groups_13 | Furnace Tune-Up | 3.457% | 0.08016 | 33.086 | Commercial_2036_SC A_million_m3_After Competition Groups_Furnace Tune-Up
Commercial | Com ¦ Destratification | 2036 | SC A | million_m3 | After Competition Groups | 32.8465 | 486646.357 | 0.48665 | 957.1394 | 0.034317 | 14 | Commercial_2036_SC A_million_m3_After Competition Groups_14 | Destratification | 3.432% | 0.48665 | 32.8465 | Commercial_2036_SC A_million_m3_After Competition Groups_Destratification
Commercial | Com ¦ Condensing Unit Heaters or other Efficient Unit Heating System | 2036 | SC A | million_m3 | After Competition Groups | 22.3642 | 230389.6496 | 0.23039 | 957.1394 | 0.023366 | 15 | Commercial_2036_SC A_million_m3_After Competition Groups_15 | Condensing Unit Heaters or other Efficient Unit Heating System | 2.337% | 0.23039 | 22.3642 | Commercial_2036_SC A_million_m3_After Competition Groups_Condensing Unit Heaters or other Efficient Unit Heating System
Commercial | Com ¦ Wall Insulation | 2036 | SC A | million_m3 | After Competition Groups | 18.392 | 254653.0815 | 0.25465 | 957.1394 | 0.019216 | 16 | Commercial_2036_SC A_million_m3_After Competition Groups_16 | Wall Insulation | 1.922% | 0.25465 | 18.392 | Commercial_2036_SC A_million_m3_After Competition Groups_Wall Insulation
Commercial | Com ¦ Education and Capacity Building/Energy Behavior | 2036 | SC A | million_m3 | After Competition Groups | 10.8637 | 8615831.9506 | 8.6158 | 957.1394 | 0.01135 | 17 | Commercial_2036_SC A_million_m3_After Competition Groups_17 | Education and Capacity Building/Energy Behavior | 1.135% | 8.6158 | 10.8637 | Commercial_2036_SC A_million_m3_After Competition Groups_Education and Capacity Building/Energy Behavior
Commercial | Com ¦ Demand controlled Circulating Systems | 2036 | SC A | million_m3 | After Competition Groups | 8.9879 | 118281.6678 | 0.11828 | 957.1394 | 0.0093904 | 18 | Commercial_2036_SC A_million_m3_After Competition Groups_18 | Demand controlled Circulating Systems | 0.939% | 0.11828 | 8.9879 | Commercial_2036_SC A_million_m3_After Competition Groups_Demand controlled Circulating Systems
Commercial | Com ¦ Duct Insulation, R8 | 2036 | SC A | million_m3 | After Competition Groups | 5.8319 | 147774.456 | 0.14777 | 957.1394 | 0.006093 | 19 | Commercial_2036_SC A_million_m3_After Competition Groups_19 | Duct Insulation, R8 | 0.6093% | 0.14777 | 5.8319 | Commercial_2036_SC A_million_m3_After Competition Groups_Duct Insulation, R8
Commercial | Com ¦ High Efficiency Underfired Broilers | 2036 | SC A | million_m3 | After Competition Groups | 5.517 | 67077.4092 | 0.067077 | 957.1394 | 0.005764 | 20 | Commercial_2036_SC A_million_m3_After Competition Groups_20 | High Efficiency Underfired Broilers | 0.5764% | 0.067077 | 5.517 | Commercial_2036_SC A_million_m3_After Competition Groups_High Efficiency Underfired Broilers
Commercial | Com ¦ ENERGY STAR Fryer (84% eff) | 2036 | SC A | million_m3 | After Competition Groups | 4.1798 | 0 | 0 | 957.1394 | 0.0043669 | 21 | Commercial_2036_SC A_million_m3_After Competition Groups_21 | ENERGY STAR Fryer (84% eff) | 0.4367% | 0 | 4.1798 | Commercial_2036_SC A_million_m3_After Competition Groups_ENERGY STAR Fryer (84% eff)
Commercial | Com ¦ Energy Efficient Laboratory Fume Hood | 2036 | SC A | million_m3 | After Competition Groups | 3.0916 | 0 | 0 | 957.1394 | 0.00323 | 22 | Commercial_2036_SC A_million_m3_After Competition Groups_22 | Energy Efficient Laboratory Fume Hood | 0.323% | 0 | 3.0916 | Commercial_2036_SC A_million_m3_After Competition Groups_Energy Efficient Laboratory Fume Hood
Commercial | Com ¦ Ozone Laundry Treatment | 2036 | SC A | million_m3 | After Competition Groups | 2.9197 | 0 | 0 | 957.1394 | 0.0030504 | 23 | Commercial_2036_SC A_million_m3_After Competition Groups_23 | Ozone Laundry Treatment | 0.305% | 0 | 2.9197 | Commercial_2036_SC A_million_m3_After Competition Groups_Ozone Laundry Treatment
Commercial | Com ¦ Infrared Heaters | 2036 | SC A | million_m3 | After Competition Groups | 2.8751 | 62272.3823 | 0.062272 | 957.1394 | 0.0030038 | 24 | Commercial_2036_SC A_million_m3_After Competition Groups_24 | Infrared Heaters | 0.3004% | 0.062272 | 2.8751 | Commercial_2036_SC A_million_m3_After Competition Groups_Infrared Heaters
Commercial | Com ¦ ENERGY STAR Dishwasher | 2036 | SC A | million_m3 | After Competition Groups | 1.7189 | 0 | 0 | 957.1394 | 0.0017959 | 25 | Commercial_2036_SC A_million_m3_After Competition Groups_25 | ENERGY STAR Dishwasher | 0.1796% | 0 | 1.7189 | Commercial_2036_SC A_million_m3_After Competition Groups_ENERGY STAR Dishwasher
Commercial | Com ¦ ENERGY STAR Griddle (74% eff) | 2036 | SC A | million_m3 | After Competition Groups | 1.4594 | 0 | 0 | 957.1394 | 0.0015248 | 26 | Commercial_2036_SC A_million_m3_After Competition Groups_26 | ENERGY STAR Griddle (74% eff) | 0.1525% | 0 | 1.4594 | Commercial_2036_SC A_million_m3_After Competition Groups_ENERGY STAR Griddle (74% eff)
Commercial | Com ¦ CEE Tier 2/Energy Star Clothes Washers | 2036 | SC A | million_m3 | After Competition Groups | 0.85144 | 0 | 0 | 957.1394 | 0.00088957 | 27 | Commercial_2036_SC A_million_m3_After Competition Groups_27 | CEE Tier 2/Energy Star Clothes Washers | 0.08896% | 0 | 0.85144 | Commercial_2036_SC A_million_m3_After Competition Groups_CEE Tier 2/Energy Star Clothes Washers
Commercial | Com ¦ Drain Water Heat Recovery (DWHR) ¦ Retro | 2036 | SC A | million_m3 | After Competition Groups | 0.82532 | 9432.928 | 0.0094329 | 957.1394 | 0.00086228 | 28 | Commercial_2036_SC A_million_m3_After Competition Groups_28 | Drain Water Heat Recovery (DWHR) ¦ Retro | 0.08623% | 0.0094329 | 0.82532 | Commercial_2036_SC A_million_m3_After Competition Groups_Drain Water Heat Recovery (DWHR) ¦ Retro
Commercial | Com ¦ Energy Recovery Ventilation and Ventilation (Enhanced) | 2036 | SC A | million_m3 | After Competition Groups | 0.62248 | 0 | 0 | 957.1394 | 0.00065036 | 29 | Commercial_2036_SC A_million_m3_After Competition Groups_29 | Energy Recovery Ventilation and Ventilation (Enhanced) | 0.06504% | 0 | 0.62248 | Commercial_2036_SC A_million_m3_After Competition Groups_Energy Recovery Ventilation and Ventilation (Enhanced)
Commercial | Com ¦ ENERGY STAR Steam Cooker | 2036 | SC A | million_m3 | After Competition Groups | 0.46872 | 5285.2242 | 0.0052852 | 957.1394 | 0.00048971 | 30 | Commercial_2036_SC A_million_m3_After Competition Groups_30 | ENERGY STAR Steam Cooker | 0.04897% | 0.0052852 | 0.46872 | Commercial_2036_SC A_million_m3_After Competition Groups_ENERGY STAR Steam Cooker
Commercial | Com ¦ Low Flow Pre-Rinse Spray Nozzle | 2036 | SC A | million_m3 | After Competition Groups | 0.39144 | 0 | 0 | 957.1394 | 0.00040897 | 31 | Commercial_2036_SC A_million_m3_After Competition Groups_31 | Low Flow Pre-Rinse Spray Nozzle | 0.0409% | 0 | 0.39144 | Commercial_2036_SC A_million_m3_After Competition Groups_Low Flow Pre-Rinse Spray Nozzle
Commercial | Com ¦ Drain Water Heat Recovery (DWHR) ¦New | 2036 | SC A | million_m3 | After Competition Groups | 0.28481 | 6571.6867 | 0.0065717 | 957.1394 | 0.00029757 | 32 | Commercial_2036_SC A_million_m3_After Competition Groups_32 | Drain Water Heat Recovery (DWHR) ¦New | 0.02976% | 0.0065717 | 0.28481 | Commercial_2036_SC A_million_m3_After Competition Groups_Drain Water Heat Recovery (DWHR) ¦New
Commercial | Com ¦ Solar Water Preheat (Pools/DHW) | 2036 | SC A | million_m3 | After Competition Groups | 0.10162 | 2618.7049 | 0.0026187 | 957.1394 | 0.00010617 | 33 | Commercial_2036_SC A_million_m3_After Competition Groups_33 | Solar Water Preheat (Pools/DHW) | 0.01062% | 0.0026187 | 0.10162 | Commercial_2036_SC A_million_m3_After Competition Groups_Solar Water Preheat (Pools/DHW)
Commercial | Com ¦ Heat Recovery Ventilator | 2036 | SC A | million_m3 | After Competition Groups | 0.07407 | 0 | 0 | 957.1394 | 7.7387e-05 | 34 | Commercial_2036_SC A_million_m3_After Competition Groups_34 | Heat Recovery Ventilator | 0.007739% | 0 | 0.07407 | Commercial_2036_SC A_million_m3_After Competition Groups_Heat Recovery Ventilator
Commercial | Com ¦ Gas Heat Pump Water Heater | 2036 | SC A | million_m3 | After Competition Groups | 0.0025926 | 0 | 0 | 957.1394 | 2.7087e-06 | 35 | Commercial_2036_SC A_million_m3_After Competition Groups_35 | Gas Heat Pump Water Heater | 0.0002709% | 0 | 0.0025926 | Commercial_2036_SC A_million_m3_After Competition Groups_Gas Heat Pump Water Heater
Commercial | Com ¦ Air Curtains | 2036 | SC A | million_m3 | After Competition Groups | 0.00019604 | 0 | 0 | 957.1394 | 2.0481e-07 | 36 | Commercial_2036_SC A_million_m3_After Competition Groups_36 | Air Curtains | 2.048e-05% | 0 | 0.00019604 | Commercial_2036_SC A_million_m3_After Competition Groups_Air Curtains
Commercial | Com ¦ Condensing Boiler ¦ Std | 2036 | SC B | million_m3 | After Competition Groups | 208.26 | 46284773.0202 | 46.2848 | 1644.9661 | 0.1266 | 1 | Commercial_2036_SC B_million_m3_After Competition Groups_1 | Condensing Boiler ¦ Std | 12.66% | 46.2848 | 208.26 | Commercial_2036_SC B_million_m3_After Competition Groups_Condensing Boiler ¦ Std
Commercial | Com ¦ Demand Control Ventilation | 2036 | SC B | million_m3 | After Competition Groups | 180.4289 | 10585103.0352 | 10.5851 | 1644.9661 | 0.10969 | 2 | Commercial_2036_SC B_million_m3_After Competition Groups_2 | Demand Control Ventilation | 10.97% | 10.5851 | 180.4289 | Commercial_2036_SC B_million_m3_After Competition Groups_Demand Control Ventilation
Commercial | Com ¦ Building Recommissioning, Operations and Maintenance (O&M) Improvements | 2036 | SC B | million_m3 | After Competition Groups | 171.1238 | 21060626.1977 | 21.0606 | 1644.9661 | 0.10403 | 3 | Commercial_2036_SC B_million_m3_After Competition Groups_3 | Building Recommissioning, Operations and Maintenance (O&M) Improvements | 10.4% | 21.0606 | 171.1238 | Commercial_2036_SC B_million_m3_After Competition Groups_Building Recommissioning, Operations and Maintenance (O&M) Improvements
Commercial | Com ¦ Adaptive Thermostats | 2036 | SC B | million_m3 | After Competition Groups | 138.9177 | 1300465.5819 | 1.3005 | 1644.9661 | 0.08445 | 4 | Commercial_2036_SC B_million_m3_After Competition Groups_4 | Adaptive Thermostats | 8.445% | 1.3005 | 138.9177 | Commercial_2036_SC B_million_m3_After Competition Groups_Adaptive Thermostats
Commercial | Com ¦ Gas Fired Rooftop Units | 2036 | SC B | million_m3 | After Competition Groups | 136.4568 | 5065685.9619 | 5.0657 | 1644.9661 | 0.082954 | 5 | Commercial_2036_SC B_million_m3_After Competition Groups_5 | Gas Fired Rooftop Units | 8.295% | 5.0657 | 136.4568 | Commercial_2036_SC B_million_m3_After Competition Groups_Gas Fired Rooftop Units
Commercial | Com ¦ Air Handler with Dedicated Outdoor Air Systems | 2036 | SC B | million_m3 | After Competition Groups | 92.532 | 2099864.5845 | 2.0999 | 1644.9661 | 0.056252 | 6 | Commercial_2036_SC B_million_m3_After Competition Groups_6 | Air Handler with Dedicated Outdoor Air Systems | 5.625% | 2.0999 | 92.532 | Commercial_2036_SC B_million_m3_After Competition Groups_Air Handler with Dedicated Outdoor Air Systems
Commercial | Com ¦ Boilers - Advanced Controls (Steam Systems) | 2036 | SC B | million_m3 | After Competition Groups | 90.033 | 3790350.8408 | 3.7904 | 1644.9661 | 0.054732 | 7 | Commercial_2036_SC B_million_m3_After Competition Groups_7 | Boilers - Advanced Controls (Steam Systems) | 5.473% | 3.7904 | 90.033 | Commercial_2036_SC B_million_m3_After Competition Groups_Boilers - Advanced Controls (Steam Systems)
Commercial | Com ¦ Condensing Make Up Air Unit | 2036 | SC B | million_m3 | After Competition Groups | 77.6 | 5396438.8684 | 5.3964 | 1644.9661 | 0.047174 | 8 | Commercial_2036_SC B_million_m3_After Competition Groups_8 | Condensing Make Up Air Unit | 4.717% | 5.3964 | 77.6 | Commercial_2036_SC B_million_m3_After Competition Groups_Condensing Make Up Air Unit
Commercial | Com ¦ Gas Fired Heat Pump | 2036 | SC B | million_m3 | After Competition Groups | 65.9828 | 5392573.3131 | 5.3926 | 1644.9661 | 0.040112 | 9 | Commercial_2036_SC B_million_m3_After Competition Groups_9 | Gas Fired Heat Pump | 4.011% | 5.3926 | 65.9828 | Commercial_2036_SC B_million_m3_After Competition Groups_Gas Fired Heat Pump
Commercial | Com ¦ Demand Control Kitchen Ventilation | 2036 | SC B | million_m3 | After Competition Groups | 63.4571 | 1534841.8999 | 1.5348 | 1644.9661 | 0.038577 | 10 | Commercial_2036_SC B_million_m3_After Competition Groups_10 | Demand Control Kitchen Ventilation | 3.858% | 1.5348 | 63.4571 | Commercial_2036_SC B_million_m3_After Competition Groups_Demand Control Kitchen Ventilation
Commercial | Com ¦ Advanced BAS/Controllers | 2036 | SC B | million_m3 | After Competition Groups | 62.3362 | 7653295.3893 | 7.6533 | 1644.9661 | 0.037895 | 11 | Commercial_2036_SC B_million_m3_After Competition Groups_11 | Advanced BAS/Controllers | 3.79% | 7.6533 | 62.3362 | Commercial_2036_SC B_million_m3_After Competition Groups_Advanced BAS/Controllers
Commercial | Com ¦ Education and Capacity Building/Energy Behavior | 2036 | SC B | million_m3 | After Competition Groups | 54.3186 | 43079159.7529 | 43.0792 | 1644.9661 | 0.033021 | 12 | Commercial_2036_SC B_million_m3_After Competition Groups_12 | Education and Capacity Building/Energy Behavior | 3.302% | 43.0792 | 54.3186 | Commercial_2036_SC B_million_m3_After Competition Groups_Education and Capacity Building/Energy Behavior
Commercial | Com ¦ Steam System Optimization | 2036 | SC B | million_m3 | After Competition Groups | 49.9189 | 38670.4686 | 0.03867 | 1644.9661 | 0.030346 | 13 | Commercial_2036_SC B_million_m3_After Competition Groups_13 | Steam System Optimization | 3.035% | 0.03867 | 49.9189 | Commercial_2036_SC B_million_m3_After Competition Groups_Steam System Optimization
Commercial | Com ¦ Destratification | 2036 | SC B | million_m3 | After Competition Groups | 49.827 | 346143.5733 | 0.34614 | 1644.9661 | 0.030291 | 14 | Commercial_2036_SC B_million_m3_After Competition Groups_14 | Destratification | 3.029% | 0.34614 | 49.827 | Commercial_2036_SC B_million_m3_After Competition Groups_Destratification
Commercial | Com ¦ Furnace Tune-Up | 2036 | SC B | million_m3 | After Competition Groups | 46.9474 | 18443.2359 | 0.018443 | 1644.9661 | 0.02854 | 15 | Commercial_2036_SC B_million_m3_After Competition Groups_15 | Furnace Tune-Up | 2.854% | 0.018443 | 46.9474 | Commercial_2036_SC B_million_m3_After Competition Groups_Furnace Tune-Up
Commercial | Com ¦ Condensing Unit Heaters or other Efficient Unit Heating System | 2036 | SC B | million_m3 | After Competition Groups | 44.2519 | 6894006.946 | 6.894 | 1644.9661 | 0.026901 | 16 | Commercial_2036_SC B_million_m3_After Competition Groups_16 | Condensing Unit Heaters or other Efficient Unit Heating System | 2.69% | 6.894 | 44.2519 | Commercial_2036_SC B_million_m3_After Competition Groups_Condensing Unit Heaters or other Efficient Unit Heating System
Commercial | Com ¦ Wall Insulation | 2036 | SC B | million_m3 | After Competition Groups | 26.3239 | 109813.7335 | 0.10981 | 1644.9661 | 0.016003 | 17 | Commercial_2036_SC B_million_m3_After Competition Groups_17 | Wall Insulation | 1.6% | 0.10981 | 26.3239 | Commercial_2036_SC B_million_m3_After Competition Groups_Wall Insulation
Commercial | Com ¦ Energy Efficient Laboratory Fume Hood | 2036 | SC B | million_m3 | After Competition Groups | 18.458 | 503238.5018 | 0.50324 | 1644.9661 | 0.011221 | 18 | Commercial_2036_SC B_million_m3_After Competition Groups_18 | Energy Efficient Laboratory Fume Hood | 1.122% | 0.50324 | 18.458 | Commercial_2036_SC B_million_m3_After Competition Groups_Energy Efficient Laboratory Fume Hood
Commercial | Com ¦ Demand controlled Circulating Systems | 2036 | SC B | million_m3 | After Competition Groups | 13.8282 | 82712.8697 | 0.082713 | 1644.9661 | 0.0084064 | 19 | Commercial_2036_SC B_million_m3_After Competition Groups_19 | Demand controlled Circulating Systems | 0.8406% | 0.082713 | 13.8282 | Commercial_2036_SC B_million_m3_After Competition Groups_Demand controlled Circulating Systems
Commercial | Com ¦ Duct Insulation, R8 | 2036 | SC B | million_m3 | After Competition Groups | 10.7872 | 145847.0536 | 0.14585 | 1644.9661 | 0.0065577 | 20 | Commercial_2036_SC B_million_m3_After Competition Groups_20 | Duct Insulation, R8 | 0.6558% | 0.14585 | 10.7872 | Commercial_2036_SC B_million_m3_After Competition Groups_Duct Insulation, R8
Commercial | Com ¦ Ozone Laundry Treatment | 2036 | SC B | million_m3 | After Competition Groups | 7.4581 | 457098.6985 | 0.4571 | 1644.9661 | 0.0045339 | 21 | Commercial_2036_SC B_million_m3_After Competition Groups_21 | Ozone Laundry Treatment | 0.4534% | 0.4571 | 7.4581 | Commercial_2036_SC B_million_m3_After Competition Groups_Ozone Laundry Treatment
Commercial | Com ¦ ENERGY STAR Fryer (84% eff) | 2036 | SC B | million_m3 | After Competition Groups | 6.7519 | 775612.4173 | 0.77561 | 1644.9661 | 0.0041046 | 22 | Commercial_2036_SC B_million_m3_After Competition Groups_22 | ENERGY STAR Fryer (84% eff) | 0.4105% | 0.77561 | 6.7519 | Commercial_2036_SC B_million_m3_After Competition Groups_ENERGY STAR Fryer (84% eff)
Commercial | Com ¦ High Efficiency Underfired Broilers | 2036 | SC B | million_m3 | After Competition Groups | 6.2806 | 185341.062 | 0.18534 | 1644.9661 | 0.0038181 | 23 | Commercial_2036_SC B_million_m3_After Competition Groups_23 | High Efficiency Underfired Broilers | 0.3818% | 0.18534 | 6.2806 | Commercial_2036_SC B_million_m3_After Competition Groups_High Efficiency Underfired Broilers
Commercial | Com ¦ Infrared Heaters | 2036 | SC B | million_m3 | After Competition Groups | 6.1083 | 971773.476 | 0.97177 | 1644.9661 | 0.0037133 | 24 | Commercial_2036_SC B_million_m3_After Competition Groups_24 | Infrared Heaters | 0.3713% | 0.97177 | 6.1083 | Commercial_2036_SC B_million_m3_After Competition Groups_Infrared Heaters
Commercial | Com ¦ ENERGY STAR Griddle (74% eff) | 2036 | SC B | million_m3 | After Competition Groups | 4.483 | 756444.7351 | 0.75644 | 1644.9661 | 0.0027253 | 25 | Commercial_2036_SC B_million_m3_After Competition Groups_25 | ENERGY STAR Griddle (74% eff) | 0.2725% | 0.75644 | 4.483 | Commercial_2036_SC B_million_m3_After Competition Groups_ENERGY STAR Griddle (74% eff)
Commercial | Com ¦ Energy Recovery Ventilation and Ventilation (Enhanced) | 2036 | SC B | million_m3 | After Competition Groups | 3.3458 | 1916575.6164 | 1.9166 | 1644.9661 | 0.002034 | 26 | Commercial_2036_SC B_million_m3_After Competition Groups_26 | Energy Recovery Ventilation and Ventilation (Enhanced) | 0.2034% | 1.9166 | 3.3458 | Commercial_2036_SC B_million_m3_After Competition Groups_Energy Recovery Ventilation and Ventilation (Enhanced)
Commercial | Com ¦ ENERGY STAR Dishwasher | 2036 | SC B | million_m3 | After Competition Groups | 2.3755 | 397645.6539 | 0.39765 | 1644.9661 | 0.0014441 | 27 | Commercial_2036_SC B_million_m3_After Competition Groups_27 | ENERGY STAR Dishwasher | 0.1444% | 0.39765 | 2.3755 | Commercial_2036_SC B_million_m3_After Competition Groups_ENERGY STAR Dishwasher
Commercial | Com ¦ Heat Recovery Ventilator | 2036 | SC B | million_m3 | After Competition Groups | 2.1079 | 531179.3463 | 0.53118 | 1644.9661 | 0.0012814 | 28 | Commercial_2036_SC B_million_m3_After Competition Groups_28 | Heat Recovery Ventilator | 0.1281% | 0.53118 | 2.1079 | Commercial_2036_SC B_million_m3_After Competition Groups_Heat Recovery Ventilator
Commercial | Com ¦ Drain Water Heat Recovery (DWHR) ¦ Retro | 2036 | SC B | million_m3 | After Competition Groups | 1.1519 | 4315.8626 | 0.0043159 | 1644.9661 | 0.00070025 | 29 | Commercial_2036_SC B_million_m3_After Competition Groups_29 | Drain Water Heat Recovery (DWHR) ¦ Retro | 0.07003% | 0.0043159 | 1.1519 | Commercial_2036_SC B_million_m3_After Competition Groups_Drain Water Heat Recovery (DWHR) ¦ Retro
Commercial | Com ¦ CEE Tier 2/Energy Star Clothes Washers | 2036 | SC B | million_m3 | After Competition Groups | 1.1497 | 60742.916 | 0.060743 | 1644.9661 | 0.00069893 | 30 | Commercial_2036_SC B_million_m3_After Competition Groups_30 | CEE Tier 2/Energy Star Clothes Washers | 0.06989% | 0.060743 | 1.1497 | Commercial_2036_SC B_million_m3_After Competition Groups_CEE Tier 2/Energy Star Clothes Washers
Commercial | Com ¦ Low Flow Pre-Rinse Spray Nozzle | 2036 | SC B | million_m3 | After Competition Groups | 0.53759 | 9062.4866 | 0.0090625 | 1644.9661 | 0.00032681 | 31 | Commercial_2036_SC B_million_m3_After Competition Groups_31 | Low Flow Pre-Rinse Spray Nozzle | 0.03268% | 0.0090625 | 0.53759 | Commercial_2036_SC B_million_m3_After Competition Groups_Low Flow Pre-Rinse Spray Nozzle
Commercial | Com ¦ ENERGY STAR Steam Cooker | 2036 | SC B | million_m3 | After Competition Groups | 0.48322 | 13787.0151 | 0.013787 | 1644.9661 | 0.00029376 | 32 | Commercial_2036_SC B_million_m3_After Competition Groups_32 | ENERGY STAR Steam Cooker | 0.02938% | 0.013787 | 0.48322 | Commercial_2036_SC B_million_m3_After Competition Groups_ENERGY STAR Steam Cooker
Commercial | Com ¦ Drain Water Heat Recovery (DWHR) ¦New | 2036 | SC B | million_m3 | After Competition Groups | 0.39717 | 20925.5457 | 0.020926 | 1644.9661 | 0.00024144 | 33 | Commercial_2036_SC B_million_m3_After Competition Groups_33 | Drain Water Heat Recovery (DWHR) ¦New | 0.02414% | 0.020926 | 0.39717 | Commercial_2036_SC B_million_m3_After Competition Groups_Drain Water Heat Recovery (DWHR) ¦New
Commercial | Com ¦ Gas Heat Pump Water Heater | 2036 | SC B | million_m3 | After Competition Groups | 0.21159 | 102742.0822 | 0.10274 | 1644.9661 | 0.00012863 | 34 | Commercial_2036_SC B_million_m3_After Competition Groups_34 | Gas Heat Pump Water Heater | 0.01286% | 0.10274 | 0.21159 | Commercial_2036_SC B_million_m3_After Competition Groups_Gas Heat Pump Water Heater
Commercial | Com ¦ Solar Water Preheat (Pools/DHW) | 2036 | SC B | million_m3 | After Competition Groups | 0.19135 | 13730.5848 | 0.013731 | 1644.9661 | 0.00011632 | 35 | Commercial_2036_SC B_million_m3_After Competition Groups_35 | Solar Water Preheat (Pools/DHW) | 0.01163% | 0.013731 | 0.19135 | Commercial_2036_SC B_million_m3_After Competition Groups_Solar Water Preheat (Pools/DHW)
Commercial | Com ¦ Air Curtains | 2036 | SC B | million_m3 | After Competition Groups | 0.143 | 14701.3919 | 0.014701 | 1644.9661 | 8.6929e-05 | 36 | Commercial_2036_SC B_million_m3_After Competition Groups_36 | Air Curtains | 0.008693% | 0.014701 | 0.143 | Commercial_2036_SC B_million_m3_After Competition Groups_Air Curtains
Commercial | Com ¦ Condensing Boiler ¦ Std | 2036 | SC C | million_m3 | After Competition Groups | 121.9047 | 19232945.7149 | 19.2329 | 1078.185 | 0.11306 | 1 | Commercial_2036_SC C_million_m3_After Competition Groups_1 | Condensing Boiler ¦ Std | 11.31% | 19.2329 | 121.9047 | Commercial_2036_SC C_million_m3_After Competition Groups_Condensing Boiler ¦ Std
Commercial | Com ¦ Demand Control Ventilation | 2036 | SC C | million_m3 | After Competition Groups | 121.7859 | 8457269.6051 | 8.4573 | 1078.185 | 0.11295 | 2 | Commercial_2036_SC C_million_m3_After Competition Groups_2 | Demand Control Ventilation | 11.3% | 8.4573 | 121.7859 | Commercial_2036_SC C_million_m3_After Competition Groups_Demand Control Ventilation
Commercial | Com ¦ Adaptive Thermostats | 2036 | SC C | million_m3 | After Competition Groups | 104.2756 | 2464682.0876 | 2.4647 | 1078.185 | 0.096714 | 3 | Commercial_2036_SC C_million_m3_After Competition Groups_3 | Adaptive Thermostats | 9.671% | 2.4647 | 104.2756 | Commercial_2036_SC C_million_m3_After Competition Groups_Adaptive Thermostats
Commercial | Com ¦ Boilers - Advanced Controls (Steam Systems) | 2036 | SC C | million_m3 | After Competition Groups | 90.0338 | 3790767.2481 | 3.7908 | 1078.185 | 0.083505 | 4 | Commercial_2036_SC C_million_m3_After Competition Groups_4 | Boilers - Advanced Controls (Steam Systems) | 8.351% | 3.7908 | 90.0338 | Commercial_2036_SC C_million_m3_After Competition Groups_Boilers - Advanced Controls (Steam Systems)
Commercial | Com ¦ Gas Fired Rooftop Units | 2036 | SC C | million_m3 | After Competition Groups | 85.2191 | 4693572.8732 | 4.6936 | 1078.185 | 0.079039 | 5 | Commercial_2036_SC C_million_m3_After Competition Groups_5 | Gas Fired Rooftop Units | 7.904% | 4.6936 | 85.2191 | Commercial_2036_SC C_million_m3_After Competition Groups_Gas Fired Rooftop Units
Commercial | Com ¦ Building Recommissioning, Operations and Maintenance (O&M) Improvements | 2036 | SC C | million_m3 | After Competition Groups | 84.8337 | 5045012.6085 | 5.045 | 1078.185 | 0.078682 | 6 | Commercial_2036_SC C_million_m3_After Competition Groups_6 | Building Recommissioning, Operations and Maintenance (O&M) Improvements | 7.868% | 5.045 | 84.8337 | Commercial_2036_SC C_million_m3_After Competition Groups_Building Recommissioning, Operations and Maintenance (O&M) Improvements
Commercial | Com ¦ Condensing Make Up Air Unit | 2036 | SC C | million_m3 | After Competition Groups | 62.7075 | 5417066.7195 | 5.4171 | 1078.185 | 0.05816 | 7 | Commercial_2036_SC C_million_m3_After Competition Groups_7 | Condensing Make Up Air Unit | 5.816% | 5.4171 | 62.7075 | Commercial_2036_SC C_million_m3_After Competition Groups_Condensing Make Up Air Unit
Commercial | Com ¦ Gas Fired Heat Pump | 2036 | SC C | million_m3 | After Competition Groups | 53.3097 | 3839593.5758 | 3.8396 | 1078.185 | 0.049444 | 8 | Commercial_2036_SC C_million_m3_After Competition Groups_8 | Gas Fired Heat Pump | 4.944% | 3.8396 | 53.3097 | Commercial_2036_SC C_million_m3_After Competition Groups_Gas Fired Heat Pump
Commercial | Com ¦ Air Handler with Dedicated Outdoor Air Systems | 2036 | SC C | million_m3 | After Competition Groups | 52.7461 | 4133309.7637 | 4.1333 | 1078.185 | 0.048921 | 9 | Commercial_2036_SC C_million_m3_After Competition Groups_9 | Air Handler with Dedicated Outdoor Air Systems | 4.892% | 4.1333 | 52.7461 | Commercial_2036_SC C_million_m3_After Competition Groups_Air Handler with Dedicated Outdoor Air Systems
Commercial | Com ¦ Demand Control Kitchen Ventilation | 2036 | SC C | million_m3 | After Competition Groups | 46.681 | 2750304.4134 | 2.7503 | 1078.185 | 0.043296 | 10 | Commercial_2036_SC C_million_m3_After Competition Groups_10 | Demand Control Kitchen Ventilation | 4.33% | 2.7503 | 46.681 | Commercial_2036_SC C_million_m3_After Competition Groups_Demand Control Kitchen Ventilation
Commercial | Com ¦ Advanced BAS/Controllers | 2036 | SC C | million_m3 | After Competition Groups | 39.7173 | 2819921.723 | 2.8199 | 1078.185 | 0.036837 | 11 | Commercial_2036_SC C_million_m3_After Competition Groups_11 | Advanced BAS/Controllers | 3.684% | 2.8199 | 39.7173 | Commercial_2036_SC C_million_m3_After Competition Groups_Advanced BAS/Controllers
Commercial | Com ¦ Steam System Optimization | 2036 | SC C | million_m3 | After Competition Groups | 35.4562 | 194089.2089 | 0.19409 | 1078.185 | 0.032885 | 12 | Commercial_2036_SC C_million_m3_After Competition Groups_12 | Steam System Optimization | 3.289% | 0.19409 | 35.4562 | Commercial_2036_SC C_million_m3_After Competition Groups_Steam System Optimization
Commercial | Com ¦ Destratification | 2036 | SC C | million_m3 | After Competition Groups | 34.9634 | 1629050.7526 | 1.6291 | 1078.185 | 0.032428 | 13 | Commercial_2036_SC C_million_m3_After Competition Groups_13 | Destratification | 3.243% | 1.6291 | 34.9634 | Commercial_2036_SC C_million_m3_After Competition Groups_Destratification
Commercial | Com ¦ Furnace Tune-Up | 2036 | SC C | million_m3 | After Competition Groups | 33.0901 | 88715.2444 | 0.088715 | 1078.185 | 0.030691 | 14 | Commercial_2036_SC C_million_m3_After Competition Groups_14 | Furnace Tune-Up | 3.069% | 0.088715 | 33.0901 | Commercial_2036_SC C_million_m3_After Competition Groups_Furnace Tune-Up
Commercial | Com ¦ Condensing Unit Heaters or other Efficient Unit Heating System | 2036 | SC C | million_m3 | After Competition Groups | 29.6006 | 3590897.4453 | 3.5909 | 1078.185 | 0.027454 | 15 | Commercial_2036_SC C_million_m3_After Competition Groups_15 | Condensing Unit Heaters or other Efficient Unit Heating System | 2.745% | 3.5909 | 29.6006 | Commercial_2036_SC C_million_m3_After Competition Groups_Condensing Unit Heaters or other Efficient Unit Heating System
Commercial | Com ¦ Wall Insulation | 2036 | SC C | million_m3 | After Competition Groups | 18.7111 | 553365.3224 | 0.55337 | 1078.185 | 0.017354 | 16 | Commercial_2036_SC C_million_m3_After Competition Groups_16 | Wall Insulation | 1.735% | 0.55337 | 18.7111 | Commercial_2036_SC C_million_m3_After Competition Groups_Wall Insulation
Commercial | Com ¦ Education and Capacity Building/Energy Behavior | 2036 | SC C | million_m3 | After Competition Groups | 10.8637 | 8615831.9506 | 8.6158 | 1078.185 | 0.010076 | 17 | Commercial_2036_SC C_million_m3_After Competition Groups_17 | Education and Capacity Building/Energy Behavior | 1.008% | 8.6158 | 10.8637 | Commercial_2036_SC C_million_m3_After Competition Groups_Education and Capacity Building/Energy Behavior
Commercial | Com ¦ Demand controlled Circulating Systems | 2036 | SC C | million_m3 | After Competition Groups | 9.5183 | 329690.9969 | 0.32969 | 1078.185 | 0.0088281 | 18 | Commercial_2036_SC C_million_m3_After Competition Groups_18 | Demand controlled Circulating Systems | 0.8828% | 0.32969 | 9.5183 | Commercial_2036_SC C_million_m3_After Competition Groups_Demand controlled Circulating Systems
Commercial | Com ¦ Duct Insulation, R8 | 2036 | SC C | million_m3 | After Competition Groups | 7.2042 | 575738.1007 | 0.57574 | 1078.185 | 0.0066818 | 19 | Commercial_2036_SC C_million_m3_After Competition Groups_19 | Duct Insulation, R8 | 0.6682% | 0.57574 | 7.2042 | Commercial_2036_SC C_million_m3_After Competition Groups_Duct Insulation, R8
Commercial | Com ¦ Energy Efficient Laboratory Fume Hood | 2036 | SC C | million_m3 | After Competition Groups | 7.0378 | 747979.1456 | 0.74798 | 1078.185 | 0.0065275 | 20 | Commercial_2036_SC C_million_m3_After Competition Groups_20 | Energy Efficient Laboratory Fume Hood | 0.6527% | 0.74798 | 7.0378 | Commercial_2036_SC C_million_m3_After Competition Groups_Energy Efficient Laboratory Fume Hood
Commercial | Com ¦ High Efficiency Underfired Broilers | 2036 | SC C | million_m3 | After Competition Groups | 5.7413 | 198004.752 | 0.198 | 1078.185 | 0.0053249 | 21 | Commercial_2036_SC C_million_m3_After Competition Groups_21 | High Efficiency Underfired Broilers | 0.5325% | 0.198 | 5.7413 | Commercial_2036_SC C_million_m3_After Competition Groups_High Efficiency Underfired Broilers
Commercial | Com ¦ ENERGY STAR Fryer (84% eff) | 2036 | SC C | million_m3 | After Competition Groups | 5.4587 | 317732.8691 | 0.31773 | 1078.185 | 0.0050629 | 22 | Commercial_2036_SC C_million_m3_After Competition Groups_22 | ENERGY STAR Fryer (84% eff) | 0.5063% | 0.31773 | 5.4587 | Commercial_2036_SC C_million_m3_After Competition Groups_ENERGY STAR Fryer (84% eff)
Commercial | Com ¦ Ozone Laundry Treatment | 2036 | SC C | million_m3 | After Competition Groups | 4.3066 | 403204.3504 | 0.4032 | 1078.185 | 0.0039943 | 23 | Commercial_2036_SC C_million_m3_After Competition Groups_23 | Ozone Laundry Treatment | 0.3994% | 0.4032 | 4.3066 | Commercial_2036_SC C_million_m3_After Competition Groups_Ozone Laundry Treatment
Commercial | Com ¦ Infrared Heaters | 2036 | SC C | million_m3 | After Competition Groups | 3.7634 | 543717.2602 | 0.54372 | 1078.185 | 0.0034905 | 24 | Commercial_2036_SC C_million_m3_After Competition Groups_24 | Infrared Heaters | 0.3491% | 0.54372 | 3.7634 | Commercial_2036_SC C_million_m3_After Competition Groups_Infrared Heaters
Commercial | Com ¦ ENERGY STAR Griddle (74% eff) | 2036 | SC C | million_m3 | After Competition Groups | 2.6722 | 161695.2348 | 0.1617 | 1078.185 | 0.0024785 | 25 | Commercial_2036_SC C_million_m3_After Competition Groups_25 | ENERGY STAR Griddle (74% eff) | 0.2478% | 0.1617 | 2.6722 | Commercial_2036_SC C_million_m3_After Competition Groups_ENERGY STAR Griddle (74% eff)
Commercial | Com ¦ ENERGY STAR Dishwasher | 2036 | SC C | million_m3 | After Competition Groups | 2.0596 | 169168.6637 | 0.16917 | 1078.185 | 0.0019103 | 26 | Commercial_2036_SC C_million_m3_After Competition Groups_26 | ENERGY STAR Dishwasher | 0.191% | 0.16917 | 2.0596 | Commercial_2036_SC C_million_m3_After Competition Groups_ENERGY STAR Dishwasher
Commercial | Com ¦ Energy Recovery Ventilation and Ventilation (Enhanced) | 2036 | SC C | million_m3 | After Competition Groups | 1.1104 | 174748.1858 | 0.17475 | 1078.185 | 0.0010299 | 27 | Commercial_2036_SC C_million_m3_After Competition Groups_27 | Energy Recovery Ventilation and Ventilation (Enhanced) | 0.103% | 0.17475 | 1.1104 | Commercial_2036_SC C_million_m3_After Competition Groups_Energy Recovery Ventilation and Ventilation (Enhanced)
Commercial | Com ¦ CEE Tier 2/Energy Star Clothes Washers | 2036 | SC C | million_m3 | After Competition Groups | 0.98135 | 33823.027 | 0.033823 | 1078.185 | 0.00091018 | 28 | Commercial_2036_SC C_million_m3_After Competition Groups_28 | CEE Tier 2/Energy Star Clothes Washers | 0.09102% | 0.033823 | 0.98135 | Commercial_2036_SC C_million_m3_After Competition Groups_CEE Tier 2/Energy Star Clothes Washers
Commercial | Com ¦ Drain Water Heat Recovery (DWHR) ¦ Retro | 2036 | SC C | million_m3 | After Competition Groups | 0.83821 | 25178.9515 | 0.025179 | 1078.185 | 0.00077743 | 29 | Commercial_2036_SC C_million_m3_After Competition Groups_29 | Drain Water Heat Recovery (DWHR) ¦ Retro | 0.07774% | 0.025179 | 0.83821 | Commercial_2036_SC C_million_m3_After Competition Groups_Drain Water Heat Recovery (DWHR) ¦ Retro
Commercial | Com ¦ ENERGY STAR Steam Cooker | 2036 | SC C | million_m3 | After Competition Groups | 0.48323 | 13788.4794 | 0.013788 | 1078.185 | 0.00044818 | 30 | Commercial_2036_SC C_million_m3_After Competition Groups_30 | ENERGY STAR Steam Cooker | 0.04482% | 0.013788 | 0.48323 | Commercial_2036_SC C_million_m3_After Competition Groups_ENERGY STAR Steam Cooker
Commercial | Com ¦ Low Flow Pre-Rinse Spray Nozzle | 2036 | SC C | million_m3 | After Competition Groups | 0.43624 | 7299.8802 | 0.0072999 | 1078.185 | 0.0004046 | 31 | Commercial_2036_SC C_million_m3_After Competition Groups_31 | Low Flow Pre-Rinse Spray Nozzle | 0.04046% | 0.0072999 | 0.43624 | Commercial_2036_SC C_million_m3_After Competition Groups_Low Flow Pre-Rinse Spray Nozzle
Commercial | Com ¦ Drain Water Heat Recovery (DWHR) ¦New | 2036 | SC C | million_m3 | After Competition Groups | 0.29062 | 18258.0573 | 0.018258 | 1078.185 | 0.00026955 | 32 | Commercial_2036_SC C_million_m3_After Competition Groups_32 | Drain Water Heat Recovery (DWHR) ¦New | 0.02695% | 0.018258 | 0.29062 | Commercial_2036_SC C_million_m3_After Competition Groups_Drain Water Heat Recovery (DWHR) ¦New
Commercial | Com ¦ Heat Recovery Ventilator | 2036 | SC C | million_m3 | After Competition Groups | 0.26161 | 28612.6024 | 0.028613 | 1078.185 | 0.00024264 | 33 | Commercial_2036_SC C_million_m3_After Competition Groups_33 | Heat Recovery Ventilator | 0.02426% | 0.028613 | 0.26161 | Commercial_2036_SC C_million_m3_After Competition Groups_Heat Recovery Ventilator
Commercial | Com ¦ Solar Water Preheat (Pools/DHW) | 2036 | SC C | million_m3 | After Competition Groups | 0.11055 | 10267.1421 | 0.010267 | 1078.185 | 0.00010253 | 34 | Commercial_2036_SC C_million_m3_After Competition Groups_34 | Solar Water Preheat (Pools/DHW) | 0.01025% | 0.010267 | 0.11055 | Commercial_2036_SC C_million_m3_After Competition Groups_Solar Water Preheat (Pools/DHW)
Commercial | Com ¦ Gas Heat Pump Water Heater | 2036 | SC C | million_m3 | After Competition Groups | 0.0099899 | 1801.781 | 0.0018018 | 1078.185 | 9.2655e-06 | 35 | Commercial_2036_SC C_million_m3_After Competition Groups_35 | Gas Heat Pump Water Heater | 0.0009265% | 0.0018018 | 0.0099899 | Commercial_2036_SC C_million_m3_After Competition Groups_Gas Heat Pump Water Heater
Commercial | Com ¦ Air Curtains | 2036 | SC C | million_m3 | After Competition Groups | 0.00086146 | 174.4062 | 0.00017441 | 1078.185 | 7.9899e-07 | 36 | Commercial_2036_SC C_million_m3_After Competition Groups_36 | Air Curtains | 7.99e-05% | 0.00017441 | 0.00086146 | Commercial_2036_SC C_million_m3_After Competition Groups_Air Curtains
Commercial | Com ¦ Condensing Boiler ¦ Std | 2036 | Technical | million_m3 | After Competition Groups | 331.2317 | 0 | 0 | 2267.6617 | 0.14607 | 1 | Commercial_2036_Technical_million_m3_After Competition Groups_1 | Condensing Boiler ¦ Std | 14.61% | 0 | 331.2317 | Commercial_2036_Technical_million_m3_After Competition Groups_Condensing Boiler ¦ Std
Commercial | Com ¦ Gas Fired Rooftop Units | 2036 | Technical | million_m3 | After Competition Groups | 226.0555 | 0 | 0 | 2267.6617 | 0.099687 | 2 | Commercial_2036_Technical_million_m3_After Competition Groups_2 | Gas Fired Rooftop Units | 9.969% | 0 | 226.0555 | Commercial_2036_Technical_million_m3_After Competition Groups_Gas Fired Rooftop Units
Commercial | Com ¦ Demand Control Ventilation | 2036 | Technical | million_m3 | After Competition Groups | 218.1524 | 0 | 0 | 2267.6617 | 0.096201 | 3 | Commercial_2036_Technical_million_m3_After Competition Groups_3 | Demand Control Ventilation | 9.62% | 0 | 218.1524 | Commercial_2036_Technical_million_m3_After Competition Groups_Demand Control Ventilation
Commercial | Com ¦ Building Recommissioning, Operations and Maintenance (O&M) Improvements | 2036 | Technical | million_m3 | After Competition Groups | 208.6394 | 0 | 0 | 2267.6617 | 0.092006 | 4 | Commercial_2036_Technical_million_m3_After Competition Groups_4 | Building Recommissioning, Operations and Maintenance (O&M) Improvements | 9.201% | 0 | 208.6394 | Commercial_2036_Technical_million_m3_After Competition Groups_Building Recommissioning, Operations and Maintenance (O&M) Improvements
Commercial | Com ¦ Boilers - Advanced Controls (Steam Systems) | 2036 | Technical | million_m3 | After Competition Groups | 149.5069 | 0 | 0 | 2267.6617 | 0.06593 | 5 | Commercial_2036_Technical_million_m3_After Competition Groups_5 | Boilers - Advanced Controls (Steam Systems) | 6.593% | 0 | 149.5069 | Commercial_2036_Technical_million_m3_After Competition Groups_Boilers - Advanced Controls (Steam Systems)
Commercial | Com ¦ Adaptive Thermostats | 2036 | Technical | million_m3 | After Competition Groups | 133.9067 | 0 | 0 | 2267.6617 | 0.059051 | 6 | Commercial_2036_Technical_million_m3_After Competition Groups_6 | Adaptive Thermostats | 5.905% | 0 | 133.9067 | Commercial_2036_Technical_million_m3_After Competition Groups_Adaptive Thermostats
Commercial | Com ¦ Condensing Make Up Air Unit | 2036 | Technical | million_m3 | After Competition Groups | 114.3327 | 0 | 0 | 2267.6617 | 0.050419 | 7 | Commercial_2036_Technical_million_m3_After Competition Groups_7 | Condensing Make Up Air Unit | 5.042% | 0 | 114.3327 | Commercial_2036_Technical_million_m3_After Competition Groups_Condensing Make Up Air Unit
Commercial | Com ¦ Gas Fired Heat Pump | 2036 | Technical | million_m3 | After Competition Groups | 94.7012 | 0 | 0 | 2267.6617 | 0.041762 | 8 | Commercial_2036_Technical_million_m3_After Competition Groups_8 | Gas Fired Heat Pump | 4.176% | 0 | 94.7012 | Commercial_2036_Technical_million_m3_After Competition Groups_Gas Fired Heat Pump
Commercial | Com ¦ Air Handler with Dedicated Outdoor Air Systems | 2036 | Technical | million_m3 | After Competition Groups | 77.8371 | 0 | 0 | 2267.6617 | 0.034325 | 9 | Commercial_2036_Technical_million_m3_After Competition Groups_9 | Air Handler with Dedicated Outdoor Air Systems | 3.432% | 0 | 77.8371 | Commercial_2036_Technical_million_m3_After Competition Groups_Air Handler with Dedicated Outdoor Air Systems
Commercial | Com ¦ Advanced BAS/Controllers | 2036 | Technical | million_m3 | After Competition Groups | 77.0787 | 0 | 0 | 2267.6617 | 0.03399 | 10 | Commercial_2036_Technical_million_m3_After Competition Groups_10 | Advanced BAS/Controllers | 3.399% | 0 | 77.0787 | Commercial_2036_Technical_million_m3_After Competition Groups_Advanced BAS/Controllers
Commercial | Com ¦ Demand Control Kitchen Ventilation | 2036 | Technical | million_m3 | After Competition Groups | 73.6908 | 0 | 0 | 2267.6617 | 0.032496 | 11 | Commercial_2036_Technical_million_m3_After Competition Groups_11 | Demand Control Kitchen Ventilation | 3.25% | 0 | 73.6908 | Commercial_2036_Technical_million_m3_After Competition Groups_Demand Control Kitchen Ventilation
Commercial | Com ¦ Condensing Unit Heaters or other Efficient Unit Heating System | 2036 | Technical | million_m3 | After Competition Groups | 66.9987 | 0 | 0 | 2267.6617 | 0.029545 | 12 | Commercial_2036_Technical_million_m3_After Competition Groups_12 | Condensing Unit Heaters or other Efficient Unit Heating System | 2.955% | 0 | 66.9987 | Commercial_2036_Technical_million_m3_After Competition Groups_Condensing Unit Heaters or other Efficient Unit Heating System
Commercial | Com ¦ Energy Recovery Ventilation and Ventilation (Enhanced) | 2036 | Technical | million_m3 | After Competition Groups | 66.6638 | 0 | 0 | 2267.6617 | 0.029398 | 13 | Commercial_2036_Technical_million_m3_After Competition Groups_13 | Energy Recovery Ventilation and Ventilation (Enhanced) | 2.94% | 0 | 66.6638 | Commercial_2036_Technical_million_m3_After Competition Groups_Energy Recovery Ventilation and Ventilation (Enhanced)
Commercial | Com ¦ Education and Capacity Building/Energy Behavior | 2036 | Technical | million_m3 | After Competition Groups | 66.2954 | 0 | 0 | 2267.6617 | 0.029235 | 14 | Commercial_2036_Technical_million_m3_After Competition Groups_14 | Education and Capacity Building/Energy Behavior | 2.924% | 0 | 66.2954 | Commercial_2036_Technical_million_m3_After Competition Groups_Education and Capacity Building/Energy Behavior
Commercial | Com ¦ Steam System Optimization | 2036 | Technical | million_m3 | After Competition Groups | 41.8716 | 0 | 0 | 2267.6617 | 0.018465 | 15 | Commercial_2036_Technical_million_m3_After Competition Groups_15 | Steam System Optimization | 1.846% | 0 | 41.8716 | Commercial_2036_Technical_million_m3_After Competition Groups_Steam System Optimization
Commercial | Com ¦ Destratification | 2036 | Technical | million_m3 | After Competition Groups | 39.8637 | 0 | 0 | 2267.6617 | 0.017579 | 16 | Commercial_2036_Technical_million_m3_After Competition Groups_16 | Destratification | 1.758% | 0 | 39.8637 | Commercial_2036_Technical_million_m3_After Competition Groups_Destratification
Commercial | Com ¦ Furnace Tune-Up | 2036 | Technical | million_m3 | After Competition Groups | 39.4757 | 0 | 0 | 2267.6617 | 0.017408 | 17 | Commercial_2036_Technical_million_m3_After Competition Groups_17 | Furnace Tune-Up | 1.741% | 0 | 39.4757 | Commercial_2036_Technical_million_m3_After Competition Groups_Furnace Tune-Up
Commercial | Com ¦ Heat Recovery Ventilator | 2036 | Technical | million_m3 | After Competition Groups | 29.0562 | 0 | 0 | 2267.6617 | 0.012813 | 18 | Commercial_2036_Technical_million_m3_After Competition Groups_18 | Heat Recovery Ventilator | 1.281% | 0 | 29.0562 | Commercial_2036_Technical_million_m3_After Competition Groups_Heat Recovery Ventilator
Commercial | Com ¦ High Efficiency Condensing Furnace AFUE 95% from 80% code | 2036 | Technical | million_m3 | After Competition Groups | 28.9982 | 0 | 0 | 2267.6617 | 0.012788 | 19 | Commercial_2036_Technical_million_m3_After Competition Groups_19 | High Efficiency Condensing Furnace AFUE 95% from 80% code | 1.279% | 0 | 28.9982 | Commercial_2036_Technical_million_m3_After Competition Groups_High Efficiency Condensing Furnace AFUE 95% from 80% code
Commercial | Com ¦ Super-High Efficiency Furnaces (Emerging Tech) | 2036 | Technical | million_m3 | After Competition Groups | 28.599 | 0 | 0 | 2267.6617 | 0.012612 | 20 | Commercial_2036_Technical_million_m3_After Competition Groups_20 | Super-High Efficiency Furnaces (Emerging Tech) | 1.261% | 0 | 28.599 | Commercial_2036_Technical_million_m3_After Competition Groups_Super-High Efficiency Furnaces (Emerging Tech)
Commercial | Com ¦ Wall Insulation | 2036 | Technical | million_m3 | After Competition Groups | 22.0762 | 0 | 0 | 2267.6617 | 0.0097352 | 21 | Commercial_2036_Technical_million_m3_After Competition Groups_21 | Wall Insulation | 0.9735% | 0 | 22.0762 | Commercial_2036_Technical_million_m3_After Competition Groups_Wall Insulation
Commercial | Com ¦ Boiler Measures | 2036 | Technical | million_m3 | After Competition Groups | 17.8401 | 0 | 0 | 2267.6617 | 0.0078672 | 22 | Commercial_2036_Technical_million_m3_After Competition Groups_22 | Boiler Measures | 0.7867% | 0 | 17.8401 | Commercial_2036_Technical_million_m3_After Competition Groups_Boiler Measures
Commercial | Com ¦ Energy Efficient Laboratory Fume Hood | 2036 | Technical | million_m3 | After Competition Groups | 15.5877 | 0 | 0 | 2267.6617 | 0.0068739 | 23 | Commercial_2036_Technical_million_m3_After Competition Groups_23 | Energy Efficient Laboratory Fume Hood | 0.6874% | 0 | 15.5877 | Commercial_2036_Technical_million_m3_After Competition Groups_Energy Efficient Laboratory Fume Hood
Commercial | Com ¦ Demand controlled Circulating Systems | 2036 | Technical | million_m3 | After Competition Groups | 11.5968 | 0 | 0 | 2267.6617 | 0.005114 | 24 | Commercial_2036_Technical_million_m3_After Competition Groups_24 | Demand controlled Circulating Systems | 0.5114% | 0 | 11.5968 | Commercial_2036_Technical_million_m3_After Competition Groups_Demand controlled Circulating Systems
Commercial | Com ¦ Infrared Heaters | 2036 | Technical | million_m3 | After Competition Groups | 9.9066 | 0 | 0 | 2267.6617 | 0.0043687 | 25 | Commercial_2036_Technical_million_m3_After Competition Groups_25 | Infrared Heaters | 0.4369% | 0 | 9.9066 | Commercial_2036_Technical_million_m3_After Competition Groups_Infrared Heaters
Commercial | Com ¦ ENERGY STAR Fryer (84% eff) | 2036 | Technical | million_m3 | After Competition Groups | 9.6947 | 0 | 0 | 2267.6617 | 0.0042752 | 26 | Commercial_2036_Technical_million_m3_After Competition Groups_26 | ENERGY STAR Fryer (84% eff) | 0.4275% | 0 | 9.6947 | Commercial_2036_Technical_million_m3_After Competition Groups_ENERGY STAR Fryer (84% eff)
Commercial | Com ¦ Roof Insulation/Ceiling Insulation (R25 Code to R35) | 2036 | Technical | million_m3 | After Competition Groups | 9.1639 | 0 | 0 | 2267.6617 | 0.0040411 | 27 | Commercial_2036_Technical_million_m3_After Competition Groups_27 | Roof Insulation/Ceiling Insulation (R25 Code to R35) | 0.4041% | 0 | 9.1639 | Commercial_2036_Technical_million_m3_After Competition Groups_Roof Insulation/Ceiling Insulation (R25 Code to R35)
Commercial | Com ¦ Duct Insulation, R8 | 2036 | Technical | million_m3 | After Competition Groups | 9.0595 | 0 | 0 | 2267.6617 | 0.0039951 | 28 | Commercial_2036_Technical_million_m3_After Competition Groups_28 | Duct Insulation, R8 | 0.3995% | 0 | 9.0595 | Commercial_2036_Technical_million_m3_After Competition Groups_Duct Insulation, R8
Commercial | Com ¦ Condensing Storage Water Heater | 2036 | Technical | million_m3 | After Competition Groups | 8.6006 | 0 | 0 | 2267.6617 | 0.0037927 | 29 | Commercial_2036_Technical_million_m3_After Competition Groups_29 | Condensing Storage Water Heater | 0.3793% | 0 | 8.6006 | Commercial_2036_Technical_million_m3_After Competition Groups_Condensing Storage Water Heater
Commercial | Com ¦ High Efficiency Underfired Broilers | 2036 | Technical | million_m3 | After Competition Groups | 8.2285 | 0 | 0 | 2267.6617 | 0.0036286 | 30 | Commercial_2036_Technical_million_m3_After Competition Groups_30 | High Efficiency Underfired Broilers | 0.3629% | 0 | 8.2285 | Commercial_2036_Technical_million_m3_After Competition Groups_High Efficiency Underfired Broilers
Commercial | Com ¦ Ozone Laundry Treatment | 2036 | Technical | million_m3 | After Competition Groups | 7.7544 | 0 | 0 | 2267.6617 | 0.0034196 | 31 | Commercial_2036_Technical_million_m3_After Competition Groups_31 | Ozone Laundry Treatment | 0.342% | 0 | 7.7544 | Commercial_2036_Technical_million_m3_After Competition Groups_Ozone Laundry Treatment
Commercial | Com ¦ ENERGY STAR Griddle (74% eff) | 2036 | Technical | million_m3 | After Competition Groups | 6.3688 | 0 | 0 | 2267.6617 | 0.0028085 | 32 | Commercial_2036_Technical_million_m3_After Competition Groups_32 | ENERGY STAR Griddle (74% eff) | 0.2809% | 0 | 6.3688 | Commercial_2036_Technical_million_m3_After Competition Groups_ENERGY STAR Griddle (74% eff)
Commercial | Com ¦ ENERGY STAR Dishwasher | 2036 | Technical | million_m3 | After Competition Groups | 4.0418 | 0 | 0 | 2267.6617 | 0.0017824 | 33 | Commercial_2036_Technical_million_m3_After Competition Groups_33 | ENERGY STAR Dishwasher | 0.1782% | 0 | 4.0418 | Commercial_2036_Technical_million_m3_After Competition Groups_ENERGY STAR Dishwasher
Commercial | Com ¦ HOTEL OCCUPANCY CONTROLS (HVAC + LIGHTING) | 2036 | Technical | million_m3 | After Competition Groups | 3.8566 | 0 | 0 | 2267.6617 | 0.0017007 | 34 | Commercial_2036_Technical_million_m3_After Competition Groups_34 | HOTEL OCCUPANCY CONTROLS (HVAC + LIGHTING) | 0.1701% | 0 | 3.8566 | Commercial_2036_Technical_million_m3_After Competition Groups_HOTEL OCCUPANCY CONTROLS (HVAC + LIGHTING)
Commercial | Com ¦ Ice Rink Heat Recovery | 2036 | Technical | million_m3 | After Competition Groups | 2.912 | 0 | 0 | 2267.6617 | 0.0012841 | 35 | Commercial_2036_Technical_million_m3_After Competition Groups_35 | Ice Rink Heat Recovery | 0.1284% | 0 | 2.912 | Commercial_2036_Technical_million_m3_After Competition Groups_Ice Rink Heat Recovery
Commercial | Com ¦ Dock Door Seals | 2036 | Technical | million_m3 | After Competition Groups | 2.7789 | 0 | 0 | 2267.6617 | 0.0012254 | 36 | Commercial_2036_Technical_million_m3_After Competition Groups_36 | Dock Door Seals | 0.1225% | 0 | 2.7789 | Commercial_2036_Technical_million_m3_After Competition Groups_Dock Door Seals
Commercial | Com ¦ CEE Tier 2/Energy Star Clothes Washers | 2036 | Technical | million_m3 | After Competition Groups | 1.4149 | 0 | 0 | 2267.6617 | 0.00062396 | 37 | Commercial_2036_Technical_million_m3_After Competition Groups_37 | CEE Tier 2/Energy Star Clothes Washers | 0.0624% | 0 | 1.4149 | Commercial_2036_Technical_million_m3_After Competition Groups_CEE Tier 2/Energy Star Clothes Washers
Commercial | Com ¦ Drain Water Heat Recovery (DWHR) ¦ Retro | 2036 | Technical | million_m3 | After Competition Groups | 0.95881 | 0 | 0 | 2267.6617 | 0.00042282 | 38 | Commercial_2036_Technical_million_m3_After Competition Groups_38 | Drain Water Heat Recovery (DWHR) ¦ Retro | 0.04228% | 0 | 0.95881 | Commercial_2036_Technical_million_m3_After Competition Groups_Drain Water Heat Recovery (DWHR) ¦ Retro
Commercial | Com ¦ Low Flow Pre-Rinse Spray Nozzle | 2036 | Technical | million_m3 | After Competition Groups | 0.71661 | 0 | 0 | 2267.6617 | 0.00031601 | 39 | Commercial_2036_Technical_million_m3_After Competition Groups_39 | Low Flow Pre-Rinse Spray Nozzle | 0.0316% | 0 | 0.71661 | Commercial_2036_Technical_million_m3_After Competition Groups_Low Flow Pre-Rinse Spray Nozzle
Commercial | Com ¦ ENERGY STAR Steam Cooker | 2036 | Technical | million_m3 | After Competition Groups | 0.69372 | 0 | 0 | 2267.6617 | 0.00030592 | 40 | Commercial_2036_Technical_million_m3_After Competition Groups_40 | ENERGY STAR Steam Cooker | 0.03059% | 0 | 0.69372 | Commercial_2036_Technical_million_m3_After Competition Groups_ENERGY STAR Steam Cooker
Commercial | Com ¦ Drain Water Heat Recovery (DWHR) ¦New | 2036 | Technical | million_m3 | After Competition Groups | 0.66519 | 0 | 0 | 2267.6617 | 0.00029334 | 41 | Commercial_2036_Technical_million_m3_After Competition Groups_41 | Drain Water Heat Recovery (DWHR) ¦New | 0.02933% | 0 | 0.66519 | Commercial_2036_Technical_million_m3_After Competition Groups_Drain Water Heat Recovery (DWHR) ¦New
Commercial | Com ¦ Solar Water Preheat (Pools/DHW) | 2036 | Technical | million_m3 | After Competition Groups | 0.34412 | 0 | 0 | 2267.6617 | 0.00015175 | 42 | Commercial_2036_Technical_million_m3_After Competition Groups_42 | Solar Water Preheat (Pools/DHW) | 0.01518% | 0 | 0.34412 | Commercial_2036_Technical_million_m3_After Competition Groups_Solar Water Preheat (Pools/DHW)
Commercial | Com ¦ Gas Convection Oven | 2036 | Technical | million_m3 | After Competition Groups | 0.16432 | 0 | 0 | 2267.6617 | 7.2461e-05 | 43 | Commercial_2036_Technical_million_m3_After Competition Groups_43 | Gas Convection Oven | 0.007246% | 0 | 0.16432 | Commercial_2036_Technical_million_m3_After Competition Groups_Gas Convection Oven
Commercial | Com ¦ Air Curtains | 2036 | Technical | million_m3 | After Competition Groups | 0.14817 | 0 | 0 | 2267.6617 | 6.534e-05 | 44 | Commercial_2036_Technical_million_m3_After Competition Groups_44 | Air Curtains | 0.006534% | 0 | 0.14817 | Commercial_2036_Technical_million_m3_After Competition Groups_Air Curtains
Commercial | Com ¦ Solar Preheat Make up Air | 2036 | Technical | million_m3 | After Competition Groups | 0.05242 | 0 | 0 | 2267.6617 | 2.3116e-05 | 45 | Commercial_2036_Technical_million_m3_After Competition Groups_45 | Solar Preheat Make up Air | 0.002312% | 0 | 0.05242 | Commercial_2036_Technical_million_m3_After Competition Groups_Solar Preheat Make up Air
Commercial | Com ¦ Super High Perf Glazing ¦RET | 2036 | Technical | million_m3 | After Competition Groups | 0.047368 | 0 | 0 | 2267.6617 | 2.0889e-05 | 46 | Commercial_2036_Technical_million_m3_After Competition Groups_46 | Super High Perf Glazing ¦RET | 0.002089% | 0 | 0.047368 | Commercial_2036_Technical_million_m3_After Competition Groups_Super High Perf Glazing ¦RET
Commercial | Com ¦ Super High Perf Glazing ¦New | 2036 | Technical | million_m3 | After Competition Groups | 0.033478 | 0 | 0 | 2267.6617 | 1.4763e-05 | 47 | Commercial_2036_Technical_million_m3_After Competition Groups_47 | Super High Perf Glazing ¦New | 0.001476% | 0 | 0.033478 | Commercial_2036_Technical_million_m3_After Competition Groups_Super High Perf Glazing ¦New
Commercial | Com ¦ Condensing Boiler ¦ Std | 2037 | Economic | million_m3 | After Competition Groups | 345.2731 | 0 | 0 | 2096.7179 | 0.16467 | 1 | Commercial_2037_Economic_million_m3_After Competition Groups_1 | Condensing Boiler ¦ Std | 16.47% | 0 | 345.2731 | Commercial_2037_Economic_million_m3_After Competition Groups_Condensing Boiler ¦ Std
Commercial | Com ¦ Gas Fired Rooftop Units | 2037 | Economic | million_m3 | After Competition Groups | 234.278 | 0 | 0 | 2096.7179 | 0.11174 | 2 | Commercial_2037_Economic_million_m3_After Competition Groups_2 | Gas Fired Rooftop Units | 11.17% | 0 | 234.278 | Commercial_2037_Economic_million_m3_After Competition Groups_Gas Fired Rooftop Units
Commercial | Com ¦ Demand Control Ventilation | 2037 | Economic | million_m3 | After Competition Groups | 213.1124 | 0 | 0 | 2096.7179 | 0.10164 | 3 | Commercial_2037_Economic_million_m3_After Competition Groups_3 | Demand Control Ventilation | 10.16% | 0 | 213.1124 | Commercial_2037_Economic_million_m3_After Competition Groups_Demand Control Ventilation
Commercial | Com ¦ Building Recommissioning, Operations and Maintenance (O&M) Improvements | 2037 | Economic | million_m3 | After Competition Groups | 204.4458 | 0 | 0 | 2096.7179 | 0.097508 | 4 | Commercial_2037_Economic_million_m3_After Competition Groups_4 | Building Recommissioning, Operations and Maintenance (O&M) Improvements | 9.751% | 0 | 204.4458 | Commercial_2037_Economic_million_m3_After Competition Groups_Building Recommissioning, Operations and Maintenance (O&M) Improvements
Commercial | Com ¦ Boilers - Advanced Controls (Steam Systems) | 2037 | Economic | million_m3 | After Competition Groups | 150.8398 | 0 | 0 | 2096.7179 | 0.071941 | 5 | Commercial_2037_Economic_million_m3_After Competition Groups_5 | Boilers - Advanced Controls (Steam Systems) | 7.194% | 0 | 150.8398 | Commercial_2037_Economic_million_m3_After Competition Groups_Boilers - Advanced Controls (Steam Systems)
Commercial | Com ¦ Adaptive Thermostats | 2037 | Economic | million_m3 | After Competition Groups | 134.2782 | 0 | 0 | 2096.7179 | 0.064042 | 6 | Commercial_2037_Economic_million_m3_After Competition Groups_6 | Adaptive Thermostats | 6.404% | 0 | 134.2782 | Commercial_2037_Economic_million_m3_After Competition Groups_Adaptive Thermostats
Commercial | Com ¦ Condensing Make Up Air Unit | 2037 | Economic | million_m3 | After Competition Groups | 118.9473 | 0 | 0 | 2096.7179 | 0.05673 | 7 | Commercial_2037_Economic_million_m3_After Competition Groups_7 | Condensing Make Up Air Unit | 5.673% | 0 | 118.9473 | Commercial_2037_Economic_million_m3_After Competition Groups_Condensing Make Up Air Unit
Commercial | Com ¦ Gas Fired Heat Pump | 2037 | Economic | million_m3 | After Competition Groups | 97.5838 | 0 | 0 | 2096.7179 | 0.046541 | 8 | Commercial_2037_Economic_million_m3_After Competition Groups_8 | Gas Fired Heat Pump | 4.654% | 0 | 97.5838 | Commercial_2037_Economic_million_m3_After Competition Groups_Gas Fired Heat Pump
Commercial | Com ¦ Advanced BAS/Controllers | 2037 | Economic | million_m3 | After Competition Groups | 77.7091 | 0 | 0 | 2096.7179 | 0.037062 | 9 | Commercial_2037_Economic_million_m3_After Competition Groups_9 | Advanced BAS/Controllers | 3.706% | 0 | 77.7091 | Commercial_2037_Economic_million_m3_After Competition Groups_Advanced BAS/Controllers
Commercial | Com ¦ Air Handler with Dedicated Outdoor Air Systems | 2037 | Economic | million_m3 | After Competition Groups | 76.2725 | 0 | 0 | 2096.7179 | 0.036377 | 10 | Commercial_2037_Economic_million_m3_After Competition Groups_10 | Air Handler with Dedicated Outdoor Air Systems | 3.638% | 0 | 76.2725 | Commercial_2037_Economic_million_m3_After Competition Groups_Air Handler with Dedicated Outdoor Air Systems
Commercial | Com ¦ Demand Control Kitchen Ventilation | 2037 | Economic | million_m3 | After Competition Groups | 74.8732 | 0 | 0 | 2096.7179 | 0.03571 | 11 | Commercial_2037_Economic_million_m3_After Competition Groups_11 | Demand Control Kitchen Ventilation | 3.571% | 0 | 74.8732 | Commercial_2037_Economic_million_m3_After Competition Groups_Demand Control Kitchen Ventilation
Commercial | Com ¦ Condensing Unit Heaters or other Efficient Unit Heating System | 2037 | Economic | million_m3 | After Competition Groups | 69.5974 | 0 | 0 | 2096.7179 | 0.033194 | 12 | Commercial_2037_Economic_million_m3_After Competition Groups_12 | Condensing Unit Heaters or other Efficient Unit Heating System | 3.319% | 0 | 69.5974 | Commercial_2037_Economic_million_m3_After Competition Groups_Condensing Unit Heaters or other Efficient Unit Heating System
Commercial | Com ¦ Education and Capacity Building/Energy Behavior | 2037 | Economic | million_m3 | After Competition Groups | 64.2211 | 0 | 0 | 2096.7179 | 0.030629 | 13 | Commercial_2037_Economic_million_m3_After Competition Groups_13 | Education and Capacity Building/Energy Behavior | 3.063% | 0 | 64.2211 | Commercial_2037_Economic_million_m3_After Competition Groups_Education and Capacity Building/Energy Behavior
Commercial | Com ¦ Steam System Optimization | 2037 | Economic | million_m3 | After Competition Groups | 41.03 | 0 | 0 | 2096.7179 | 0.019569 | 14 | Commercial_2037_Economic_million_m3_After Competition Groups_14 | Steam System Optimization | 1.957% | 0 | 41.03 | Commercial_2037_Economic_million_m3_After Competition Groups_Steam System Optimization
Commercial | Com ¦ Destratification | 2037 | Economic | million_m3 | After Competition Groups | 38.9416 | 0 | 0 | 2096.7179 | 0.018573 | 15 | Commercial_2037_Economic_million_m3_After Competition Groups_15 | Destratification | 1.857% | 0 | 38.9416 | Commercial_2037_Economic_million_m3_After Competition Groups_Destratification
Commercial | Com ¦ Furnace Tune-Up | 2037 | Economic | million_m3 | After Competition Groups | 38.6822 | 0 | 0 | 2096.7179 | 0.018449 | 16 | Commercial_2037_Economic_million_m3_After Competition Groups_16 | Furnace Tune-Up | 1.845% | 0 | 38.6822 | Commercial_2037_Economic_million_m3_After Competition Groups_Furnace Tune-Up
Commercial | Com ¦ Wall Insulation | 2037 | Economic | million_m3 | After Competition Groups | 21.6325 | 0 | 0 | 2096.7179 | 0.010317 | 17 | Commercial_2037_Economic_million_m3_After Competition Groups_17 | Wall Insulation | 1.032% | 0 | 21.6325 | Commercial_2037_Economic_million_m3_After Competition Groups_Wall Insulation
Commercial | Com ¦ Energy Efficient Laboratory Fume Hood | 2037 | Economic | million_m3 | After Competition Groups | 15.2744 | 0 | 0 | 2096.7179 | 0.0072849 | 18 | Commercial_2037_Economic_million_m3_After Competition Groups_18 | Energy Efficient Laboratory Fume Hood | 0.7285% | 0 | 15.2744 | Commercial_2037_Economic_million_m3_After Competition Groups_Energy Efficient Laboratory Fume Hood
Commercial | Com ¦ Demand controlled Circulating Systems | 2037 | Economic | million_m3 | After Competition Groups | 11.3637 | 0 | 0 | 2096.7179 | 0.0054198 | 19 | Commercial_2037_Economic_million_m3_After Competition Groups_19 | Demand controlled Circulating Systems | 0.542% | 0 | 11.3637 | Commercial_2037_Economic_million_m3_After Competition Groups_Demand controlled Circulating Systems
Commercial | Com ¦ Infrared Heaters | 2037 | Economic | million_m3 | After Competition Groups | 10.2569 | 0 | 0 | 2096.7179 | 0.0048919 | 20 | Commercial_2037_Economic_million_m3_After Competition Groups_20 | Infrared Heaters | 0.4892% | 0 | 10.2569 | Commercial_2037_Economic_million_m3_After Competition Groups_Infrared Heaters
Commercial | Com ¦ ENERGY STAR Fryer (84% eff) | 2037 | Economic | million_m3 | After Competition Groups | 10.0093 | 0 | 0 | 2096.7179 | 0.0047738 | 21 | Commercial_2037_Economic_million_m3_After Competition Groups_21 | ENERGY STAR Fryer (84% eff) | 0.4774% | 0 | 10.0093 | Commercial_2037_Economic_million_m3_After Competition Groups_ENERGY STAR Fryer (84% eff)
Commercial | Com ¦ Duct Insulation, R8 | 2037 | Economic | million_m3 | After Competition Groups | 8.8774 | 0 | 0 | 2096.7179 | 0.0042339 | 22 | Commercial_2037_Economic_million_m3_After Competition Groups_22 | Duct Insulation, R8 | 0.4234% | 0 | 8.8774 | Commercial_2037_Economic_million_m3_After Competition Groups_Duct Insulation, R8
Commercial | Com ¦ High Efficiency Underfired Broilers | 2037 | Economic | million_m3 | After Competition Groups | 8.4955 | 0 | 0 | 2096.7179 | 0.0040518 | 23 | Commercial_2037_Economic_million_m3_After Competition Groups_23 | High Efficiency Underfired Broilers | 0.4052% | 0 | 8.4955 | Commercial_2037_Economic_million_m3_After Competition Groups_High Efficiency Underfired Broilers
Commercial | Com ¦ Ozone Laundry Treatment | 2037 | Economic | million_m3 | After Competition Groups | 7.802 | 0 | 0 | 2096.7179 | 0.003721 | 24 | Commercial_2037_Economic_million_m3_After Competition Groups_24 | Ozone Laundry Treatment | 0.3721% | 0 | 7.802 | Commercial_2037_Economic_million_m3_After Competition Groups_Ozone Laundry Treatment
Commercial | Com ¦ ENERGY STAR Griddle (74% eff) | 2037 | Economic | million_m3 | After Competition Groups | 6.5741 | 0 | 0 | 2096.7179 | 0.0031354 | 25 | Commercial_2037_Economic_million_m3_After Competition Groups_25 | ENERGY STAR Griddle (74% eff) | 0.3135% | 0 | 6.5741 | Commercial_2037_Economic_million_m3_After Competition Groups_ENERGY STAR Griddle (74% eff)
Commercial | Com ¦ Energy Recovery Ventilation and Ventilation (Enhanced) | 2037 | Economic | million_m3 | After Competition Groups | 4.3832 | 0 | 0 | 2096.7179 | 0.0020905 | 26 | Commercial_2037_Economic_million_m3_After Competition Groups_26 | Energy Recovery Ventilation and Ventilation (Enhanced) | 0.2091% | 0 | 4.3832 | Commercial_2037_Economic_million_m3_After Competition Groups_Energy Recovery Ventilation and Ventilation (Enhanced)
Commercial | Com ¦ ENERGY STAR Dishwasher | 2037 | Economic | million_m3 | After Competition Groups | 4.106 | 0 | 0 | 2096.7179 | 0.0019583 | 27 | Commercial_2037_Economic_million_m3_After Competition Groups_27 | ENERGY STAR Dishwasher | 0.1958% | 0 | 4.106 | Commercial_2037_Economic_million_m3_After Competition Groups_ENERGY STAR Dishwasher
Commercial | Com ¦ Heat Recovery Ventilator | 2037 | Economic | million_m3 | After Competition Groups | 2.4095 | 0 | 0 | 2096.7179 | 0.0011492 | 28 | Commercial_2037_Economic_million_m3_After Competition Groups_28 | Heat Recovery Ventilator | 0.1149% | 0 | 2.4095 | Commercial_2037_Economic_million_m3_After Competition Groups_Heat Recovery Ventilator
Commercial | Com ¦ CEE Tier 2/Energy Star Clothes Washers | 2037 | Economic | million_m3 | After Competition Groups | 1.4474 | 0 | 0 | 2096.7179 | 0.00069031 | 29 | Commercial_2037_Economic_million_m3_After Competition Groups_29 | CEE Tier 2/Energy Star Clothes Washers | 0.06903% | 0 | 1.4474 | Commercial_2037_Economic_million_m3_After Competition Groups_CEE Tier 2/Energy Star Clothes Washers
Commercial | Com ¦ Drain Water Heat Recovery (DWHR) ¦ Retro | 2037 | Economic | million_m3 | After Competition Groups | 0.93954 | 0 | 0 | 2096.7179 | 0.0004481 | 30 | Commercial_2037_Economic_million_m3_After Competition Groups_30 | Drain Water Heat Recovery (DWHR) ¦ Retro | 0.04481% | 0 | 0.93954 | Commercial_2037_Economic_million_m3_After Competition Groups_Drain Water Heat Recovery (DWHR) ¦ Retro
Commercial | Com ¦ Low Flow Pre-Rinse Spray Nozzle | 2037 | Economic | million_m3 | After Competition Groups | 0.71924 | 0 | 0 | 2096.7179 | 0.00034303 | 31 | Commercial_2037_Economic_million_m3_After Competition Groups_31 | Low Flow Pre-Rinse Spray Nozzle | 0.0343% | 0 | 0.71924 | Commercial_2037_Economic_million_m3_After Competition Groups_Low Flow Pre-Rinse Spray Nozzle
Commercial | Com ¦ ENERGY STAR Steam Cooker | 2037 | Economic | million_m3 | After Competition Groups | 0.71623 | 0 | 0 | 2096.7179 | 0.00034159 | 32 | Commercial_2037_Economic_million_m3_After Competition Groups_32 | ENERGY STAR Steam Cooker | 0.03416% | 0 | 0.71623 | Commercial_2037_Economic_million_m3_After Competition Groups_ENERGY STAR Steam Cooker
Commercial | Com ¦ Drain Water Heat Recovery (DWHR) ¦New | 2037 | Economic | million_m3 | After Competition Groups | 0.69808 | 0 | 0 | 2096.7179 | 0.00033294 | 33 | Commercial_2037_Economic_million_m3_After Competition Groups_33 | Drain Water Heat Recovery (DWHR) ¦New | 0.03329% | 0 | 0.69808 | Commercial_2037_Economic_million_m3_After Competition Groups_Drain Water Heat Recovery (DWHR) ¦New
Commercial | Com ¦ Gas Heat Pump Water Heater | 2037 | Economic | million_m3 | After Competition Groups | 0.43652 | 0 | 0 | 2096.7179 | 0.00020819 | 34 | Commercial_2037_Economic_million_m3_After Competition Groups_34 | Gas Heat Pump Water Heater | 0.02082% | 0 | 0.43652 | Commercial_2037_Economic_million_m3_After Competition Groups_Gas Heat Pump Water Heater
Commercial | Com ¦ Solar Water Preheat (Pools/DHW) | 2037 | Economic | million_m3 | After Competition Groups | 0.3416 | 0 | 0 | 2096.7179 | 0.00016292 | 35 | Commercial_2037_Economic_million_m3_After Competition Groups_35 | Solar Water Preheat (Pools/DHW) | 0.01629% | 0 | 0.3416 | Commercial_2037_Economic_million_m3_After Competition Groups_Solar Water Preheat (Pools/DHW)
Commercial | Com ¦ Air Curtains | 2037 | Economic | million_m3 | After Competition Groups | 0.1495 | 0 | 0 | 2096.7179 | 7.1303e-05 | 36 | Commercial_2037_Economic_million_m3_After Competition Groups_36 | Air Curtains | 0.00713% | 0 | 0.1495 | Commercial_2037_Economic_million_m3_After Competition Groups_Air Curtains
Commercial | Com ¦ Demand Control Ventilation | 2037 | SC A | million_m3 | After Competition Groups | 115.5796 | 1356656.7464 | 1.3567 | 1019.2808 | 0.11339 | 1 | Commercial_2037_SC A_million_m3_After Competition Groups_1 | Demand Control Ventilation | 11.34% | 1.3567 | 115.5796 | Commercial_2037_SC A_million_m3_After Competition Groups_Demand Control Ventilation
Commercial | Com ¦ Adaptive Thermostats | 2037 | SC A | million_m3 | After Competition Groups | 108.991 | 1525219.3638 | 1.5252 | 1019.2808 | 0.10693 | 2 | Commercial_2037_SC A_million_m3_After Competition Groups_2 | Adaptive Thermostats | 10.69% | 1.5252 | 108.991 | Commercial_2037_SC A_million_m3_After Competition Groups_Adaptive Thermostats
Commercial | Com ¦ Boilers - Advanced Controls (Steam Systems) | 2037 | SC A | million_m3 | After Competition Groups | 92.9839 | 1487291.8216 | 1.4873 | 1019.2808 | 0.091225 | 3 | Commercial_2037_SC A_million_m3_After Competition Groups_3 | Boilers - Advanced Controls (Steam Systems) | 9.123% | 1.4873 | 92.9839 | Commercial_2037_SC A_million_m3_After Competition Groups_Boilers - Advanced Controls (Steam Systems)
Commercial | Com ¦ Gas Fired Rooftop Units | 2037 | SC A | million_m3 | After Competition Groups | 92.6295 | 2418324.9396 | 2.4183 | 1019.2808 | 0.090877 | 4 | Commercial_2037_SC A_million_m3_After Competition Groups_4 | Gas Fired Rooftop Units | 9.088% | 2.4183 | 92.6295 | Commercial_2037_SC A_million_m3_After Competition Groups_Gas Fired Rooftop Units
Commercial | Com ¦ Building Recommissioning, Operations and Maintenance (O&M) Improvements | 2037 | SC A | million_m3 | After Competition Groups | 88.4843 | 332419.9271 | 0.33242 | 1019.2808 | 0.086811 | 5 | Commercial_2037_SC A_million_m3_After Competition Groups_5 | Building Recommissioning, Operations and Maintenance (O&M) Improvements | 8.681% | 0.33242 | 88.4843 | Commercial_2037_SC A_million_m3_After Competition Groups_Building Recommissioning, Operations and Maintenance (O&M) Improvements
Commercial | Com ¦ Condensing Boiler ¦ Std | 2037 | SC A | million_m3 | After Competition Groups | 71.6349 | 0 | 0 | 1019.2808 | 0.07028 | 6 | Commercial_2037_SC A_million_m3_After Competition Groups_6 | Condensing Boiler ¦ Std | 7.028% | 0 | 71.6349 | Commercial_2037_SC A_million_m3_After Competition Groups_Condensing Boiler ¦ Std
Commercial | Com ¦ Condensing Make Up Air Unit | 2037 | SC A | million_m3 | After Competition Groups | 62.6829 | 1411356.6784 | 1.4114 | 1019.2808 | 0.061497 | 7 | Commercial_2037_SC A_million_m3_After Competition Groups_7 | Condensing Make Up Air Unit | 6.15% | 1.4114 | 62.6829 | Commercial_2037_SC A_million_m3_After Competition Groups_Condensing Make Up Air Unit
Commercial | Com ¦ Gas Fired Heat Pump | 2037 | SC A | million_m3 | After Competition Groups | 50.4691 | 880724.0518 | 0.88072 | 1019.2808 | 0.049514 | 8 | Commercial_2037_SC A_million_m3_After Competition Groups_8 | Gas Fired Heat Pump | 4.951% | 0.88072 | 50.4691 | Commercial_2037_SC A_million_m3_After Competition Groups_Gas Fired Heat Pump
Commercial | Com ¦ Demand Control Kitchen Ventilation | 2037 | SC A | million_m3 | After Competition Groups | 47.6364 | 938032.5048 | 0.93803 | 1019.2808 | 0.046735 | 9 | Commercial_2037_SC A_million_m3_After Competition Groups_9 | Demand Control Kitchen Ventilation | 4.674% | 0.93803 | 47.6364 | Commercial_2037_SC A_million_m3_After Competition Groups_Demand Control Kitchen Ventilation
Commercial | Com ¦ Air Handler with Dedicated Outdoor Air Systems | 2037 | SC A | million_m3 | After Competition Groups | 45.0504 | 180447.153 | 0.18045 | 1019.2808 | 0.044198 | 10 | Commercial_2037_SC A_million_m3_After Competition Groups_10 | Air Handler with Dedicated Outdoor Air Systems | 4.42% | 0.18045 | 45.0504 | Commercial_2037_SC A_million_m3_After Competition Groups_Air Handler with Dedicated Outdoor Air Systems
Commercial | Com ¦ Advanced BAS/Controllers | 2037 | SC A | million_m3 | After Competition Groups | 40.8537 | 479460.0562 | 0.47946 | 1019.2808 | 0.040081 | 11 | Commercial_2037_SC A_million_m3_After Competition Groups_11 | Advanced BAS/Controllers | 4.008% | 0.47946 | 40.8537 | Commercial_2037_SC A_million_m3_After Competition Groups_Advanced BAS/Controllers
Commercial | Com ¦ Steam System Optimization | 2037 | SC A | million_m3 | After Competition Groups | 36.974 | 175694.5089 | 0.17569 | 1019.2808 | 0.036275 | 12 | Commercial_2037_SC A_million_m3_After Competition Groups_12 | Steam System Optimization | 3.627% | 0.17569 | 36.974 | Commercial_2037_SC A_million_m3_After Competition Groups_Steam System Optimization
Commercial | Com ¦ Furnace Tune-Up | 2037 | SC A | million_m3 | After Competition Groups | 34.5295 | 70541.9214 | 0.070542 | 1019.2808 | 0.033876 | 13 | Commercial_2037_SC A_million_m3_After Competition Groups_13 | Furnace Tune-Up | 3.388% | 0.070542 | 34.5295 | Commercial_2037_SC A_million_m3_After Competition Groups_Furnace Tune-Up
Commercial | Com ¦ Destratification | 2037 | SC A | million_m3 | After Competition Groups | 34.3957 | 429499.229 | 0.4295 | 1019.2808 | 0.033745 | 14 | Commercial_2037_SC A_million_m3_After Competition Groups_14 | Destratification | 3.375% | 0.4295 | 34.3957 | Commercial_2037_SC A_million_m3_After Competition Groups_Destratification
Commercial | Com ¦ Condensing Unit Heaters or other Efficient Unit Heating System | 2037 | SC A | million_m3 | After Competition Groups | 24.043 | 228080.5639 | 0.22808 | 1019.2808 | 0.023588 | 15 | Commercial_2037_SC A_million_m3_After Competition Groups_15 | Condensing Unit Heaters or other Efficient Unit Heating System | 2.359% | 0.22808 | 24.043 | Commercial_2037_SC A_million_m3_After Competition Groups_Condensing Unit Heaters or other Efficient Unit Heating System
Commercial | Com ¦ Wall Insulation | 2037 | SC A | million_m3 | After Competition Groups | 19.1868 | 220352.5586 | 0.22035 | 1019.2808 | 0.018824 | 16 | Commercial_2037_SC A_million_m3_After Competition Groups_16 | Wall Insulation | 1.882% | 0.22035 | 19.1868 | Commercial_2037_SC A_million_m3_After Competition Groups_Wall Insulation
Commercial | Com ¦ Education and Capacity Building/Energy Behavior | 2037 | SC A | million_m3 | After Competition Groups | 10.8637 | 8788148.5896 | 8.7881 | 1019.2808 | 0.010658 | 17 | Commercial_2037_SC A_million_m3_After Competition Groups_17 | Education and Capacity Building/Energy Behavior | 1.066% | 8.7881 | 10.8637 | Commercial_2037_SC A_million_m3_After Competition Groups_Education and Capacity Building/Energy Behavior
Commercial | Com ¦ Demand controlled Circulating Systems | 2037 | SC A | million_m3 | After Competition Groups | 9.3882 | 102647.0162 | 0.10265 | 1019.2808 | 0.0092106 | 18 | Commercial_2037_SC A_million_m3_After Competition Groups_18 | Demand controlled Circulating Systems | 0.9211% | 0.10265 | 9.3882 | Commercial_2037_SC A_million_m3_After Competition Groups_Demand controlled Circulating Systems
Commercial | Com ¦ Duct Insulation, R8 | 2037 | SC A | million_m3 | After Competition Groups | 6.1369 | 96580.9786 | 0.096581 | 1019.2808 | 0.0060208 | 19 | Commercial_2037_SC A_million_m3_After Competition Groups_19 | Duct Insulation, R8 | 0.6021% | 0.096581 | 6.1369 | Commercial_2037_SC A_million_m3_After Competition Groups_Duct Insulation, R8
Commercial | Com ¦ High Efficiency Underfired Broilers | 2037 | SC A | million_m3 | After Competition Groups | 5.7849 | 64163.6551 | 0.064164 | 1019.2808 | 0.0056754 | 20 | Commercial_2037_SC A_million_m3_After Competition Groups_20 | High Efficiency Underfired Broilers | 0.5675% | 0.064164 | 5.7849 | Commercial_2037_SC A_million_m3_After Competition Groups_High Efficiency Underfired Broilers
Commercial | Com ¦ ENERGY STAR Fryer (84% eff) | 2037 | SC A | million_m3 | After Competition Groups | 4.3589 | 0 | 0 | 1019.2808 | 0.0042764 | 21 | Commercial_2037_SC A_million_m3_After Competition Groups_21 | ENERGY STAR Fryer (84% eff) | 0.4276% | 0 | 4.3589 | Commercial_2037_SC A_million_m3_After Competition Groups_ENERGY STAR Fryer (84% eff)
Commercial | Com ¦ Energy Efficient Laboratory Fume Hood | 2037 | SC A | million_m3 | After Competition Groups | 3.2343 | 0 | 0 | 1019.2808 | 0.0031732 | 22 | Commercial_2037_SC A_million_m3_After Competition Groups_22 | Energy Efficient Laboratory Fume Hood | 0.3173% | 0 | 3.2343 | Commercial_2037_SC A_million_m3_After Competition Groups_Energy Efficient Laboratory Fume Hood
Commercial | Com ¦ Infrared Heaters | 2037 | SC A | million_m3 | After Competition Groups | 3.1298 | 43638.6206 | 0.043639 | 1019.2808 | 0.0030706 | 23 | Commercial_2037_SC A_million_m3_After Competition Groups_23 | Infrared Heaters | 0.3071% | 0.043639 | 3.1298 | Commercial_2037_SC A_million_m3_After Competition Groups_Infrared Heaters
Commercial | Com ¦ Ozone Laundry Treatment | 2037 | SC A | million_m3 | After Competition Groups | 3.105 | 0 | 0 | 1019.2808 | 0.0030462 | 24 | Commercial_2037_SC A_million_m3_After Competition Groups_24 | Ozone Laundry Treatment | 0.3046% | 0 | 3.105 | Commercial_2037_SC A_million_m3_After Competition Groups_Ozone Laundry Treatment
Commercial | Com ¦ ENERGY STAR Dishwasher | 2037 | SC A | million_m3 | After Competition Groups | 1.8079 | 0 | 0 | 1019.2808 | 0.0017737 | 25 | Commercial_2037_SC A_million_m3_After Competition Groups_25 | ENERGY STAR Dishwasher | 0.1774% | 0 | 1.8079 | Commercial_2037_SC A_million_m3_After Competition Groups_ENERGY STAR Dishwasher
Commercial | Com ¦ ENERGY STAR Griddle (74% eff) | 2037 | SC A | million_m3 | After Competition Groups | 1.519 | 0 | 0 | 1019.2808 | 0.0014903 | 26 | Commercial_2037_SC A_million_m3_After Competition Groups_26 | ENERGY STAR Griddle (74% eff) | 0.149% | 0 | 1.519 | Commercial_2037_SC A_million_m3_After Competition Groups_ENERGY STAR Griddle (74% eff)
Commercial | Com ¦ CEE Tier 2/Energy Star Clothes Washers | 2037 | SC A | million_m3 | After Competition Groups | 0.88537 | 0 | 0 | 1019.2808 | 0.00086862 | 27 | Commercial_2037_SC A_million_m3_After Competition Groups_27 | CEE Tier 2/Energy Star Clothes Washers | 0.08686% | 0 | 0.88537 | Commercial_2037_SC A_million_m3_After Competition Groups_CEE Tier 2/Energy Star Clothes Washers
Commercial | Com ¦ Drain Water Heat Recovery (DWHR) ¦ Retro | 2037 | SC A | million_m3 | After Competition Groups | 0.8591 | 8141.8305 | 0.0081418 | 1019.2808 | 0.00084285 | 28 | Commercial_2037_SC A_million_m3_After Competition Groups_28 | Drain Water Heat Recovery (DWHR) ¦ Retro | 0.08428% | 0.0081418 | 0.8591 | Commercial_2037_SC A_million_m3_After Competition Groups_Drain Water Heat Recovery (DWHR) ¦ Retro
Commercial | Com ¦ Energy Recovery Ventilation and Ventilation (Enhanced) | 2037 | SC A | million_m3 | After Competition Groups | 0.68649 | 0 | 0 | 1019.2808 | 0.00067351 | 29 | Commercial_2037_SC A_million_m3_After Competition Groups_29 | Energy Recovery Ventilation and Ventilation (Enhanced) | 0.06735% | 0 | 0.68649 | Commercial_2037_SC A_million_m3_After Competition Groups_Energy Recovery Ventilation and Ventilation (Enhanced)
Commercial | Com ¦ ENERGY STAR Steam Cooker | 2037 | SC A | million_m3 | After Competition Groups | 0.49004 | 5108.4659 | 0.0051085 | 1019.2808 | 0.00048077 | 30 | Commercial_2037_SC A_million_m3_After Competition Groups_30 | ENERGY STAR Steam Cooker | 0.04808% | 0.0051085 | 0.49004 | Commercial_2037_SC A_million_m3_After Competition Groups_ENERGY STAR Steam Cooker
Commercial | Com ¦ Low Flow Pre-Rinse Spray Nozzle | 2037 | SC A | million_m3 | After Competition Groups | 0.39957 | 0 | 0 | 1019.2808 | 0.00039201 | 31 | Commercial_2037_SC A_million_m3_After Competition Groups_31 | Low Flow Pre-Rinse Spray Nozzle | 0.0392% | 0 | 0.39957 | Commercial_2037_SC A_million_m3_After Competition Groups_Low Flow Pre-Rinse Spray Nozzle
Commercial | Com ¦ Drain Water Heat Recovery (DWHR) ¦New | 2037 | SC A | million_m3 | After Competition Groups | 0.31212 | 6536.6667 | 0.0065367 | 1019.2808 | 0.00030622 | 32 | Commercial_2037_SC A_million_m3_After Competition Groups_32 | Drain Water Heat Recovery (DWHR) ¦New | 0.03062% | 0.0065367 | 0.31212 | Commercial_2037_SC A_million_m3_After Competition Groups_Drain Water Heat Recovery (DWHR) ¦New
Commercial | Com ¦ Solar Water Preheat (Pools/DHW) | 2037 | SC A | million_m3 | After Competition Groups | 0.11284 | 2584.6648 | 0.0025847 | 1019.2808 | 0.0001107 | 33 | Commercial_2037_SC A_million_m3_After Competition Groups_33 | Solar Water Preheat (Pools/DHW) | 0.01107% | 0.0025847 | 0.11284 | Commercial_2037_SC A_million_m3_After Competition Groups_Solar Water Preheat (Pools/DHW)
Commercial | Com ¦ Heat Recovery Ventilator | 2037 | SC A | million_m3 | After Competition Groups | 0.078847 | 0 | 0 | 1019.2808 | 7.7356e-05 | 34 | Commercial_2037_SC A_million_m3_After Competition Groups_34 | Heat Recovery Ventilator | 0.007736% | 0 | 0.078847 | Commercial_2037_SC A_million_m3_After Competition Groups_Heat Recovery Ventilator
Commercial | Com ¦ Gas Heat Pump Water Heater | 2037 | SC A | million_m3 | After Competition Groups | 0.0028736 | 0 | 0 | 1019.2808 | 2.8192e-06 | 35 | Commercial_2037_SC A_million_m3_After Competition Groups_35 | Gas Heat Pump Water Heater | 0.0002819% | 0 | 0.0028736 | Commercial_2037_SC A_million_m3_After Competition Groups_Gas Heat Pump Water Heater
Commercial | Com ¦ Air Curtains | 2037 | SC A | million_m3 | After Competition Groups | 0.00021543 | 0 | 0 | 1019.2808 | 2.1136e-07 | 36 | Commercial_2037_SC A_million_m3_After Competition Groups_36 | Air Curtains | 2.114e-05% | 0 | 0.00021543 | Commercial_2037_SC A_million_m3_After Competition Groups_Air Curtains
Commercial | Com ¦ Condensing Boiler ¦ Std | 2037 | SC B | million_m3 | After Competition Groups | 222.1044 | 46967706.2609 | 46.9677 | 1712.6745 | 0.12968 | 1 | Commercial_2037_SC B_million_m3_After Competition Groups_1 | Condensing Boiler ¦ Std | 12.97% | 46.9677 | 222.1044 | Commercial_2037_SC B_million_m3_After Competition Groups_Condensing Boiler ¦ Std
Commercial | Com ¦ Demand Control Ventilation | 2037 | SC B | million_m3 | After Competition Groups | 186.1037 | 9976448.1541 | 9.9764 | 1712.6745 | 0.10866 | 2 | Commercial_2037_SC B_million_m3_After Competition Groups_2 | Demand Control Ventilation | 10.87% | 9.9764 | 186.1037 | Commercial_2037_SC B_million_m3_After Competition Groups_Demand Control Ventilation
Commercial | Com ¦ Building Recommissioning, Operations and Maintenance (O&M) Improvements | 2037 | SC B | million_m3 | After Competition Groups | 181.0334 | 18760319.9335 | 18.7603 | 1712.6745 | 0.1057 | 3 | Commercial_2037_SC B_million_m3_After Competition Groups_3 | Building Recommissioning, Operations and Maintenance (O&M) Improvements | 10.57% | 18.7603 | 181.0334 | Commercial_2037_SC B_million_m3_After Competition Groups_Building Recommissioning, Operations and Maintenance (O&M) Improvements
Commercial | Com ¦ Gas Fired Rooftop Units | 2037 | SC B | million_m3 | After Competition Groups | 146.0547 | 5036123.807 | 5.0361 | 1712.6745 | 0.085279 | 4 | Commercial_2037_SC B_million_m3_After Competition Groups_4 | Gas Fired Rooftop Units | 8.528% | 5.0361 | 146.0547 | Commercial_2037_SC B_million_m3_After Competition Groups_Gas Fired Rooftop Units
Commercial | Com ¦ Adaptive Thermostats | 2037 | SC B | million_m3 | After Competition Groups | 141.4578 | 1257574.555 | 1.2576 | 1712.6745 | 0.082595 | 5 | Commercial_2037_SC B_million_m3_After Competition Groups_5 | Adaptive Thermostats | 8.259% | 1.2576 | 141.4578 | Commercial_2037_SC B_million_m3_After Competition Groups_Adaptive Thermostats
Commercial | Com ¦ Boilers - Advanced Controls (Steam Systems) | 2037 | SC B | million_m3 | After Competition Groups | 95.683 | 3955008.6954 | 3.955 | 1712.6745 | 0.055868 | 6 | Commercial_2037_SC B_million_m3_After Competition Groups_6 | Boilers - Advanced Controls (Steam Systems) | 5.587% | 3.955 | 95.683 | Commercial_2037_SC B_million_m3_After Competition Groups_Boilers - Advanced Controls (Steam Systems)
Commercial | Com ¦ Air Handler with Dedicated Outdoor Air Systems | 2037 | SC B | million_m3 | After Competition Groups | 93.0057 | 1517381.9316 | 1.5174 | 1712.6745 | 0.054304 | 7 | Commercial_2037_SC B_million_m3_After Competition Groups_7 | Air Handler with Dedicated Outdoor Air Systems | 5.43% | 1.5174 | 93.0057 | Commercial_2037_SC B_million_m3_After Competition Groups_Air Handler with Dedicated Outdoor Air Systems
Commercial | Com ¦ Condensing Make Up Air Unit | 2037 | SC B | million_m3 | After Competition Groups | 82.2491 | 5364489.6813 | 5.3645 | 1712.6745 | 0.048024 | 8 | Commercial_2037_SC B_million_m3_After Competition Groups_8 | Condensing Make Up Air Unit | 4.802% | 5.3645 | 82.2491 | Commercial_2037_SC B_million_m3_After Competition Groups_Condensing Make Up Air Unit
Commercial | Com ¦ Gas Fired Heat Pump | 2037 | SC B | million_m3 | After Competition Groups | 69.6796 | 5467845.0465 | 5.4678 | 1712.6745 | 0.040685 | 9 | Commercial_2037_SC B_million_m3_After Competition Groups_9 | Gas Fired Heat Pump | 4.068% | 5.4678 | 69.6796 | Commercial_2037_SC B_million_m3_After Competition Groups_Gas Fired Heat Pump
Commercial | Com ¦ Advanced BAS/Controllers | 2037 | SC B | million_m3 | After Competition Groups | 65.9222 | 7161863.4171 | 7.1619 | 1712.6745 | 0.038491 | 10 | Commercial_2037_SC B_million_m3_After Competition Groups_10 | Advanced BAS/Controllers | 3.849% | 7.1619 | 65.9222 | Commercial_2037_SC B_million_m3_After Competition Groups_Advanced BAS/Controllers
Commercial | Com ¦ Demand Control Kitchen Ventilation | 2037 | SC B | million_m3 | After Competition Groups | 65.4989 | 1432824.841 | 1.4328 | 1712.6745 | 0.038244 | 11 | Commercial_2037_SC B_million_m3_After Competition Groups_11 | Demand Control Kitchen Ventilation | 3.824% | 1.4328 | 65.4989 | Commercial_2037_SC B_million_m3_After Competition Groups_Demand Control Kitchen Ventilation
Commercial | Com ¦ Education and Capacity Building/Energy Behavior | 2037 | SC B | million_m3 | After Competition Groups | 54.3186 | 43940742.948 | 43.9407 | 1712.6745 | 0.031716 | 12 | Commercial_2037_SC B_million_m3_After Competition Groups_12 | Education and Capacity Building/Energy Behavior | 3.172% | 43.9407 | 54.3186 | Commercial_2037_SC B_million_m3_After Competition Groups_Education and Capacity Building/Energy Behavior
Commercial | Com ¦ Steam System Optimization | 2037 | SC B | million_m3 | After Competition Groups | 50.1591 | 27801.931 | 0.027802 | 1712.6745 | 0.029287 | 13 | Commercial_2037_SC B_million_m3_After Competition Groups_13 | Steam System Optimization | 2.929% | 0.027802 | 50.1591 | Commercial_2037_SC B_million_m3_After Competition Groups_Steam System Optimization
Commercial | Com ¦ Destratification | 2037 | SC B | million_m3 | After Competition Groups | 50.0878 | 250528.8488 | 0.25053 | 1712.6745 | 0.029245 | 14 | Commercial_2037_SC B_million_m3_After Competition Groups_14 | Destratification | 2.925% | 0.25053 | 50.0878 | Commercial_2037_SC B_million_m3_After Competition Groups_Destratification
Commercial | Com ¦ Furnace Tune-Up | 2037 | SC B | million_m3 | After Competition Groups | 47.1858 | 13319.1172 | 0.013319 | 1712.6745 | 0.027551 | 15 | Commercial_2037_SC B_million_m3_After Competition Groups_15 | Furnace Tune-Up | 2.755% | 0.013319 | 47.1858 | Commercial_2037_SC B_million_m3_After Competition Groups_Furnace Tune-Up
Commercial | Com ¦ Condensing Unit Heaters or other Efficient Unit Heating System | 2037 | SC B | million_m3 | After Competition Groups | 47.0039 | 6796708.2437 | 6.7967 | 1712.6745 | 0.027445 | 16 | Commercial_2037_SC B_million_m3_After Competition Groups_16 | Condensing Unit Heaters or other Efficient Unit Heating System | 2.744% | 6.7967 | 47.0039 | Commercial_2037_SC B_million_m3_After Competition Groups_Condensing Unit Heaters or other Efficient Unit Heating System
Commercial | Com ¦ Wall Insulation | 2037 | SC B | million_m3 | After Competition Groups | 26.4499 | 78915.9911 | 0.078916 | 1712.6745 | 0.015444 | 17 | Commercial_2037_SC B_million_m3_After Competition Groups_17 | Wall Insulation | 1.544% | 0.078916 | 26.4499 | Commercial_2037_SC B_million_m3_After Competition Groups_Wall Insulation
Commercial | Com ¦ Energy Efficient Laboratory Fume Hood | 2037 | SC B | million_m3 | After Competition Groups | 18.5542 | 362418.3819 | 0.36242 | 1712.6745 | 0.010833 | 18 | Commercial_2037_SC B_million_m3_After Competition Groups_18 | Energy Efficient Laboratory Fume Hood | 1.083% | 0.36242 | 18.5542 | Commercial_2037_SC B_million_m3_After Competition Groups_Energy Efficient Laboratory Fume Hood
Commercial | Com ¦ Demand controlled Circulating Systems | 2037 | SC B | million_m3 | After Competition Groups | 13.8944 | 59234.0536 | 0.059234 | 1712.6745 | 0.0081127 | 19 | Commercial_2037_SC B_million_m3_After Competition Groups_19 | Demand controlled Circulating Systems | 0.8113% | 0.059234 | 13.8944 | Commercial_2037_SC B_million_m3_After Competition Groups_Demand controlled Circulating Systems
Commercial | Com ¦ Duct Insulation, R8 | 2037 | SC B | million_m3 | After Competition Groups | 10.8406 | 105127.9214 | 0.10513 | 1712.6745 | 0.0063296 | 20 | Commercial_2037_SC B_million_m3_After Competition Groups_20 | Duct Insulation, R8 | 0.633% | 0.10513 | 10.8406 | Commercial_2037_SC B_million_m3_After Competition Groups_Duct Insulation, R8
Commercial | Com ¦ Ozone Laundry Treatment | 2037 | SC B | million_m3 | After Competition Groups | 7.6196 | 447085.0974 | 0.44709 | 1712.6745 | 0.004449 | 21 | Commercial_2037_SC B_million_m3_After Competition Groups_21 | Ozone Laundry Treatment | 0.4449% | 0.44709 | 7.6196 | Commercial_2037_SC B_million_m3_After Competition Groups_Ozone Laundry Treatment
Commercial | Com ¦ ENERGY STAR Fryer (84% eff) | 2037 | SC B | million_m3 | After Competition Groups | 7.0667 | 790020.4341 | 0.79002 | 1712.6745 | 0.0041261 | 22 | Commercial_2037_SC B_million_m3_After Competition Groups_22 | ENERGY STAR Fryer (84% eff) | 0.4126% | 0.79002 | 7.0667 | Commercial_2037_SC B_million_m3_After Competition Groups_ENERGY STAR Fryer (84% eff)
Commercial | Com ¦ High Efficiency Underfired Broilers | 2037 | SC B | million_m3 | After Competition Groups | 6.5452 | 185514.4486 | 0.18551 | 1712.6745 | 0.0038216 | 23 | Commercial_2037_SC B_million_m3_After Competition Groups_23 | High Efficiency Underfired Broilers | 0.3822% | 0.18551 | 6.5452 | Commercial_2037_SC B_million_m3_After Competition Groups_High Efficiency Underfired Broilers
Commercial | Com ¦ Infrared Heaters | 2037 | SC B | million_m3 | After Competition Groups | 6.5239 | 996378.4606 | 0.99638 | 1712.6745 | 0.0038092 | 24 | Commercial_2037_SC B_million_m3_After Competition Groups_24 | Infrared Heaters | 0.3809% | 0.99638 | 6.5239 | Commercial_2037_SC B_million_m3_After Competition Groups_Infrared Heaters
Commercial | Com ¦ ENERGY STAR Griddle (74% eff) | 2037 | SC B | million_m3 | After Competition Groups | 4.6902 | 761326.9016 | 0.76133 | 1712.6745 | 0.0027385 | 25 | Commercial_2037_SC B_million_m3_After Competition Groups_25 | ENERGY STAR Griddle (74% eff) | 0.2738% | 0.76133 | 4.6902 | Commercial_2037_SC B_million_m3_After Competition Groups_ENERGY STAR Griddle (74% eff)
Commercial | Com ¦ Energy Recovery Ventilation and Ventilation (Enhanced) | 2037 | SC B | million_m3 | After Competition Groups | 3.8542 | 2679444.5265 | 2.6794 | 1712.6745 | 0.0022504 | 26 | Commercial_2037_SC B_million_m3_After Competition Groups_26 | Energy Recovery Ventilation and Ventilation (Enhanced) | 0.225% | 2.6794 | 3.8542 | Commercial_2037_SC B_million_m3_After Competition Groups_Energy Recovery Ventilation and Ventilation (Enhanced)
Commercial | Com ¦ ENERGY STAR Dishwasher | 2037 | SC B | million_m3 | After Competition Groups | 2.5127 | 406614.6517 | 0.40661 | 1712.6745 | 0.0014671 | 27 | Commercial_2037_SC B_million_m3_After Competition Groups_27 | ENERGY STAR Dishwasher | 0.1467% | 0.40661 | 2.5127 | Commercial_2037_SC B_million_m3_After Competition Groups_ENERGY STAR Dishwasher
Commercial | Com ¦ Heat Recovery Ventilator | 2037 | SC B | million_m3 | After Competition Groups | 2.1767 | 516386.7494 | 0.51639 | 1712.6745 | 0.0012709 | 28 | Commercial_2037_SC B_million_m3_After Competition Groups_28 | Heat Recovery Ventilator | 0.1271% | 0.51639 | 2.1767 | Commercial_2037_SC B_million_m3_After Competition Groups_Heat Recovery Ventilator
Commercial | Com ¦ CEE Tier 2/Energy Star Clothes Washers | 2037 | SC B | million_m3 | After Competition Groups | 1.1863 | 59411.6197 | 0.059412 | 1712.6745 | 0.00069267 | 29 | Commercial_2037_SC B_million_m3_After Competition Groups_29 | CEE Tier 2/Energy Star Clothes Washers | 0.06927% | 0.059412 | 1.1863 | Commercial_2037_SC B_million_m3_After Competition Groups_CEE Tier 2/Energy Star Clothes Washers
Commercial | Com ¦ Drain Water Heat Recovery (DWHR) ¦ Retro | 2037 | SC B | million_m3 | After Competition Groups | 1.1565 | 3048.5845 | 0.0030486 | 1712.6745 | 0.00067523 | 30 | Commercial_2037_SC B_million_m3_After Competition Groups_30 | Drain Water Heat Recovery (DWHR) ¦ Retro | 0.06752% | 0.0030486 | 1.1565 | Commercial_2037_SC B_million_m3_After Competition Groups_Drain Water Heat Recovery (DWHR) ¦ Retro
Commercial | Com ¦ Low Flow Pre-Rinse Spray Nozzle | 2037 | SC B | million_m3 | After Competition Groups | 0.54374 | 7420.3337 | 0.0074203 | 1712.6745 | 0.00031748 | 31 | Commercial_2037_SC B_million_m3_After Competition Groups_31 | Low Flow Pre-Rinse Spray Nozzle | 0.03175% | 0.0074203 | 0.54374 | Commercial_2037_SC B_million_m3_After Competition Groups_Low Flow Pre-Rinse Spray Nozzle
Commercial | Com ¦ ENERGY STAR Steam Cooker | 2037 | SC B | million_m3 | After Competition Groups | 0.50575 | 14040.8086 | 0.014041 | 1712.6745 | 0.0002953 | 32 | Commercial_2037_SC B_million_m3_After Competition Groups_32 | ENERGY STAR Steam Cooker | 0.02953% | 0.014041 | 0.50575 | Commercial_2037_SC B_million_m3_After Competition Groups_ENERGY STAR Steam Cooker
Commercial | Com ¦ Drain Water Heat Recovery (DWHR) ¦New | 2037 | SC B | million_m3 | After Competition Groups | 0.42865 | 21209.307 | 0.021209 | 1712.6745 | 0.00025028 | 33 | Commercial_2037_SC B_million_m3_After Competition Groups_33 | Drain Water Heat Recovery (DWHR) ¦New | 0.02503% | 0.021209 | 0.42865 | Commercial_2037_SC B_million_m3_After Competition Groups_Drain Water Heat Recovery (DWHR) ¦New
Commercial | Com ¦ Gas Heat Pump Water Heater | 2037 | SC B | million_m3 | After Competition Groups | 0.22675 | 101663.7889 | 0.10166 | 1712.6745 | 0.00013239 | 34 | Commercial_2037_SC B_million_m3_After Competition Groups_34 | Gas Heat Pump Water Heater | 0.01324% | 0.10166 | 0.22675 | Commercial_2037_SC B_million_m3_After Competition Groups_Gas Heat Pump Water Heater
Commercial | Com ¦ Solar Water Preheat (Pools/DHW) | 2037 | SC B | million_m3 | After Competition Groups | 0.20448 | 13393.5941 | 0.013394 | 1712.6745 | 0.0001194 | 35 | Commercial_2037_SC B_million_m3_After Competition Groups_35 | Solar Water Preheat (Pools/DHW) | 0.01194% | 0.013394 | 0.20448 | Commercial_2037_SC B_million_m3_After Competition Groups_Solar Water Preheat (Pools/DHW)
Commercial | Com ¦ Air Curtains | 2037 | SC B | million_m3 | After Competition Groups | 0.14635 | 14946.8543 | 0.014947 | 1712.6745 | 8.5453e-05 | 36 | Commercial_2037_SC B_million_m3_After Competition Groups_36 | Air Curtains | 0.008545% | 0.014947 | 0.14635 | Commercial_2037_SC B_million_m3_After Competition Groups_Air Curtains
Commercial | Com ¦ Condensing Boiler ¦ Std | 2037 | SC C | million_m3 | After Competition Groups | 132.6498 | 20053012.4045 | 20.053 | 1151.5964 | 0.11519 | 1 | Commercial_2037_SC C_million_m3_After Competition Groups_1 | Condensing Boiler ¦ Std | 11.52% | 20.053 | 132.6498 | Commercial_2037_SC C_million_m3_After Competition Groups_Condensing Boiler ¦ Std
Commercial | Com ¦ Demand Control Ventilation | 2037 | SC C | million_m3 | After Competition Groups | 129.8406 | 8362223.9716 | 8.3622 | 1151.5964 | 0.11275 | 2 | Commercial_2037_SC C_million_m3_After Competition Groups_2 | Demand Control Ventilation | 11.27% | 8.3622 | 129.8406 | Commercial_2037_SC C_million_m3_After Competition Groups_Demand Control Ventilation
Commercial | Com ¦ Adaptive Thermostats | 2037 | SC C | million_m3 | After Competition Groups | 109.4687 | 2370117.317 | 2.3701 | 1151.5964 | 0.095058 | 3 | Commercial_2037_SC C_million_m3_After Competition Groups_3 | Adaptive Thermostats | 9.506% | 2.3701 | 109.4687 | Commercial_2037_SC C_million_m3_After Competition Groups_Adaptive Thermostats
Commercial | Com ¦ Boilers - Advanced Controls (Steam Systems) | 2037 | SC C | million_m3 | After Competition Groups | 95.6839 | 3955441.7636 | 3.9554 | 1151.5964 | 0.083088 | 4 | Commercial_2037_SC C_million_m3_After Competition Groups_4 | Boilers - Advanced Controls (Steam Systems) | 8.309% | 3.9554 | 95.6839 | Commercial_2037_SC C_million_m3_After Competition Groups_Boilers - Advanced Controls (Steam Systems)
Commercial | Com ¦ Gas Fired Rooftop Units | 2037 | SC C | million_m3 | After Competition Groups | 94.7597 | 4926901.0847 | 4.9269 | 1151.5964 | 0.082285 | 5 | Commercial_2037_SC C_million_m3_After Competition Groups_5 | Gas Fired Rooftop Units | 8.229% | 4.9269 | 94.7597 | Commercial_2037_SC C_million_m3_After Competition Groups_Gas Fired Rooftop Units
Commercial | Com ¦ Building Recommissioning, Operations and Maintenance (O&M) Improvements | 2037 | SC C | million_m3 | After Competition Groups | 91.2988 | 5175627.7155 | 5.1756 | 1151.5964 | 0.07928 | 6 | Commercial_2037_SC C_million_m3_After Competition Groups_6 | Building Recommissioning, Operations and Maintenance (O&M) Improvements | 7.928% | 5.1756 | 91.2988 | Commercial_2037_SC C_million_m3_After Competition Groups_Building Recommissioning, Operations and Maintenance (O&M) Improvements
Commercial | Com ¦ Condensing Make Up Air Unit | 2037 | SC C | million_m3 | After Competition Groups | 67.4794 | 5506635.7706 | 5.5066 | 1151.5964 | 0.058596 | 7 | Commercial_2037_SC C_million_m3_After Competition Groups_7 | Condensing Make Up Air Unit | 5.86% | 5.5066 | 67.4794 | Commercial_2037_SC C_million_m3_After Competition Groups_Condensing Make Up Air Unit
Commercial | Com ¦ Gas Fired Heat Pump | 2037 | SC C | million_m3 | After Competition Groups | 56.9638 | 3875065.8883 | 3.8751 | 1151.5964 | 0.049465 | 8 | Commercial_2037_SC C_million_m3_After Competition Groups_8 | Gas Fired Heat Pump | 4.947% | 3.8751 | 56.9638 | Commercial_2037_SC C_million_m3_After Competition Groups_Gas Fired Heat Pump
Commercial | Com ¦ Air Handler with Dedicated Outdoor Air Systems | 2037 | SC C | million_m3 | After Competition Groups | 55.5353 | 3950084.7113 | 3.9501 | 1151.5964 | 0.048225 | 9 | Commercial_2037_SC C_million_m3_After Competition Groups_9 | Air Handler with Dedicated Outdoor Air Systems | 4.822% | 3.9501 | 55.5353 | Commercial_2037_SC C_million_m3_After Competition Groups_Air Handler with Dedicated Outdoor Air Systems
Commercial | Com ¦ Demand Control Kitchen Ventilation | 2037 | SC C | million_m3 | After Competition Groups | 49.6487 | 2639240.9676 | 2.6392 | 1151.5964 | 0.043113 | 10 | Commercial_2037_SC C_million_m3_After Competition Groups_10 | Demand Control Kitchen Ventilation | 4.311% | 2.6392 | 49.6487 | Commercial_2037_SC C_million_m3_After Competition Groups_Demand Control Kitchen Ventilation
Commercial | Com ¦ Advanced BAS/Controllers | 2037 | SC C | million_m3 | After Competition Groups | 42.4838 | 2918937.8826 | 2.9189 | 1151.5964 | 0.036891 | 11 | Commercial_2037_SC C_million_m3_After Competition Groups_11 | Advanced BAS/Controllers | 3.689% | 2.9189 | 42.4838 | Commercial_2037_SC C_million_m3_After Competition Groups_Advanced BAS/Controllers
Commercial | Com ¦ Steam System Optimization | 2037 | SC C | million_m3 | After Competition Groups | 36.974 | 175694.5089 | 0.17569 | 1151.5964 | 0.032107 | 12 | Commercial_2037_SC C_million_m3_After Competition Groups_12 | Steam System Optimization | 3.211% | 0.17569 | 36.974 | Commercial_2037_SC C_million_m3_After Competition Groups_Steam System Optimization
Commercial | Com ¦ Destratification | 2037 | SC C | million_m3 | After Competition Groups | 36.5069 | 1483382.2005 | 1.4834 | 1151.5964 | 0.031701 | 13 | Commercial_2037_SC C_million_m3_After Competition Groups_13 | Destratification | 3.17% | 1.4834 | 36.5069 | Commercial_2037_SC C_million_m3_After Competition Groups_Destratification
Commercial | Com ¦ Furnace Tune-Up | 2037 | SC C | million_m3 | After Competition Groups | 34.5346 | 80618.0483 | 0.080618 | 1151.5964 | 0.029988 | 14 | Commercial_2037_SC C_million_m3_After Competition Groups_14 | Furnace Tune-Up | 2.999% | 0.080618 | 34.5346 | Commercial_2037_SC C_million_m3_After Competition Groups_Furnace Tune-Up
Commercial | Com ¦ Condensing Unit Heaters or other Efficient Unit Heating System | 2037 | SC C | million_m3 | After Competition Groups | 32.1023 | 3650049.7841 | 3.65 | 1151.5964 | 0.027876 | 15 | Commercial_2037_SC C_million_m3_After Competition Groups_15 | Condensing Unit Heaters or other Efficient Unit Heating System | 2.788% | 3.65 | 32.1023 | Commercial_2037_SC C_million_m3_After Competition Groups_Condensing Unit Heaters or other Efficient Unit Heating System
Commercial | Com ¦ Wall Insulation | 2037 | SC C | million_m3 | After Competition Groups | 19.5106 | 500741.3927 | 0.50074 | 1151.5964 | 0.016942 | 16 | Commercial_2037_SC C_million_m3_After Competition Groups_16 | Wall Insulation | 1.694% | 0.50074 | 19.5106 | Commercial_2037_SC C_million_m3_After Competition Groups_Wall Insulation
Commercial | Com ¦ Education and Capacity Building/Energy Behavior | 2037 | SC C | million_m3 | After Competition Groups | 10.8637 | 8788148.5896 | 8.7881 | 1151.5964 | 0.0094336 | 17 | Commercial_2037_SC C_million_m3_After Competition Groups_17 | Education and Capacity Building/Energy Behavior | 0.9434% | 8.7881 | 10.8637 | Commercial_2037_SC C_million_m3_After Competition Groups_Education and Capacity Building/Energy Behavior
Commercial | Com ¦ Demand controlled Circulating Systems | 2037 | SC C | million_m3 | After Competition Groups | 9.942 | 304110.3867 | 0.30411 | 1151.5964 | 0.0086332 | 18 | Commercial_2037_SC C_million_m3_After Competition Groups_18 | Demand controlled Circulating Systems | 0.8633% | 0.30411 | 9.942 | Commercial_2037_SC C_million_m3_After Competition Groups_Demand controlled Circulating Systems
Commercial | Com ¦ Duct Insulation, R8 | 2037 | SC C | million_m3 | After Competition Groups | 7.5411 | 531276.9353 | 0.53128 | 1151.5964 | 0.0065484 | 19 | Commercial_2037_SC C_million_m3_After Competition Groups_19 | Duct Insulation, R8 | 0.6548% | 0.53128 | 7.5411 | Commercial_2037_SC C_million_m3_After Competition Groups_Duct Insulation, R8
Commercial | Com ¦ Energy Efficient Laboratory Fume Hood | 2037 | SC C | million_m3 | After Competition Groups | 7.5167 | 754966.3173 | 0.75497 | 1151.5964 | 0.0065272 | 20 | Commercial_2037_SC C_million_m3_After Competition Groups_20 | Energy Efficient Laboratory Fume Hood | 0.6527% | 0.75497 | 7.5167 | Commercial_2037_SC C_million_m3_After Competition Groups_Energy Efficient Laboratory Fume Hood
Commercial | Com ¦ High Efficiency Underfired Broilers | 2037 | SC C | million_m3 | After Competition Groups | 6.0258 | 199565.7376 | 0.19957 | 1151.5964 | 0.0052326 | 21 | Commercial_2037_SC C_million_m3_After Competition Groups_21 | High Efficiency Underfired Broilers | 0.5233% | 0.19957 | 6.0258 | Commercial_2037_SC C_million_m3_After Competition Groups_High Efficiency Underfired Broilers
Commercial | Com ¦ ENERGY STAR Fryer (84% eff) | 2037 | SC C | million_m3 | After Competition Groups | 5.7228 | 324270.8067 | 0.32427 | 1151.5964 | 0.0049694 | 22 | Commercial_2037_SC C_million_m3_After Competition Groups_22 | ENERGY STAR Fryer (84% eff) | 0.4969% | 0.32427 | 5.7228 | Commercial_2037_SC C_million_m3_After Competition Groups_ENERGY STAR Fryer (84% eff)
Commercial | Com ¦ Ozone Laundry Treatment | 2037 | SC C | million_m3 | After Competition Groups | 4.5891 | 402181.6924 | 0.40218 | 1151.5964 | 0.0039849 | 23 | Commercial_2037_SC C_million_m3_After Competition Groups_23 | Ozone Laundry Treatment | 0.3985% | 0.40218 | 4.5891 | Commercial_2037_SC C_million_m3_After Competition Groups_Ozone Laundry Treatment
Commercial | Com ¦ Infrared Heaters | 2037 | SC C | million_m3 | After Competition Groups | 4.1363 | 576406.7559 | 0.57641 | 1151.5964 | 0.0035918 | 24 | Commercial_2037_SC C_million_m3_After Competition Groups_24 | Infrared Heaters | 0.3592% | 0.57641 | 4.1363 | Commercial_2037_SC C_million_m3_After Competition Groups_Infrared Heaters
Commercial | Com ¦ ENERGY STAR Griddle (74% eff) | 2037 | SC C | million_m3 | After Competition Groups | 2.8052 | 163293.1379 | 0.16329 | 1151.5964 | 0.0024359 | 25 | Commercial_2037_SC C_million_m3_After Competition Groups_25 | ENERGY STAR Griddle (74% eff) | 0.2436% | 0.16329 | 2.8052 | Commercial_2037_SC C_million_m3_After Competition Groups_ENERGY STAR Griddle (74% eff)
Commercial | Com ¦ ENERGY STAR Dishwasher | 2037 | SC C | million_m3 | After Competition Groups | 2.1773 | 173718.0975 | 0.17372 | 1151.5964 | 0.0018906 | 26 | Commercial_2037_SC C_million_m3_After Competition Groups_26 | ENERGY STAR Dishwasher | 0.1891% | 0.17372 | 2.1773 | Commercial_2037_SC C_million_m3_After Competition Groups_ENERGY STAR Dishwasher
Commercial | Com ¦ Energy Recovery Ventilation and Ventilation (Enhanced) | 2037 | SC C | million_m3 | After Competition Groups | 1.2527 | 197919.3893 | 0.19792 | 1151.5964 | 0.0010878 | 27 | Commercial_2037_SC C_million_m3_After Competition Groups_27 | Energy Recovery Ventilation and Ventilation (Enhanced) | 0.1088% | 0.19792 | 1.2527 | Commercial_2037_SC C_million_m3_After Competition Groups_Energy Recovery Ventilation and Ventilation (Enhanced)
Commercial | Com ¦ CEE Tier 2/Energy Star Clothes Washers | 2037 | SC C | million_m3 | After Competition Groups | 1.0216 | 33311.6239 | 0.033312 | 1151.5964 | 0.0008871 | 28 | Commercial_2037_SC C_million_m3_After Competition Groups_28 | CEE Tier 2/Energy Star Clothes Washers | 0.08871% | 0.033312 | 1.0216 | Commercial_2037_SC C_million_m3_After Competition Groups_CEE Tier 2/Energy Star Clothes Washers
Commercial | Com ¦ Drain Water Heat Recovery (DWHR) ¦ Retro | 2037 | SC C | million_m3 | After Competition Groups | 0.8719 | 22508.8914 | 0.022509 | 1151.5964 | 0.00075712 | 29 | Commercial_2037_SC C_million_m3_After Competition Groups_29 | Drain Water Heat Recovery (DWHR) ¦ Retro | 0.07571% | 0.022509 | 0.8719 | Commercial_2037_SC C_million_m3_After Competition Groups_Drain Water Heat Recovery (DWHR) ¦ Retro
Commercial | Com ¦ ENERGY STAR Steam Cooker | 2037 | SC C | million_m3 | After Competition Groups | 0.50575 | 14042.2983 | 0.014042 | 1151.5964 | 0.00043917 | 30 | Commercial_2037_SC C_million_m3_After Competition Groups_30 | ENERGY STAR Steam Cooker | 0.04392% | 0.014042 | 0.50575 | Commercial_2037_SC C_million_m3_After Competition Groups_ENERGY STAR Steam Cooker
Commercial | Com ¦ Low Flow Pre-Rinse Spray Nozzle | 2037 | SC C | million_m3 | After Competition Groups | 0.44666 | 6446.8819 | 0.0064469 | 1151.5964 | 0.00038786 | 31 | Commercial_2037_SC C_million_m3_After Competition Groups_31 | Low Flow Pre-Rinse Spray Nozzle | 0.03879% | 0.0064469 | 0.44666 | Commercial_2037_SC C_million_m3_After Competition Groups_Low Flow Pre-Rinse Spray Nozzle
Commercial | Com ¦ Drain Water Heat Recovery (DWHR) ¦New | 2037 | SC C | million_m3 | After Competition Groups | 0.31876 | 18958.3502 | 0.018958 | 1151.5964 | 0.0002768 | 32 | Commercial_2037_SC C_million_m3_After Competition Groups_32 | Drain Water Heat Recovery (DWHR) ¦New | 0.02768% | 0.018958 | 0.31876 | Commercial_2037_SC C_million_m3_After Competition Groups_Drain Water Heat Recovery (DWHR) ¦New
Commercial | Com ¦ Heat Recovery Ventilator | 2037 | SC C | million_m3 | After Competition Groups | 0.28274 | 29140.7491 | 0.029141 | 1151.5964 | 0.00024552 | 33 | Commercial_2037_SC C_million_m3_After Competition Groups_33 | Heat Recovery Ventilator | 0.02455% | 0.029141 | 0.28274 | Commercial_2037_SC C_million_m3_After Competition Groups_Heat Recovery Ventilator
Commercial | Com ¦ Solar Water Preheat (Pools/DHW) | 2037 | SC C | million_m3 | After Competition Groups | 0.12322 | 10688.4058 | 0.010688 | 1151.5964 | 0.000107 | 34 | Commercial_2037_SC C_million_m3_After Competition Groups_34 | Solar Water Preheat (Pools/DHW) | 0.0107% | 0.010688 | 0.12322 | Commercial_2037_SC C_million_m3_After Competition Groups_Solar Water Preheat (Pools/DHW)
Commercial | Com ¦ Gas Heat Pump Water Heater | 2037 | SC C | million_m3 | After Competition Groups | 0.011046 | 1770.7796 | 0.0017708 | 1151.5964 | 9.5919e-06 | 35 | Commercial_2037_SC C_million_m3_After Competition Groups_35 | Gas Heat Pump Water Heater | 0.0009592% | 0.0017708 | 0.011046 | Commercial_2037_SC C_million_m3_After Competition Groups_Gas Heat Pump Water Heater
Commercial | Com ¦ Air Curtains | 2037 | SC C | million_m3 | After Competition Groups | 0.00098868 | 180.8225 | 0.00018082 | 1151.5964 | 8.5853e-07 | 36 | Commercial_2037_SC C_million_m3_After Competition Groups_36 | Air Curtains | 8.585e-05% | 0.00018082 | 0.00098868 | Commercial_2037_SC C_million_m3_After Competition Groups_Air Curtains
Commercial | Com ¦ Condensing Boiler ¦ Std | 2037 | Technical | million_m3 | After Competition Groups | 345.2731 | 0 | 0 | 2300.3863 | 0.15009 | 1 | Commercial_2037_Technical_million_m3_After Competition Groups_1 | Condensing Boiler ¦ Std | 15.01% | 0 | 345.2731 | Commercial_2037_Technical_million_m3_After Competition Groups_Condensing Boiler ¦ Std
Commercial | Com ¦ Gas Fired Rooftop Units | 2037 | Technical | million_m3 | After Competition Groups | 234.278 | 0 | 0 | 2300.3863 | 0.10184 | 2 | Commercial_2037_Technical_million_m3_After Competition Groups_2 | Gas Fired Rooftop Units | 10.18% | 0 | 234.278 | Commercial_2037_Technical_million_m3_After Competition Groups_Gas Fired Rooftop Units
Commercial | Com ¦ Demand Control Ventilation | 2037 | Technical | million_m3 | After Competition Groups | 221.487 | 0 | 0 | 2300.3863 | 0.096283 | 3 | Commercial_2037_Technical_million_m3_After Competition Groups_3 | Demand Control Ventilation | 9.628% | 0 | 221.487 | Commercial_2037_Technical_million_m3_After Competition Groups_Demand Control Ventilation
Commercial | Com ¦ Building Recommissioning, Operations and Maintenance (O&M) Improvements | 2037 | Technical | million_m3 | After Competition Groups | 204.4458 | 0 | 0 | 2300.3863 | 0.088875 | 4 | Commercial_2037_Technical_million_m3_After Competition Groups_4 | Building Recommissioning, Operations and Maintenance (O&M) Improvements | 8.887% | 0 | 204.4458 | Commercial_2037_Technical_million_m3_After Competition Groups_Building Recommissioning, Operations and Maintenance (O&M) Improvements
Commercial | Com ¦ Boilers - Advanced Controls (Steam Systems) | 2037 | Technical | million_m3 | After Competition Groups | 150.8398 | 0 | 0 | 2300.3863 | 0.065572 | 5 | Commercial_2037_Technical_million_m3_After Competition Groups_5 | Boilers - Advanced Controls (Steam Systems) | 6.557% | 0 | 150.8398 | Commercial_2037_Technical_million_m3_After Competition Groups_Boilers - Advanced Controls (Steam Systems)
Commercial | Com ¦ Adaptive Thermostats | 2037 | Technical | million_m3 | After Competition Groups | 134.2782 | 0 | 0 | 2300.3863 | 0.058372 | 6 | Commercial_2037_Technical_million_m3_After Competition Groups_6 | Adaptive Thermostats | 5.837% | 0 | 134.2782 | Commercial_2037_Technical_million_m3_After Competition Groups_Adaptive Thermostats
Commercial | Com ¦ Condensing Make Up Air Unit | 2037 | Technical | million_m3 | After Competition Groups | 118.9473 | 0 | 0 | 2300.3863 | 0.051708 | 7 | Commercial_2037_Technical_million_m3_After Competition Groups_7 | Condensing Make Up Air Unit | 5.171% | 0 | 118.9473 | Commercial_2037_Technical_million_m3_After Competition Groups_Condensing Make Up Air Unit
Commercial | Com ¦ Gas Fired Heat Pump | 2037 | Technical | million_m3 | After Competition Groups | 98.3719 | 0 | 0 | 2300.3863 | 0.042763 | 8 | Commercial_2037_Technical_million_m3_After Competition Groups_8 | Gas Fired Heat Pump | 4.276% | 0 | 98.3719 | Commercial_2037_Technical_million_m3_After Competition Groups_Gas Fired Heat Pump
Commercial | Com ¦ Advanced BAS/Controllers | 2037 | Technical | million_m3 | After Competition Groups | 77.7091 | 0 | 0 | 2300.3863 | 0.033781 | 9 | Commercial_2037_Technical_million_m3_After Competition Groups_9 | Advanced BAS/Controllers | 3.378% | 0 | 77.7091 | Commercial_2037_Technical_million_m3_After Competition Groups_Advanced BAS/Controllers
Commercial | Com ¦ Air Handler with Dedicated Outdoor Air Systems | 2037 | Technical | million_m3 | After Competition Groups | 76.2725 | 0 | 0 | 2300.3863 | 0.033156 | 10 | Commercial_2037_Technical_million_m3_After Competition Groups_10 | Air Handler with Dedicated Outdoor Air Systems | 3.316% | 0 | 76.2725 | Commercial_2037_Technical_million_m3_After Competition Groups_Air Handler with Dedicated Outdoor Air Systems
Commercial | Com ¦ Demand Control Kitchen Ventilation | 2037 | Technical | million_m3 | After Competition Groups | 74.8732 | 0 | 0 | 2300.3863 | 0.032548 | 11 | Commercial_2037_Technical_million_m3_After Competition Groups_11 | Demand Control Kitchen Ventilation | 3.255% | 0 | 74.8732 | Commercial_2037_Technical_million_m3_After Competition Groups_Demand Control Kitchen Ventilation
Commercial | Com ¦ Condensing Unit Heaters or other Efficient Unit Heating System | 2037 | Technical | million_m3 | After Competition Groups | 69.5974 | 0 | 0 | 2300.3863 | 0.030255 | 12 | Commercial_2037_Technical_million_m3_After Competition Groups_12 | Condensing Unit Heaters or other Efficient Unit Heating System | 3.025% | 0 | 69.5974 | Commercial_2037_Technical_million_m3_After Competition Groups_Condensing Unit Heaters or other Efficient Unit Heating System
Commercial | Com ¦ Energy Recovery Ventilation and Ventilation (Enhanced) | 2037 | Technical | million_m3 | After Competition Groups | 67.6636 | 0 | 0 | 2300.3863 | 0.029414 | 13 | Commercial_2037_Technical_million_m3_After Competition Groups_13 | Energy Recovery Ventilation and Ventilation (Enhanced) | 2.941% | 0 | 67.6636 | Commercial_2037_Technical_million_m3_After Competition Groups_Energy Recovery Ventilation and Ventilation (Enhanced)
Commercial | Com ¦ Education and Capacity Building/Energy Behavior | 2037 | Technical | million_m3 | After Competition Groups | 64.9629 | 0 | 0 | 2300.3863 | 0.02824 | 14 | Commercial_2037_Technical_million_m3_After Competition Groups_14 | Education and Capacity Building/Energy Behavior | 2.824% | 0 | 64.9629 | Commercial_2037_Technical_million_m3_After Competition Groups_Education and Capacity Building/Energy Behavior
Commercial | Com ¦ Steam System Optimization | 2037 | Technical | million_m3 | After Competition Groups | 41.03 | 0 | 0 | 2300.3863 | 0.017836 | 15 | Commercial_2037_Technical_million_m3_After Competition Groups_15 | Steam System Optimization | 1.784% | 0 | 41.03 | Commercial_2037_Technical_million_m3_After Competition Groups_Steam System Optimization
Commercial | Com ¦ Destratification | 2037 | Technical | million_m3 | After Competition Groups | 38.9416 | 0 | 0 | 2300.3863 | 0.016928 | 16 | Commercial_2037_Technical_million_m3_After Competition Groups_16 | Destratification | 1.693% | 0 | 38.9416 | Commercial_2037_Technical_million_m3_After Competition Groups_Destratification
Commercial | Com ¦ Furnace Tune-Up | 2037 | Technical | million_m3 | After Competition Groups | 38.6822 | 0 | 0 | 2300.3863 | 0.016816 | 17 | Commercial_2037_Technical_million_m3_After Competition Groups_17 | Furnace Tune-Up | 1.682% | 0 | 38.6822 | Commercial_2037_Technical_million_m3_After Competition Groups_Furnace Tune-Up
Commercial | Com ¦ Super-High Efficiency Furnaces (Emerging Tech) | 2037 | Technical | million_m3 | After Competition Groups | 29.7118 | 0 | 0 | 2300.3863 | 0.012916 | 18 | Commercial_2037_Technical_million_m3_After Competition Groups_18 | Super-High Efficiency Furnaces (Emerging Tech) | 1.292% | 0 | 29.7118 | Commercial_2037_Technical_million_m3_After Competition Groups_Super-High Efficiency Furnaces (Emerging Tech)
Commercial | Com ¦ Heat Recovery Ventilator | 2037 | Technical | million_m3 | After Competition Groups | 28.9702 | 0 | 0 | 2300.3863 | 0.012594 | 19 | Commercial_2037_Technical_million_m3_After Competition Groups_19 | Heat Recovery Ventilator | 1.259% | 0 | 28.9702 | Commercial_2037_Technical_million_m3_After Competition Groups_Heat Recovery Ventilator
Commercial | Com ¦ High Efficiency Condensing Furnace AFUE 95% from 80% code | 2037 | Technical | million_m3 | After Competition Groups | 28.4154 | 0 | 0 | 2300.3863 | 0.012352 | 20 | Commercial_2037_Technical_million_m3_After Competition Groups_20 | High Efficiency Condensing Furnace AFUE 95% from 80% code | 1.235% | 0 | 28.4154 | Commercial_2037_Technical_million_m3_After Competition Groups_High Efficiency Condensing Furnace AFUE 95% from 80% code
Commercial | Com ¦ Wall Insulation | 2037 | Technical | million_m3 | After Competition Groups | 21.6325 | 0 | 0 | 2300.3863 | 0.0094039 | 21 | Commercial_2037_Technical_million_m3_After Competition Groups_21 | Wall Insulation | 0.9404% | 0 | 21.6325 | Commercial_2037_Technical_million_m3_After Competition Groups_Wall Insulation
Commercial | Com ¦ Boiler Measures | 2037 | Technical | million_m3 | After Competition Groups | 18.1333 | 0 | 0 | 2300.3863 | 0.0078827 | 22 | Commercial_2037_Technical_million_m3_After Competition Groups_22 | Boiler Measures | 0.7883% | 0 | 18.1333 | Commercial_2037_Technical_million_m3_After Competition Groups_Boiler Measures
Commercial | Com ¦ Energy Efficient Laboratory Fume Hood | 2037 | Technical | million_m3 | After Competition Groups | 15.2744 | 0 | 0 | 2300.3863 | 0.0066399 | 23 | Commercial_2037_Technical_million_m3_After Competition Groups_23 | Energy Efficient Laboratory Fume Hood | 0.664% | 0 | 15.2744 | Commercial_2037_Technical_million_m3_After Competition Groups_Energy Efficient Laboratory Fume Hood
Commercial | Com ¦ Demand controlled Circulating Systems | 2037 | Technical | million_m3 | After Competition Groups | 11.3637 | 0 | 0 | 2300.3863 | 0.0049399 | 24 | Commercial_2037_Technical_million_m3_After Competition Groups_24 | Demand controlled Circulating Systems | 0.494% | 0 | 11.3637 | Commercial_2037_Technical_million_m3_After Competition Groups_Demand controlled Circulating Systems
Commercial | Com ¦ Infrared Heaters | 2037 | Technical | million_m3 | After Competition Groups | 10.2872 | 0 | 0 | 2300.3863 | 0.004472 | 25 | Commercial_2037_Technical_million_m3_After Competition Groups_25 | Infrared Heaters | 0.4472% | 0 | 10.2872 | Commercial_2037_Technical_million_m3_After Competition Groups_Infrared Heaters
Commercial | Com ¦ ENERGY STAR Fryer (84% eff) | 2037 | Technical | million_m3 | After Competition Groups | 10.0093 | 0 | 0 | 2300.3863 | 0.0043512 | 26 | Commercial_2037_Technical_million_m3_After Competition Groups_26 | ENERGY STAR Fryer (84% eff) | 0.4351% | 0 | 10.0093 | Commercial_2037_Technical_million_m3_After Competition Groups_ENERGY STAR Fryer (84% eff)
Commercial | Com ¦ Roof Insulation/Ceiling Insulation (R25 Code to R35) | 2037 | Technical | million_m3 | After Competition Groups | 9.2534 | 0 | 0 | 2300.3863 | 0.0040225 | 27 | Commercial_2037_Technical_million_m3_After Competition Groups_27 | Roof Insulation/Ceiling Insulation (R25 Code to R35) | 0.4023% | 0 | 9.2534 | Commercial_2037_Technical_million_m3_After Competition Groups_Roof Insulation/Ceiling Insulation (R25 Code to R35)
Commercial | Com ¦ Condensing Storage Water Heater | 2037 | Technical | million_m3 | After Competition Groups | 8.9101 | 0 | 0 | 2300.3863 | 0.0038733 | 28 | Commercial_2037_Technical_million_m3_After Competition Groups_28 | Condensing Storage Water Heater | 0.3873% | 0 | 8.9101 | Commercial_2037_Technical_million_m3_After Competition Groups_Condensing Storage Water Heater
Commercial | Com ¦ Duct Insulation, R8 | 2037 | Technical | million_m3 | After Competition Groups | 8.8774 | 0 | 0 | 2300.3863 | 0.0038591 | 29 | Commercial_2037_Technical_million_m3_After Competition Groups_29 | Duct Insulation, R8 | 0.3859% | 0 | 8.8774 | Commercial_2037_Technical_million_m3_After Competition Groups_Duct Insulation, R8
Commercial | Com ¦ High Efficiency Underfired Broilers | 2037 | Technical | million_m3 | After Competition Groups | 8.4955 | 0 | 0 | 2300.3863 | 0.0036931 | 30 | Commercial_2037_Technical_million_m3_After Competition Groups_30 | High Efficiency Underfired Broilers | 0.3693% | 0 | 8.4955 | Commercial_2037_Technical_million_m3_After Competition Groups_High Efficiency Underfired Broilers
Commercial | Com ¦ Ozone Laundry Treatment | 2037 | Technical | million_m3 | After Competition Groups | 7.802 | 0 | 0 | 2300.3863 | 0.0033916 | 31 | Commercial_2037_Technical_million_m3_After Competition Groups_31 | Ozone Laundry Treatment | 0.3392% | 0 | 7.802 | Commercial_2037_Technical_million_m3_After Competition Groups_Ozone Laundry Treatment
Commercial | Com ¦ ENERGY STAR Griddle (74% eff) | 2037 | Technical | million_m3 | After Competition Groups | 6.5741 | 0 | 0 | 2300.3863 | 0.0028578 | 32 | Commercial_2037_Technical_million_m3_After Competition Groups_32 | ENERGY STAR Griddle (74% eff) | 0.2858% | 0 | 6.5741 | Commercial_2037_Technical_million_m3_After Competition Groups_ENERGY STAR Griddle (74% eff)
Commercial | Com ¦ ENERGY STAR Dishwasher | 2037 | Technical | million_m3 | After Competition Groups | 4.106 | 0 | 0 | 2300.3863 | 0.0017849 | 33 | Commercial_2037_Technical_million_m3_After Competition Groups_33 | ENERGY STAR Dishwasher | 0.1785% | 0 | 4.106 | Commercial_2037_Technical_million_m3_After Competition Groups_ENERGY STAR Dishwasher
Commercial | Com ¦ HOTEL OCCUPANCY CONTROLS (HVAC + LIGHTING) | 2037 | Technical | million_m3 | After Competition Groups | 3.8723 | 0 | 0 | 2300.3863 | 0.0016833 | 34 | Commercial_2037_Technical_million_m3_After Competition Groups_34 | HOTEL OCCUPANCY CONTROLS (HVAC + LIGHTING) | 0.1683% | 0 | 3.8723 | Commercial_2037_Technical_million_m3_After Competition Groups_HOTEL OCCUPANCY CONTROLS (HVAC + LIGHTING)
Commercial | Com ¦ Dock Door Seals | 2037 | Technical | million_m3 | After Competition Groups | 2.8624 | 0 | 0 | 2300.3863 | 0.0012443 | 35 | Commercial_2037_Technical_million_m3_After Competition Groups_35 | Dock Door Seals | 0.1244% | 0 | 2.8624 | Commercial_2037_Technical_million_m3_After Competition Groups_Dock Door Seals
Commercial | Com ¦ Ice Rink Heat Recovery | 2037 | Technical | million_m3 | After Competition Groups | 2.8534 | 0 | 0 | 2300.3863 | 0.0012404 | 36 | Commercial_2037_Technical_million_m3_After Competition Groups_36 | Ice Rink Heat Recovery | 0.124% | 0 | 2.8534 | Commercial_2037_Technical_million_m3_After Competition Groups_Ice Rink Heat Recovery
Commercial | Com ¦ CEE Tier 2/Energy Star Clothes Washers | 2037 | Technical | million_m3 | After Competition Groups | 1.4474 | 0 | 0 | 2300.3863 | 0.00062919 | 37 | Commercial_2037_Technical_million_m3_After Competition Groups_37 | CEE Tier 2/Energy Star Clothes Washers | 0.06292% | 0 | 1.4474 | Commercial_2037_Technical_million_m3_After Competition Groups_CEE Tier 2/Energy Star Clothes Washers
Commercial | Com ¦ Drain Water Heat Recovery (DWHR) ¦ Retro | 2037 | Technical | million_m3 | After Competition Groups | 0.93954 | 0 | 0 | 2300.3863 | 0.00040843 | 38 | Commercial_2037_Technical_million_m3_After Competition Groups_38 | Drain Water Heat Recovery (DWHR) ¦ Retro | 0.04084% | 0 | 0.93954 | Commercial_2037_Technical_million_m3_After Competition Groups_Drain Water Heat Recovery (DWHR) ¦ Retro
Commercial | Com ¦ Low Flow Pre-Rinse Spray Nozzle | 2037 | Technical | million_m3 | After Competition Groups | 0.71924 | 0 | 0 | 2300.3863 | 0.00031266 | 39 | Commercial_2037_Technical_million_m3_After Competition Groups_39 | Low Flow Pre-Rinse Spray Nozzle | 0.03127% | 0 | 0.71924 | Commercial_2037_Technical_million_m3_After Competition Groups_Low Flow Pre-Rinse Spray Nozzle
Commercial | Com ¦ ENERGY STAR Steam Cooker | 2037 | Technical | million_m3 | After Competition Groups | 0.71623 | 0 | 0 | 2300.3863 | 0.00031135 | 40 | Commercial_2037_Technical_million_m3_After Competition Groups_40 | ENERGY STAR Steam Cooker | 0.03114% | 0 | 0.71623 | Commercial_2037_Technical_million_m3_After Competition Groups_ENERGY STAR Steam Cooker
Commercial | Com ¦ Drain Water Heat Recovery (DWHR) ¦New | 2037 | Technical | million_m3 | After Competition Groups | 0.69808 | 0 | 0 | 2300.3863 | 0.00030346 | 41 | Commercial_2037_Technical_million_m3_After Competition Groups_41 | Drain Water Heat Recovery (DWHR) ¦New | 0.03035% | 0 | 0.69808 | Commercial_2037_Technical_million_m3_After Competition Groups_Drain Water Heat Recovery (DWHR) ¦New
Commercial | Com ¦ Solar Water Preheat (Pools/DHW) | 2037 | Technical | million_m3 | After Competition Groups | 0.35601 | 0 | 0 | 2300.3863 | 0.00015476 | 42 | Commercial_2037_Technical_million_m3_After Competition Groups_42 | Solar Water Preheat (Pools/DHW) | 0.01548% | 0 | 0.35601 | Commercial_2037_Technical_million_m3_After Competition Groups_Solar Water Preheat (Pools/DHW)
Commercial | Com ¦ Gas Convection Oven | 2037 | Technical | million_m3 | After Competition Groups | 0.16955 | 0 | 0 | 2300.3863 | 7.3704e-05 | 43 | Commercial_2037_Technical_million_m3_After Competition Groups_43 | Gas Convection Oven | 0.00737% | 0 | 0.16955 | Commercial_2037_Technical_million_m3_After Competition Groups_Gas Convection Oven
Commercial | Com ¦ Air Curtains | 2037 | Technical | million_m3 | After Competition Groups | 0.1495 | 0 | 0 | 2300.3863 | 6.499e-05 | 44 | Commercial_2037_Technical_million_m3_After Competition Groups_44 | Air Curtains | 0.006499% | 0 | 0.1495 | Commercial_2037_Technical_million_m3_After Competition Groups_Air Curtains
Commercial | Com ¦ Solar Preheat Make up Air | 2037 | Technical | million_m3 | After Competition Groups | 0.051367 | 0 | 0 | 2300.3863 | 2.233e-05 | 45 | Commercial_2037_Technical_million_m3_After Competition Groups_45 | Solar Preheat Make up Air | 0.002233% | 0 | 0.051367 | Commercial_2037_Technical_million_m3_After Competition Groups_Solar Preheat Make up Air
Commercial | Com ¦ Super High Perf Glazing ¦RET | 2037 | Technical | million_m3 | After Competition Groups | 0.046416 | 0 | 0 | 2300.3863 | 2.0177e-05 | 46 | Commercial_2037_Technical_million_m3_After Competition Groups_46 | Super High Perf Glazing ¦RET | 0.002018% | 0 | 0.046416 | Commercial_2037_Technical_million_m3_After Competition Groups_Super High Perf Glazing ¦RET
Commercial | Com ¦ Super High Perf Glazing ¦New | 2037 | Technical | million_m3 | After Competition Groups | 0.03514 | 0 | 0 | 2300.3863 | 1.5276e-05 | 47 | Commercial_2037_Technical_million_m3_After Competition Groups_47 | Super High Perf Glazing ¦New | 0.001528% | 0 | 0.03514 | Commercial_2037_Technical_million_m3_After Competition Groups_Super High Perf Glazing ¦New
Commercial | Com ¦ Condensing Boiler ¦ Std | 2038 | Economic | million_m3 | After Competition Groups | 358.9841 | 0 | 0 | 2126.5893 | 0.16881 | 1 | Commercial_2038_Economic_million_m3_After Competition Groups_1 | Condensing Boiler ¦ Std | 16.88% | 0 | 358.9841 | Commercial_2038_Economic_million_m3_After Competition Groups_Condensing Boiler ¦ Std
Commercial | Com ¦ Gas Fired Rooftop Units | 2038 | Economic | million_m3 | After Competition Groups | 242.2324 | 0 | 0 | 2126.5893 | 0.11391 | 2 | Commercial_2038_Economic_million_m3_After Competition Groups_2 | Gas Fired Rooftop Units | 11.39% | 0 | 242.2324 | Commercial_2038_Economic_million_m3_After Competition Groups_Gas Fired Rooftop Units
Commercial | Com ¦ Demand Control Ventilation | 2038 | Economic | million_m3 | After Competition Groups | 216.2171 | 0 | 0 | 2126.5893 | 0.10167 | 3 | Commercial_2038_Economic_million_m3_After Competition Groups_3 | Demand Control Ventilation | 10.17% | 0 | 216.2171 | Commercial_2038_Economic_million_m3_After Competition Groups_Demand Control Ventilation
Commercial | Com ¦ Building Recommissioning, Operations and Maintenance (O&M) Improvements | 2038 | Economic | million_m3 | After Competition Groups | 200.3364 | 0 | 0 | 2126.5893 | 0.094205 | 4 | Commercial_2038_Economic_million_m3_After Competition Groups_4 | Building Recommissioning, Operations and Maintenance (O&M) Improvements | 9.421% | 0 | 200.3364 | Commercial_2038_Economic_million_m3_After Competition Groups_Building Recommissioning, Operations and Maintenance (O&M) Improvements
Commercial | Com ¦ Boilers - Advanced Controls (Steam Systems) | 2038 | Economic | million_m3 | After Competition Groups | 152.188 | 0 | 0 | 2126.5893 | 0.071564 | 5 | Commercial_2038_Economic_million_m3_After Competition Groups_5 | Boilers - Advanced Controls (Steam Systems) | 7.156% | 0 | 152.188 | Commercial_2038_Economic_million_m3_After Competition Groups_Boilers - Advanced Controls (Steam Systems)
Commercial | Com ¦ Adaptive Thermostats | 2038 | Economic | million_m3 | After Competition Groups | 134.6723 | 0 | 0 | 2126.5893 | 0.063328 | 6 | Commercial_2038_Economic_million_m3_After Competition Groups_6 | Adaptive Thermostats | 6.333% | 0 | 134.6723 | Commercial_2038_Economic_million_m3_After Competition Groups_Adaptive Thermostats
Commercial | Com ¦ Condensing Make Up Air Unit | 2038 | Economic | million_m3 | After Competition Groups | 123.4448 | 0 | 0 | 2126.5893 | 0.058048 | 7 | Commercial_2038_Economic_million_m3_After Competition Groups_7 | Condensing Make Up Air Unit | 5.805% | 0 | 123.4448 | Commercial_2038_Economic_million_m3_After Competition Groups_Condensing Make Up Air Unit
Commercial | Com ¦ Gas Fired Heat Pump | 2038 | Economic | million_m3 | After Competition Groups | 101.1507 | 0 | 0 | 2126.5893 | 0.047565 | 8 | Commercial_2038_Economic_million_m3_After Competition Groups_8 | Gas Fired Heat Pump | 4.756% | 0 | 101.1507 | Commercial_2038_Economic_million_m3_After Competition Groups_Gas Fired Heat Pump
Commercial | Com ¦ Advanced BAS/Controllers | 2038 | Economic | million_m3 | After Competition Groups | 78.346 | 0 | 0 | 2126.5893 | 0.036841 | 9 | Commercial_2038_Economic_million_m3_After Competition Groups_9 | Advanced BAS/Controllers | 3.684% | 0 | 78.346 | Commercial_2038_Economic_million_m3_After Competition Groups_Advanced BAS/Controllers
Commercial | Com ¦ Demand Control Kitchen Ventilation | 2038 | Economic | million_m3 | After Competition Groups | 76.0124 | 0 | 0 | 2126.5893 | 0.035744 | 10 | Commercial_2038_Economic_million_m3_After Competition Groups_10 | Demand Control Kitchen Ventilation | 3.574% | 0 | 76.0124 | Commercial_2038_Economic_million_m3_After Competition Groups_Demand Control Kitchen Ventilation
Commercial | Com ¦ Air Handler with Dedicated Outdoor Air Systems | 2038 | Economic | million_m3 | After Competition Groups | 74.7395 | 0 | 0 | 2126.5893 | 0.035145 | 11 | Commercial_2038_Economic_million_m3_After Competition Groups_11 | Air Handler with Dedicated Outdoor Air Systems | 3.515% | 0 | 74.7395 | Commercial_2038_Economic_million_m3_After Competition Groups_Air Handler with Dedicated Outdoor Air Systems
Commercial | Com ¦ Condensing Unit Heaters or other Efficient Unit Heating System | 2038 | Economic | million_m3 | After Competition Groups | 72.1218 | 0 | 0 | 2126.5893 | 0.033914 | 12 | Commercial_2038_Economic_million_m3_After Competition Groups_12 | Condensing Unit Heaters or other Efficient Unit Heating System | 3.391% | 0 | 72.1218 | Commercial_2038_Economic_million_m3_After Competition Groups_Condensing Unit Heaters or other Efficient Unit Heating System
Commercial | Com ¦ Education and Capacity Building/Energy Behavior | 2038 | Economic | million_m3 | After Competition Groups | 62.9302 | 0 | 0 | 2126.5893 | 0.029592 | 13 | Commercial_2038_Economic_million_m3_After Competition Groups_13 | Education and Capacity Building/Energy Behavior | 2.959% | 0 | 62.9302 | Commercial_2038_Economic_million_m3_After Competition Groups_Education and Capacity Building/Energy Behavior
Commercial | Com ¦ Steam System Optimization | 2038 | Economic | million_m3 | After Competition Groups | 40.2053 | 0 | 0 | 2126.5893 | 0.018906 | 14 | Commercial_2038_Economic_million_m3_After Competition Groups_14 | Steam System Optimization | 1.891% | 0 | 40.2053 | Commercial_2038_Economic_million_m3_After Competition Groups_Steam System Optimization
Commercial | Com ¦ Destratification | 2038 | Economic | million_m3 | After Competition Groups | 38.0399 | 0 | 0 | 2126.5893 | 0.017888 | 15 | Commercial_2038_Economic_million_m3_After Competition Groups_15 | Destratification | 1.789% | 0 | 38.0399 | Commercial_2038_Economic_million_m3_After Competition Groups_Destratification
Commercial | Com ¦ Furnace Tune-Up | 2038 | Economic | million_m3 | After Competition Groups | 37.9047 | 0 | 0 | 2126.5893 | 0.017824 | 16 | Commercial_2038_Economic_million_m3_After Competition Groups_16 | Furnace Tune-Up | 1.782% | 0 | 37.9047 | Commercial_2038_Economic_million_m3_After Competition Groups_Furnace Tune-Up
Commercial | Com ¦ Wall Insulation | 2038 | Economic | million_m3 | After Competition Groups | 21.1977 | 0 | 0 | 2126.5893 | 0.0099679 | 17 | Commercial_2038_Economic_million_m3_After Competition Groups_17 | Wall Insulation | 0.9968% | 0 | 21.1977 | Commercial_2038_Economic_million_m3_After Competition Groups_Wall Insulation
Commercial | Com ¦ Energy Efficient Laboratory Fume Hood | 2038 | Economic | million_m3 | After Competition Groups | 14.9674 | 0 | 0 | 2126.5893 | 0.0070382 | 18 | Commercial_2038_Economic_million_m3_After Competition Groups_18 | Energy Efficient Laboratory Fume Hood | 0.7038% | 0 | 14.9674 | Commercial_2038_Economic_million_m3_After Competition Groups_Energy Efficient Laboratory Fume Hood
Commercial | Com ¦ Demand controlled Circulating Systems | 2038 | Economic | million_m3 | After Competition Groups | 11.1353 | 0 | 0 | 2126.5893 | 0.0052362 | 19 | Commercial_2038_Economic_million_m3_After Competition Groups_19 | Demand controlled Circulating Systems | 0.5236% | 0 | 11.1353 | Commercial_2038_Economic_million_m3_After Competition Groups_Demand controlled Circulating Systems
Commercial | Com ¦ Infrared Heaters | 2038 | Economic | million_m3 | After Competition Groups | 10.625 | 0 | 0 | 2126.5893 | 0.0049963 | 20 | Commercial_2038_Economic_million_m3_After Competition Groups_20 | Infrared Heaters | 0.4996% | 0 | 10.625 | Commercial_2038_Economic_million_m3_After Competition Groups_Infrared Heaters
Commercial | Com ¦ ENERGY STAR Fryer (84% eff) | 2038 | Economic | million_m3 | After Competition Groups | 10.3115 | 0 | 0 | 2126.5893 | 0.0048488 | 21 | Commercial_2038_Economic_million_m3_After Competition Groups_21 | ENERGY STAR Fryer (84% eff) | 0.4849% | 0 | 10.3115 | Commercial_2038_Economic_million_m3_After Competition Groups_ENERGY STAR Fryer (84% eff)
Commercial | Com ¦ High Efficiency Underfired Broilers | 2038 | Economic | million_m3 | After Competition Groups | 8.7519 | 0 | 0 | 2126.5893 | 0.0041154 | 22 | Commercial_2038_Economic_million_m3_After Competition Groups_22 | High Efficiency Underfired Broilers | 0.4115% | 0 | 8.7519 | Commercial_2038_Economic_million_m3_After Competition Groups_High Efficiency Underfired Broilers
Commercial | Com ¦ Duct Insulation, R8 | 2038 | Economic | million_m3 | After Competition Groups | 8.699 | 0 | 0 | 2126.5893 | 0.0040906 | 23 | Commercial_2038_Economic_million_m3_After Competition Groups_23 | Duct Insulation, R8 | 0.4091% | 0 | 8.699 | Commercial_2038_Economic_million_m3_After Competition Groups_Duct Insulation, R8
Commercial | Com ¦ Ozone Laundry Treatment | 2038 | Economic | million_m3 | After Competition Groups | 7.8499 | 0 | 0 | 2126.5893 | 0.0036913 | 24 | Commercial_2038_Economic_million_m3_After Competition Groups_24 | Ozone Laundry Treatment | 0.3691% | 0 | 7.8499 | Commercial_2038_Economic_million_m3_After Competition Groups_Ozone Laundry Treatment
Commercial | Com ¦ ENERGY STAR Griddle (74% eff) | 2038 | Economic | million_m3 | After Competition Groups | 6.7712 | 0 | 0 | 2126.5893 | 0.0031841 | 25 | Commercial_2038_Economic_million_m3_After Competition Groups_25 | ENERGY STAR Griddle (74% eff) | 0.3184% | 0 | 6.7712 | Commercial_2038_Economic_million_m3_After Competition Groups_ENERGY STAR Griddle (74% eff)
Commercial | Com ¦ Energy Recovery Ventilation and Ventilation (Enhanced) | 2038 | Economic | million_m3 | After Competition Groups | 4.6278 | 0 | 0 | 2126.5893 | 0.0021761 | 26 | Commercial_2038_Economic_million_m3_After Competition Groups_26 | Energy Recovery Ventilation and Ventilation (Enhanced) | 0.2176% | 0 | 4.6278 | Commercial_2038_Economic_million_m3_After Competition Groups_Energy Recovery Ventilation and Ventilation (Enhanced)
Commercial | Com ¦ ENERGY STAR Dishwasher | 2038 | Economic | million_m3 | After Competition Groups | 4.1678 | 0 | 0 | 2126.5893 | 0.0019599 | 27 | Commercial_2038_Economic_million_m3_After Competition Groups_27 | ENERGY STAR Dishwasher | 0.196% | 0 | 4.1678 | Commercial_2038_Economic_million_m3_After Competition Groups_ENERGY STAR Dishwasher
Commercial | Com ¦ Heat Recovery Ventilator | 2038 | Economic | million_m3 | After Competition Groups | 2.3993 | 0 | 0 | 2126.5893 | 0.0011282 | 28 | Commercial_2038_Economic_million_m3_After Competition Groups_28 | Heat Recovery Ventilator | 0.1128% | 0 | 2.3993 | Commercial_2038_Economic_million_m3_After Competition Groups_Heat Recovery Ventilator
Commercial | Com ¦ CEE Tier 2/Energy Star Clothes Washers | 2038 | Economic | million_m3 | After Competition Groups | 1.4783 | 0 | 0 | 2126.5893 | 0.00069516 | 29 | Commercial_2038_Economic_million_m3_After Competition Groups_29 | CEE Tier 2/Energy Star Clothes Washers | 0.06952% | 0 | 1.4783 | Commercial_2038_Economic_million_m3_After Competition Groups_CEE Tier 2/Energy Star Clothes Washers
Commercial | Com ¦ Drain Water Heat Recovery (DWHR) ¦ Retro | 2038 | Economic | million_m3 | After Competition Groups | 0.92065 | 0 | 0 | 2126.5893 | 0.00043292 | 30 | Commercial_2038_Economic_million_m3_After Competition Groups_30 | Drain Water Heat Recovery (DWHR) ¦ Retro | 0.04329% | 0 | 0.92065 | Commercial_2038_Economic_million_m3_After Competition Groups_Drain Water Heat Recovery (DWHR) ¦ Retro
Commercial | Com ¦ ENERGY STAR Steam Cooker | 2038 | Economic | million_m3 | After Competition Groups | 0.73785 | 0 | 0 | 2126.5893 | 0.00034696 | 31 | Commercial_2038_Economic_million_m3_After Competition Groups_31 | ENERGY STAR Steam Cooker | 0.0347% | 0 | 0.73785 | Commercial_2038_Economic_million_m3_After Competition Groups_ENERGY STAR Steam Cooker
Commercial | Com ¦ Drain Water Heat Recovery (DWHR) ¦New | 2038 | Economic | million_m3 | After Competition Groups | 0.73072 | 0 | 0 | 2126.5893 | 0.00034361 | 32 | Commercial_2038_Economic_million_m3_After Competition Groups_32 | Drain Water Heat Recovery (DWHR) ¦New | 0.03436% | 0 | 0.73072 | Commercial_2038_Economic_million_m3_After Competition Groups_Drain Water Heat Recovery (DWHR) ¦New
Commercial | Com ¦ Low Flow Pre-Rinse Spray Nozzle | 2038 | Economic | million_m3 | After Competition Groups | 0.72135 | 0 | 0 | 2126.5893 | 0.0003392 | 33 | Commercial_2038_Economic_million_m3_After Competition Groups_33 | Low Flow Pre-Rinse Spray Nozzle | 0.03392% | 0 | 0.72135 | Commercial_2038_Economic_million_m3_After Competition Groups_Low Flow Pre-Rinse Spray Nozzle
Commercial | Com ¦ Gas Heat Pump Water Heater | 2038 | Economic | million_m3 | After Competition Groups | 0.46783 | 0 | 0 | 2126.5893 | 0.00021999 | 34 | Commercial_2038_Economic_million_m3_After Competition Groups_34 | Gas Heat Pump Water Heater | 0.022% | 0 | 0.46783 | Commercial_2038_Economic_million_m3_After Competition Groups_Gas Heat Pump Water Heater
Commercial | Com ¦ Solar Water Preheat (Pools/DHW) | 2038 | Economic | million_m3 | After Competition Groups | 0.35252 | 0 | 0 | 2126.5893 | 0.00016577 | 35 | Commercial_2038_Economic_million_m3_After Competition Groups_35 | Solar Water Preheat (Pools/DHW) | 0.01658% | 0 | 0.35252 | Commercial_2038_Economic_million_m3_After Competition Groups_Solar Water Preheat (Pools/DHW)
Commercial | Com ¦ Air Curtains | 2038 | Economic | million_m3 | After Competition Groups | 0.15085 | 0 | 0 | 2126.5893 | 7.0937e-05 | 36 | Commercial_2038_Economic_million_m3_After Competition Groups_36 | Air Curtains | 0.007094% | 0 | 0.15085 | Commercial_2038_Economic_million_m3_After Competition Groups_Air Curtains
Commercial | Com ¦ Demand Control Ventilation | 2038 | SC A | million_m3 | After Competition Groups | 122.4764 | 1280581.1323 | 1.2806 | 1079.6995 | 0.11344 | 1 | Commercial_2038_SC A_million_m3_After Competition Groups_1 | Demand Control Ventilation | 11.34% | 1.2806 | 122.4764 | Commercial_2038_SC A_million_m3_After Competition Groups_Demand Control Ventilation
Commercial | Com ¦ Adaptive Thermostats | 2038 | SC A | million_m3 | After Competition Groups | 113.7078 | 1356706.7916 | 1.3567 | 1079.6995 | 0.10531 | 2 | Commercial_2038_SC A_million_m3_After Competition Groups_2 | Adaptive Thermostats | 10.53% | 1.3567 | 113.7078 | Commercial_2038_SC A_million_m3_After Competition Groups_Adaptive Thermostats
Commercial | Com ¦ Gas Fired Rooftop Units | 2038 | SC A | million_m3 | After Competition Groups | 101.9559 | 2403554.4241 | 2.4036 | 1079.6995 | 0.09443 | 3 | Commercial_2038_SC A_million_m3_After Competition Groups_3 | Gas Fired Rooftop Units | 9.443% | 2.4036 | 101.9559 | Commercial_2038_SC A_million_m3_After Competition Groups_Gas Fired Rooftop Units
Commercial | Com ¦ Boilers - Advanced Controls (Steam Systems) | 2038 | SC A | million_m3 | After Competition Groups | 98.3231 | 1434375.6682 | 1.4344 | 1079.6995 | 0.091065 | 4 | Commercial_2038_SC A_million_m3_After Competition Groups_4 | Boilers - Advanced Controls (Steam Systems) | 9.107% | 1.4344 | 98.3231 | Commercial_2038_SC A_million_m3_After Competition Groups_Boilers - Advanced Controls (Steam Systems)
Commercial | Com ¦ Building Recommissioning, Operations and Maintenance (O&M) Improvements | 2038 | SC A | million_m3 | After Competition Groups | 94.6902 | 312333.4881 | 0.31233 | 1079.6995 | 0.087701 | 5 | Commercial_2038_SC A_million_m3_After Competition Groups_5 | Building Recommissioning, Operations and Maintenance (O&M) Improvements | 8.77% | 0.31233 | 94.6902 | Commercial_2038_SC A_million_m3_After Competition Groups_Building Recommissioning, Operations and Maintenance (O&M) Improvements
Commercial | Com ¦ Condensing Boiler ¦ Std | 2038 | SC A | million_m3 | After Competition Groups | 76.2927 | 0 | 0 | 1079.6995 | 0.070661 | 6 | Commercial_2038_SC A_million_m3_After Competition Groups_6 | Condensing Boiler ¦ Std | 7.066% | 0 | 76.2927 | Commercial_2038_SC A_million_m3_After Competition Groups_Condensing Boiler ¦ Std
Commercial | Com ¦ Condensing Make Up Air Unit | 2038 | SC A | million_m3 | After Competition Groups | 66.9375 | 1348731.0712 | 1.3487 | 1079.6995 | 0.061996 | 7 | Commercial_2038_SC A_million_m3_After Competition Groups_7 | Condensing Make Up Air Unit | 6.2% | 1.3487 | 66.9375 | Commercial_2038_SC A_million_m3_After Competition Groups_Condensing Make Up Air Unit
Commercial | Com ¦ Gas Fired Heat Pump | 2038 | SC A | million_m3 | After Competition Groups | 53.5171 | 615285.9792 | 0.61529 | 1079.6995 | 0.049567 | 8 | Commercial_2038_SC A_million_m3_After Competition Groups_8 | Gas Fired Heat Pump | 4.957% | 0.61529 | 53.5171 | Commercial_2038_SC A_million_m3_After Competition Groups_Gas Fired Heat Pump
Commercial | Com ¦ Demand Control Kitchen Ventilation | 2038 | SC A | million_m3 | After Competition Groups | 50.4437 | 882217.6567 | 0.88222 | 1079.6995 | 0.04672 | 9 | Commercial_2038_SC A_million_m3_After Competition Groups_9 | Demand Control Kitchen Ventilation | 4.672% | 0.88222 | 50.4437 | Commercial_2038_SC A_million_m3_After Competition Groups_Demand Control Kitchen Ventilation
Commercial | Com ¦ Air Handler with Dedicated Outdoor Air Systems | 2038 | SC A | million_m3 | After Competition Groups | 47.2582 | 168658.8474 | 0.16866 | 1079.6995 | 0.04377 | 10 | Commercial_2038_SC A_million_m3_After Competition Groups_10 | Air Handler with Dedicated Outdoor Air Systems | 4.377% | 0.16866 | 47.2582 | Commercial_2038_SC A_million_m3_After Competition Groups_Air Handler with Dedicated Outdoor Air Systems
Commercial | Com ¦ Advanced BAS/Controllers | 2038 | SC A | million_m3 | After Competition Groups | 43.4624 | 463385.6241 | 0.46339 | 1079.6995 | 0.040254 | 11 | Commercial_2038_SC A_million_m3_After Competition Groups_11 | Advanced BAS/Controllers | 4.025% | 0.46339 | 43.4624 | Commercial_2038_SC A_million_m3_After Competition Groups_Advanced BAS/Controllers
Commercial | Com ¦ Steam System Optimization | 2038 | SC A | million_m3 | After Competition Groups | 38.3009 | 156682.191 | 0.15668 | 1079.6995 | 0.035474 | 12 | Commercial_2038_SC A_million_m3_After Competition Groups_12 | Steam System Optimization | 3.547% | 0.15668 | 38.3009 | Commercial_2038_SC A_million_m3_After Competition Groups_Steam System Optimization
Commercial | Com ¦ Furnace Tune-Up | 2038 | SC A | million_m3 | After Competition Groups | 35.7963 | 61043.4516 | 0.061043 | 1079.6995 | 0.033154 | 13 | Commercial_2038_SC A_million_m3_After Competition Groups_13 | Furnace Tune-Up | 3.315% | 0.061043 | 35.7963 | Commercial_2038_SC A_million_m3_After Competition Groups_Furnace Tune-Up
Commercial | Com ¦ Destratification | 2038 | SC A | million_m3 | After Competition Groups | 35.7877 | 373974.6107 | 0.37397 | 1079.6995 | 0.033146 | 14 | Commercial_2038_SC A_million_m3_After Competition Groups_14 | Destratification | 3.315% | 0.37397 | 35.7877 | Commercial_2038_SC A_million_m3_After Competition Groups_Destratification
Commercial | Com ¦ Condensing Unit Heaters or other Efficient Unit Heating System | 2038 | SC A | million_m3 | After Competition Groups | 25.7133 | 225036.3156 | 0.22504 | 1079.6995 | 0.023815 | 15 | Commercial_2038_SC A_million_m3_After Competition Groups_15 | Condensing Unit Heaters or other Efficient Unit Heating System | 2.382% | 0.22504 | 25.7133 | Commercial_2038_SC A_million_m3_After Competition Groups_Condensing Unit Heaters or other Efficient Unit Heating System
Commercial | Com ¦ Wall Insulation | 2038 | SC A | million_m3 | After Competition Groups | 19.8867 | 188047.2978 | 0.18805 | 1079.6995 | 0.018419 | 16 | Commercial_2038_SC A_million_m3_After Competition Groups_16 | Wall Insulation | 1.842% | 0.18805 | 19.8867 | Commercial_2038_SC A_million_m3_After Competition Groups_Wall Insulation
Commercial | Com ¦ Education and Capacity Building/Energy Behavior | 2038 | SC A | million_m3 | After Competition Groups | 10.8637 | 8963911.5614 | 8.9639 | 1079.6995 | 0.010062 | 17 | Commercial_2038_SC A_million_m3_After Competition Groups_17 | Education and Capacity Building/Energy Behavior | 1.006% | 8.9639 | 10.8637 | Commercial_2038_SC A_million_m3_After Competition Groups_Education and Capacity Building/Energy Behavior
Commercial | Com ¦ Demand controlled Circulating Systems | 2038 | SC A | million_m3 | After Competition Groups | 9.7449 | 87861.3549 | 0.087861 | 1079.6995 | 0.0090256 | 18 | Commercial_2038_SC A_million_m3_After Competition Groups_18 | Demand controlled Circulating Systems | 0.9026% | 0.087861 | 9.7449 | Commercial_2038_SC A_million_m3_After Competition Groups_Demand controlled Circulating Systems
Commercial | Com ¦ Duct Insulation, R8 | 2038 | SC A | million_m3 | After Competition Groups | 6.4231 | 91527.1969 | 0.091527 | 1079.6995 | 0.0059489 | 19 | Commercial_2038_SC A_million_m3_After Competition Groups_19 | Duct Insulation, R8 | 0.5949% | 0.091527 | 6.4231 | Commercial_2038_SC A_million_m3_After Competition Groups_Duct Insulation, R8
Commercial | Com ¦ High Efficiency Underfired Broilers | 2038 | SC A | million_m3 | After Competition Groups | 6.0425 | 59801.7136 | 0.059802 | 1079.6995 | 0.0055965 | 20 | Commercial_2038_SC A_million_m3_After Competition Groups_20 | High Efficiency Underfired Broilers | 0.5596% | 0.059802 | 6.0425 | Commercial_2038_SC A_million_m3_After Competition Groups_High Efficiency Underfired Broilers
Commercial | Com ¦ ENERGY STAR Fryer (84% eff) | 2038 | SC A | million_m3 | After Competition Groups | 4.5349 | 0 | 0 | 1079.6995 | 0.0042002 | 21 | Commercial_2038_SC A_million_m3_After Competition Groups_21 | ENERGY STAR Fryer (84% eff) | 0.42% | 0 | 4.5349 | Commercial_2038_SC A_million_m3_After Competition Groups_ENERGY STAR Fryer (84% eff)
Commercial | Com ¦ Energy Efficient Laboratory Fume Hood | 2038 | SC A | million_m3 | After Competition Groups | 3.3761 | 0 | 0 | 1079.6995 | 0.0031269 | 22 | Commercial_2038_SC A_million_m3_After Competition Groups_22 | Energy Efficient Laboratory Fume Hood | 0.3127% | 0 | 3.3761 | Commercial_2038_SC A_million_m3_After Competition Groups_Energy Efficient Laboratory Fume Hood
Commercial | Com ¦ Infrared Heaters | 2038 | SC A | million_m3 | After Competition Groups | 3.3754 | 11674.3451 | 0.011674 | 1079.6995 | 0.0031262 | 23 | Commercial_2038_SC A_million_m3_After Competition Groups_23 | Infrared Heaters | 0.3126% | 0.011674 | 3.3754 | Commercial_2038_SC A_million_m3_After Competition Groups_Infrared Heaters
Commercial | Com ¦ Ozone Laundry Treatment | 2038 | SC A | million_m3 | After Competition Groups | 3.2886 | 0 | 0 | 1079.6995 | 0.0030458 | 24 | Commercial_2038_SC A_million_m3_After Competition Groups_24 | Ozone Laundry Treatment | 0.3046% | 0 | 3.2886 | Commercial_2038_SC A_million_m3_After Competition Groups_Ozone Laundry Treatment
Commercial | Com ¦ ENERGY STAR Dishwasher | 2038 | SC A | million_m3 | After Competition Groups | 1.8965 | 0 | 0 | 1079.6995 | 0.0017565 | 25 | Commercial_2038_SC A_million_m3_After Competition Groups_25 | ENERGY STAR Dishwasher | 0.1757% | 0 | 1.8965 | Commercial_2038_SC A_million_m3_After Competition Groups_ENERGY STAR Dishwasher
Commercial | Com ¦ ENERGY STAR Griddle (74% eff) | 2038 | SC A | million_m3 | After Competition Groups | 1.5774 | 0 | 0 | 1079.6995 | 0.0014609 | 26 | Commercial_2038_SC A_million_m3_After Competition Groups_26 | ENERGY STAR Griddle (74% eff) | 0.1461% | 0 | 1.5774 | Commercial_2038_SC A_million_m3_After Competition Groups_ENERGY STAR Griddle (74% eff)
Commercial | Com ¦ CEE Tier 2/Energy Star Clothes Washers | 2038 | SC A | million_m3 | After Competition Groups | 0.91777 | 0 | 0 | 1079.6995 | 0.00085002 | 27 | Commercial_2038_SC A_million_m3_After Competition Groups_27 | CEE Tier 2/Energy Star Clothes Washers | 0.085% | 0 | 0.91777 | Commercial_2038_SC A_million_m3_After Competition Groups_CEE Tier 2/Energy Star Clothes Washers
Commercial | Com ¦ Drain Water Heat Recovery (DWHR) ¦ Retro | 2038 | SC A | million_m3 | After Competition Groups | 0.88846 | 6930.2894 | 0.0069303 | 1079.6995 | 0.00082288 | 28 | Commercial_2038_SC A_million_m3_After Competition Groups_28 | Drain Water Heat Recovery (DWHR) ¦ Retro | 0.08229% | 0.0069303 | 0.88846 | Commercial_2038_SC A_million_m3_After Competition Groups_Drain Water Heat Recovery (DWHR) ¦ Retro
Commercial | Com ¦ Energy Recovery Ventilation and Ventilation (Enhanced) | 2038 | SC A | million_m3 | After Competition Groups | 0.75192 | 0 | 0 | 1079.6995 | 0.00069641 | 29 | Commercial_2038_SC A_million_m3_After Competition Groups_29 | Energy Recovery Ventilation and Ventilation (Enhanced) | 0.06964% | 0 | 0.75192 | Commercial_2038_SC A_million_m3_After Competition Groups_Energy Recovery Ventilation and Ventilation (Enhanced)
Commercial | Com ¦ ENERGY STAR Steam Cooker | 2038 | SC A | million_m3 | After Competition Groups | 0.51074 | 4804.6834 | 0.0048047 | 1079.6995 | 0.00047304 | 30 | Commercial_2038_SC A_million_m3_After Competition Groups_30 | ENERGY STAR Steam Cooker | 0.0473% | 0.0048047 | 0.51074 | Commercial_2038_SC A_million_m3_After Competition Groups_ENERGY STAR Steam Cooker
Commercial | Com ¦ Low Flow Pre-Rinse Spray Nozzle | 2038 | SC A | million_m3 | After Competition Groups | 0.4066 | 0 | 0 | 1079.6995 | 0.00037658 | 31 | Commercial_2038_SC A_million_m3_After Competition Groups_31 | Low Flow Pre-Rinse Spray Nozzle | 0.03766% | 0 | 0.4066 | Commercial_2038_SC A_million_m3_After Competition Groups_Low Flow Pre-Rinse Spray Nozzle
Commercial | Com ¦ Drain Water Heat Recovery (DWHR) ¦New | 2038 | SC A | million_m3 | After Competition Groups | 0.33981 | 6466.8121 | 0.0064668 | 1079.6995 | 0.00031473 | 32 | Commercial_2038_SC A_million_m3_After Competition Groups_32 | Drain Water Heat Recovery (DWHR) ¦New | 0.03147% | 0.0064668 | 0.33981 | Commercial_2038_SC A_million_m3_After Competition Groups_Drain Water Heat Recovery (DWHR) ¦New
Commercial | Com ¦ Solar Water Preheat (Pools/DHW) | 2038 | SC A | million_m3 | After Competition Groups | 0.12416 | 2525.0397 | 0.002525 | 1079.6995 | 0.00011499 | 33 | Commercial_2038_SC A_million_m3_After Competition Groups_33 | Solar Water Preheat (Pools/DHW) | 0.0115% | 0.002525 | 0.12416 | Commercial_2038_SC A_million_m3_After Competition Groups_Solar Water Preheat (Pools/DHW)
Commercial | Com ¦ Heat Recovery Ventilator | 2038 | SC A | million_m3 | After Competition Groups | 0.083587 | 0 | 0 | 1079.6995 | 7.7417e-05 | 34 | Commercial_2038_SC A_million_m3_After Competition Groups_34 | Heat Recovery Ventilator | 0.007742% | 0 | 0.083587 | Commercial_2038_SC A_million_m3_After Competition Groups_Heat Recovery Ventilator
Commercial | Com ¦ Gas Heat Pump Water Heater | 2038 | SC A | million_m3 | After Competition Groups | 0.0031759 | 0 | 0 | 1079.6995 | 2.9414e-06 | 35 | Commercial_2038_SC A_million_m3_After Competition Groups_35 | Gas Heat Pump Water Heater | 0.0002941% | 0 | 0.0031759 | Commercial_2038_SC A_million_m3_After Competition Groups_Gas Heat Pump Water Heater
Commercial | Com ¦ Air Curtains | 2038 | SC A | million_m3 | After Competition Groups | 0.00023429 | 0 | 0 | 1079.6995 | 2.17e-07 | 36 | Commercial_2038_SC A_million_m3_After Competition Groups_36 | Air Curtains | 2.17e-05% | 0 | 0.00023429 | Commercial_2038_SC A_million_m3_After Competition Groups_Air Curtains
Commercial | Com ¦ Condensing Boiler ¦ Std | 2038 | SC B | million_m3 | After Competition Groups | 235.5755 | 46615225.5708 | 46.6152 | 1776.2514 | 0.13263 | 1 | Commercial_2038_SC B_million_m3_After Competition Groups_1 | Condensing Boiler ¦ Std | 13.26% | 46.6152 | 235.5755 | Commercial_2038_SC B_million_m3_After Competition Groups_Condensing Boiler ¦ Std
Commercial | Com ¦ Demand Control Ventilation | 2038 | SC B | million_m3 | After Competition Groups | 191.4386 | 9511114.7169 | 9.5111 | 1776.2514 | 0.10778 | 2 | Commercial_2038_SC B_million_m3_After Competition Groups_2 | Demand Control Ventilation | 10.78% | 9.5111 | 191.4386 | Commercial_2038_SC B_million_m3_After Competition Groups_Demand Control Ventilation
Commercial | Com ¦ Building Recommissioning, Operations and Maintenance (O&M) Improvements | 2038 | SC B | million_m3 | After Competition Groups | 189.4193 | 16235673.0513 | 16.2357 | 1776.2514 | 0.10664 | 3 | Commercial_2038_SC B_million_m3_After Competition Groups_3 | Building Recommissioning, Operations and Maintenance (O&M) Improvements | 10.66% | 16.2357 | 189.4193 | Commercial_2038_SC B_million_m3_After Competition Groups_Building Recommissioning, Operations and Maintenance (O&M) Improvements
Commercial | Com ¦ Gas Fired Rooftop Units | 2038 | SC B | million_m3 | After Competition Groups | 155.2844 | 4938767.8833 | 4.9388 | 1776.2514 | 0.087423 | 4 | Commercial_2038_SC B_million_m3_After Competition Groups_4 | Gas Fired Rooftop Units | 8.742% | 4.9388 | 155.2844 | Commercial_2038_SC B_million_m3_After Competition Groups_Gas Fired Rooftop Units
Commercial | Com ¦ Adaptive Thermostats | 2038 | SC B | million_m3 | After Competition Groups | 143.8346 | 1211268.1213 | 1.2113 | 1776.2514 | 0.080976 | 5 | Commercial_2038_SC B_million_m3_After Competition Groups_5 | Adaptive Thermostats | 8.098% | 1.2113 | 143.8346 | Commercial_2038_SC B_million_m3_After Competition Groups_Adaptive Thermostats
Commercial | Com ¦ Boilers - Advanced Controls (Steam Systems) | 2038 | SC B | million_m3 | After Competition Groups | 101.3091 | 4017002.9371 | 4.017 | 1776.2514 | 0.057035 | 6 | Commercial_2038_SC B_million_m3_After Competition Groups_6 | Boilers - Advanced Controls (Steam Systems) | 5.704% | 4.017 | 101.3091 | Commercial_2038_SC B_million_m3_After Competition Groups_Boilers - Advanced Controls (Steam Systems)
Commercial | Com ¦ Air Handler with Dedicated Outdoor Air Systems | 2038 | SC B | million_m3 | After Competition Groups | 93.3395 | 1091006.9227 | 1.091 | 1776.2514 | 0.052549 | 7 | Commercial_2038_SC B_million_m3_After Competition Groups_7 | Air Handler with Dedicated Outdoor Air Systems | 5.255% | 1.091 | 93.3395 | Commercial_2038_SC B_million_m3_After Competition Groups_Air Handler with Dedicated Outdoor Air Systems
Commercial | Com ¦ Condensing Make Up Air Unit | 2038 | SC B | million_m3 | After Competition Groups | 86.76 | 5309726.2126 | 5.3097 | 1776.2514 | 0.048844 | 8 | Commercial_2038_SC B_million_m3_After Competition Groups_8 | Condensing Make Up Air Unit | 4.884% | 5.3097 | 86.76 | Commercial_2038_SC B_million_m3_After Competition Groups_Condensing Make Up Air Unit
Commercial | Com ¦ Gas Fired Heat Pump | 2038 | SC B | million_m3 | After Competition Groups | 73.2536 | 5387626.4327 | 5.3876 | 1776.2514 | 0.041241 | 9 | Commercial_2038_SC B_million_m3_After Competition Groups_9 | Gas Fired Heat Pump | 4.124% | 5.3876 | 73.2536 | Commercial_2038_SC B_million_m3_After Competition Groups_Gas Fired Heat Pump
Commercial | Com ¦ Advanced BAS/Controllers | 2038 | SC B | million_m3 | After Competition Groups | 69.1528 | 6616009.4172 | 6.616 | 1776.2514 | 0.038932 | 10 | Commercial_2038_SC B_million_m3_After Competition Groups_10 | Advanced BAS/Controllers | 3.893% | 6.616 | 69.1528 | Commercial_2038_SC B_million_m3_After Competition Groups_Advanced BAS/Controllers
Commercial | Com ¦ Demand Control Kitchen Ventilation | 2038 | SC B | million_m3 | After Competition Groups | 67.4245 | 1341886.2772 | 1.3419 | 1776.2514 | 0.037959 | 11 | Commercial_2038_SC B_million_m3_After Competition Groups_11 | Demand Control Kitchen Ventilation | 3.796% | 1.3419 | 67.4245 | Commercial_2038_SC B_million_m3_After Competition Groups_Demand Control Kitchen Ventilation
Commercial | Com ¦ Education and Capacity Building/Energy Behavior | 2038 | SC B | million_m3 | After Competition Groups | 54.3186 | 44819557.8069 | 44.8196 | 1776.2514 | 0.03058 | 12 | Commercial_2038_SC B_million_m3_After Competition Groups_12 | Education and Capacity Building/Energy Behavior | 3.058% | 44.8196 | 54.3186 | Commercial_2038_SC B_million_m3_After Competition Groups_Education and Capacity Building/Energy Behavior
Commercial | Com ¦ Steam System Optimization | 2038 | SC B | million_m3 | After Competition Groups | 50.3276 | 19893.4961 | 0.019893 | 1776.2514 | 0.028334 | 13 | Commercial_2038_SC B_million_m3_After Competition Groups_13 | Steam System Optimization | 2.833% | 0.019893 | 50.3276 | Commercial_2038_SC B_million_m3_After Competition Groups_Steam System Optimization
Commercial | Com ¦ Destratification | 2038 | SC B | million_m3 | After Competition Groups | 50.2718 | 180406.2466 | 0.18041 | 1776.2514 | 0.028302 | 14 | Commercial_2038_SC B_million_m3_After Competition Groups_14 | Destratification | 2.83% | 0.18041 | 50.2718 | Commercial_2038_SC B_million_m3_After Competition Groups_Destratification
Commercial | Com ¦ Condensing Unit Heaters or other Efficient Unit Heating System | 2038 | SC B | million_m3 | After Competition Groups | 49.6634 | 6701493.7344 | 6.7015 | 1776.2514 | 0.02796 | 15 | Commercial_2038_SC B_million_m3_After Competition Groups_15 | Condensing Unit Heaters or other Efficient Unit Heating System | 2.796% | 6.7015 | 49.6634 | Commercial_2038_SC B_million_m3_After Competition Groups_Condensing Unit Heaters or other Efficient Unit Heating System
Commercial | Com ¦ Furnace Tune-Up | 2038 | SC B | million_m3 | After Competition Groups | 47.3538 | 9571.0414 | 0.009571 | 1776.2514 | 0.026659 | 16 | Commercial_2038_SC B_million_m3_After Competition Groups_16 | Furnace Tune-Up | 2.666% | 0.009571 | 47.3538 | Commercial_2038_SC B_million_m3_After Competition Groups_Furnace Tune-Up
Commercial | Com ¦ Wall Insulation | 2038 | SC B | million_m3 | After Competition Groups | 26.5383 | 56444.5917 | 0.056445 | 1776.2514 | 0.014941 | 17 | Commercial_2038_SC B_million_m3_After Competition Groups_17 | Wall Insulation | 1.494% | 0.056445 | 26.5383 | Commercial_2038_SC B_million_m3_After Competition Groups_Wall Insulation
Commercial | Com ¦ Energy Efficient Laboratory Fume Hood | 2038 | SC B | million_m3 | After Competition Groups | 18.6218 | 259678.3022 | 0.25968 | 1776.2514 | 0.010484 | 18 | Commercial_2038_SC B_million_m3_After Competition Groups_18 | Energy Efficient Laboratory Fume Hood | 1.048% | 0.25968 | 18.6218 | Commercial_2038_SC B_million_m3_After Competition Groups_Energy Efficient Laboratory Fume Hood
Commercial | Com ¦ Demand controlled Circulating Systems | 2038 | SC B | million_m3 | After Competition Groups | 13.9408 | 42226.0365 | 0.042226 | 1776.2514 | 0.0078485 | 19 | Commercial_2038_SC B_million_m3_After Competition Groups_19 | Demand controlled Circulating Systems | 0.7848% | 0.042226 | 13.9408 | Commercial_2038_SC B_million_m3_After Competition Groups_Demand controlled Circulating Systems
Commercial | Com ¦ Duct Insulation, R8 | 2038 | SC B | million_m3 | After Competition Groups | 10.8781 | 75409.5032 | 0.07541 | 1776.2514 | 0.0061242 | 20 | Commercial_2038_SC B_million_m3_After Competition Groups_20 | Duct Insulation, R8 | 0.6124% | 0.07541 | 10.8781 | Commercial_2038_SC B_million_m3_After Competition Groups_Duct Insulation, R8
Commercial | Com ¦ Ozone Laundry Treatment | 2038 | SC B | million_m3 | After Competition Groups | 7.7722 | 430891.7855 | 0.43089 | 1776.2514 | 0.0043756 | 21 | Commercial_2038_SC B_million_m3_After Competition Groups_21 | Ozone Laundry Treatment | 0.4376% | 0.43089 | 7.7722 | Commercial_2038_SC B_million_m3_After Competition Groups_Ozone Laundry Treatment
Commercial | Com ¦ ENERGY STAR Fryer (84% eff) | 2038 | SC B | million_m3 | After Competition Groups | 7.3725 | 782842.4112 | 0.78284 | 1776.2514 | 0.0041506 | 22 | Commercial_2038_SC B_million_m3_After Competition Groups_22 | ENERGY STAR Fryer (84% eff) | 0.4151% | 0.78284 | 7.3725 | Commercial_2038_SC B_million_m3_After Competition Groups_ENERGY STAR Fryer (84% eff)
Commercial | Com ¦ Infrared Heaters | 2038 | SC B | million_m3 | After Competition Groups | 6.9251 | 981456.6036 | 0.98146 | 1776.2514 | 0.0038987 | 23 | Commercial_2038_SC B_million_m3_After Competition Groups_23 | Infrared Heaters | 0.3899% | 0.98146 | 6.9251 | Commercial_2038_SC B_million_m3_After Competition Groups_Infrared Heaters
Commercial | Com ¦ High Efficiency Underfired Broilers | 2038 | SC B | million_m3 | After Competition Groups | 6.798 | 180821.327 | 0.18082 | 1776.2514 | 0.0038272 | 24 | Commercial_2038_SC B_million_m3_After Competition Groups_24 | High Efficiency Underfired Broilers | 0.3827% | 0.18082 | 6.798 | Commercial_2038_SC B_million_m3_After Competition Groups_High Efficiency Underfired Broilers
Commercial | Com ¦ ENERGY STAR Griddle (74% eff) | 2038 | SC B | million_m3 | After Competition Groups | 4.8913 | 753887.3125 | 0.75389 | 1776.2514 | 0.0027537 | 25 | Commercial_2038_SC B_million_m3_After Competition Groups_25 | ENERGY STAR Griddle (74% eff) | 0.2754% | 0.75389 | 4.8913 | Commercial_2038_SC B_million_m3_After Competition Groups_ENERGY STAR Griddle (74% eff)
Commercial | Com ¦ Energy Recovery Ventilation and Ventilation (Enhanced) | 2038 | SC B | million_m3 | After Competition Groups | 4.3676 | 2780228.1424 | 2.7802 | 1776.2514 | 0.0024589 | 26 | Commercial_2038_SC B_million_m3_After Competition Groups_26 | Energy Recovery Ventilation and Ventilation (Enhanced) | 0.2459% | 2.7802 | 4.3676 | Commercial_2038_SC B_million_m3_After Competition Groups_Energy Recovery Ventilation and Ventilation (Enhanced)
Commercial | Com ¦ ENERGY STAR Dishwasher | 2038 | SC B | million_m3 | After Competition Groups | 2.6478 | 408560.7676 | 0.40856 | 1776.2514 | 0.0014907 | 27 | Commercial_2038_SC B_million_m3_After Competition Groups_27 | ENERGY STAR Dishwasher | 0.1491% | 0.40856 | 2.6478 | Commercial_2038_SC B_million_m3_After Competition Groups_ENERGY STAR Dishwasher
Commercial | Com ¦ Heat Recovery Ventilator | 2038 | SC B | million_m3 | After Competition Groups | 2.2398 | 491299.8577 | 0.4913 | 1776.2514 | 0.001261 | 28 | Commercial_2038_SC B_million_m3_After Competition Groups_28 | Heat Recovery Ventilator | 0.1261% | 0.4913 | 2.2398 | Commercial_2038_SC B_million_m3_After Competition Groups_Heat Recovery Ventilator
Commercial | Com ¦ CEE Tier 2/Energy Star Clothes Washers | 2038 | SC B | million_m3 | After Competition Groups | 1.2207 | 56973.6238 | 0.056974 | 1776.2514 | 0.00068725 | 29 | Commercial_2038_SC B_million_m3_After Competition Groups_29 | CEE Tier 2/Energy Star Clothes Washers | 0.06872% | 0.056974 | 1.2207 | Commercial_2038_SC B_million_m3_After Competition Groups_CEE Tier 2/Energy Star Clothes Washers
Commercial | Com ¦ Drain Water Heat Recovery (DWHR) ¦ Retro | 2038 | SC B | million_m3 | After Competition Groups | 1.1596 | 2144.2954 | 0.0021443 | 1776.2514 | 0.00065283 | 30 | Commercial_2038_SC B_million_m3_After Competition Groups_30 | Drain Water Heat Recovery (DWHR) ¦ Retro | 0.06528% | 0.0021443 | 1.1596 | Commercial_2038_SC B_million_m3_After Competition Groups_Drain Water Heat Recovery (DWHR) ¦ Retro
Commercial | Com ¦ Low Flow Pre-Rinse Spray Nozzle | 2038 | SC B | million_m3 | After Competition Groups | 0.54866 | 6052.9603 | 0.006053 | 1776.2514 | 0.00030889 | 31 | Commercial_2038_SC B_million_m3_After Competition Groups_31 | Low Flow Pre-Rinse Spray Nozzle | 0.03089% | 0.006053 | 0.54866 | Commercial_2038_SC B_million_m3_After Competition Groups_Low Flow Pre-Rinse Spray Nozzle
Commercial | Com ¦ ENERGY STAR Steam Cooker | 2038 | SC B | million_m3 | After Competition Groups | 0.52763 | 13913.1498 | 0.013913 | 1776.2514 | 0.00029705 | 32 | Commercial_2038_SC B_million_m3_After Competition Groups_32 | ENERGY STAR Steam Cooker | 0.0297% | 0.013913 | 0.52763 | Commercial_2038_SC B_million_m3_After Competition Groups_ENERGY STAR Steam Cooker
Commercial | Com ¦ Drain Water Heat Recovery (DWHR) ¦New | 2038 | SC B | million_m3 | After Competition Groups | 0.45998 | 21536.9519 | 0.021537 | 1776.2514 | 0.00025896 | 33 | Commercial_2038_SC B_million_m3_After Competition Groups_33 | Drain Water Heat Recovery (DWHR) ¦New | 0.0259% | 0.021537 | 0.45998 | Commercial_2038_SC B_million_m3_After Competition Groups_Drain Water Heat Recovery (DWHR) ¦New
Commercial | Com ¦ Gas Heat Pump Water Heater | 2038 | SC B | million_m3 | After Competition Groups | 0.24777 | 150462.4641 | 0.15046 | 1776.2514 | 0.00013949 | 34 | Commercial_2038_SC B_million_m3_After Competition Groups_34 | Gas Heat Pump Water Heater | 0.01395% | 0.15046 | 0.24777 | Commercial_2038_SC B_million_m3_After Competition Groups_Gas Heat Pump Water Heater
Commercial | Com ¦ Solar Water Preheat (Pools/DHW) | 2038 | SC B | million_m3 | After Competition Groups | 0.21703 | 13039.021 | 0.013039 | 1776.2514 | 0.00012218 | 35 | Commercial_2038_SC B_million_m3_After Competition Groups_35 | Solar Water Preheat (Pools/DHW) | 0.01222% | 0.013039 | 0.21703 | Commercial_2038_SC B_million_m3_After Competition Groups_Solar Water Preheat (Pools/DHW)
Commercial | Com ¦ Air Curtains | 2038 | SC B | million_m3 | After Competition Groups | 0.14954 | 14481.3623 | 0.014481 | 1776.2514 | 8.419e-05 | 36 | Commercial_2038_SC B_million_m3_After Competition Groups_36 | Air Curtains | 0.008419% | 0.014481 | 0.14954 | Commercial_2038_SC B_million_m3_After Competition Groups_Air Curtains
Commercial | Com ¦ Condensing Boiler ¦ Std | 2038 | SC C | million_m3 | After Competition Groups | 143.3809 | 20427430.2557 | 20.4274 | 1223.0402 | 0.11723 | 1 | Commercial_2038_SC C_million_m3_After Competition Groups_1 | Condensing Boiler ¦ Std | 11.72% | 20.4274 | 143.3809 | Commercial_2038_SC C_million_m3_After Competition Groups_Condensing Boiler ¦ Std
Commercial | Com ¦ Demand Control Ventilation | 2038 | SC C | million_m3 | After Competition Groups | 137.5666 | 8193985.1355 | 8.194 | 1223.0402 | 0.11248 | 2 | Commercial_2038_SC C_million_m3_After Competition Groups_2 | Demand Control Ventilation | 11.25% | 8.194 | 137.5666 | Commercial_2038_SC C_million_m3_After Competition Groups_Demand Control Ventilation
Commercial | Com ¦ Adaptive Thermostats | 2038 | SC C | million_m3 | After Competition Groups | 114.2572 | 2243738.3458 | 2.2437 | 1223.0402 | 0.093421 | 3 | Commercial_2038_SC C_million_m3_After Competition Groups_3 | Adaptive Thermostats | 9.342% | 2.2437 | 114.2572 | Commercial_2038_SC C_million_m3_After Competition Groups_Adaptive Thermostats
Commercial | Com ¦ Gas Fired Rooftop Units | 2038 | SC C | million_m3 | After Competition Groups | 104.3965 | 5075567.5182 | 5.0756 | 1223.0402 | 0.085358 | 4 | Commercial_2038_SC C_million_m3_After Competition Groups_4 | Gas Fired Rooftop Units | 8.536% | 5.0756 | 104.3965 | Commercial_2038_SC C_million_m3_After Competition Groups_Gas Fired Rooftop Units
Commercial | Com ¦ Boilers - Advanced Controls (Steam Systems) | 2038 | SC C | million_m3 | After Competition Groups | 101.3101 | 4017440.9531 | 4.0174 | 1223.0402 | 0.082835 | 5 | Commercial_2038_SC C_million_m3_After Competition Groups_5 | Boilers - Advanced Controls (Steam Systems) | 8.283% | 4.0174 | 101.3101 | Commercial_2038_SC C_million_m3_After Competition Groups_Boilers - Advanced Controls (Steam Systems)
Commercial | Com ¦ Building Recommissioning, Operations and Maintenance (O&M) Improvements | 2038 | SC C | million_m3 | After Competition Groups | 97.7512 | 5271825.794 | 5.2718 | 1223.0402 | 0.079925 | 6 | Commercial_2038_SC C_million_m3_After Competition Groups_6 | Building Recommissioning, Operations and Maintenance (O&M) Improvements | 7.992% | 5.2718 | 97.7512 | Commercial_2038_SC C_million_m3_After Competition Groups_Building Recommissioning, Operations and Maintenance (O&M) Improvements
Commercial | Com ¦ Condensing Make Up Air Unit | 2038 | SC C | million_m3 | After Competition Groups | 72.1977 | 5553880.7667 | 5.5539 | 1223.0402 | 0.059031 | 7 | Commercial_2038_SC C_million_m3_After Competition Groups_7 | Condensing Make Up Air Unit | 5.903% | 5.5539 | 72.1977 | Commercial_2038_SC C_million_m3_After Competition Groups_Condensing Make Up Air Unit
Commercial | Com ¦ Gas Fired Heat Pump | 2038 | SC C | million_m3 | After Competition Groups | 60.5515 | 3883839.0035 | 3.8838 | 1223.0402 | 0.049509 | 8 | Commercial_2038_SC C_million_m3_After Competition Groups_8 | Gas Fired Heat Pump | 4.951% | 3.8838 | 60.5515 | Commercial_2038_SC C_million_m3_After Competition Groups_Gas Fired Heat Pump
Commercial | Com ¦ Air Handler with Dedicated Outdoor Air Systems | 2038 | SC C | million_m3 | After Competition Groups | 58.1167 | 3736001.6499 | 3.736 | 1223.0402 | 0.047518 | 9 | Commercial_2038_SC C_million_m3_After Competition Groups_9 | Air Handler with Dedicated Outdoor Air Systems | 4.752% | 3.736 | 58.1167 | Commercial_2038_SC C_million_m3_After Competition Groups_Air Handler with Dedicated Outdoor Air Systems
Commercial | Com ¦ Demand Control Kitchen Ventilation | 2038 | SC C | million_m3 | After Competition Groups | 52.4722 | 2502692.5049 | 2.5027 | 1223.0402 | 0.042903 | 10 | Commercial_2038_SC C_million_m3_After Competition Groups_10 | Demand Control Kitchen Ventilation | 4.29% | 2.5027 | 52.4722 | Commercial_2038_SC C_million_m3_After Competition Groups_Demand Control Kitchen Ventilation
Commercial | Com ¦ Advanced BAS/Controllers | 2038 | SC C | million_m3 | After Competition Groups | 45.2474 | 2976423.5509 | 2.9764 | 1223.0402 | 0.036996 | 11 | Commercial_2038_SC C_million_m3_After Competition Groups_11 | Advanced BAS/Controllers | 3.7% | 2.9764 | 45.2474 | Commercial_2038_SC C_million_m3_After Competition Groups_Advanced BAS/Controllers
Commercial | Com ¦ Steam System Optimization | 2038 | SC C | million_m3 | After Competition Groups | 38.3009 | 156682.191 | 0.15668 | 1223.0402 | 0.031316 | 12 | Commercial_2038_SC C_million_m3_After Competition Groups_12 | Steam System Optimization | 3.132% | 0.15668 | 38.3009 | Commercial_2038_SC C_million_m3_After Competition Groups_Steam System Optimization
Commercial | Com ¦ Destratification | 2038 | SC C | million_m3 | After Competition Groups | 37.8646 | 1330786.2762 | 1.3308 | 1223.0402 | 0.030959 | 13 | Commercial_2038_SC C_million_m3_After Competition Groups_13 | Destratification | 3.096% | 1.3308 | 37.8646 | Commercial_2038_SC C_million_m3_After Competition Groups_Destratification
Commercial | Com ¦ Furnace Tune-Up | 2038 | SC C | million_m3 | After Competition Groups | 35.8024 | 72176.4445 | 0.072176 | 1223.0402 | 0.029273 | 14 | Commercial_2038_SC C_million_m3_After Competition Groups_14 | Furnace Tune-Up | 2.927% | 0.072176 | 35.8024 | Commercial_2038_SC C_million_m3_After Competition Groups_Furnace Tune-Up
Commercial | Com ¦ Condensing Unit Heaters or other Efficient Unit Heating System | 2038 | SC C | million_m3 | After Competition Groups | 34.5852 | 3695691.4513 | 3.6957 | 1223.0402 | 0.028278 | 15 | Commercial_2038_SC C_million_m3_After Competition Groups_15 | Condensing Unit Heaters or other Efficient Unit Heating System | 2.828% | 3.6957 | 34.5852 | Commercial_2038_SC C_million_m3_After Competition Groups_Condensing Unit Heaters or other Efficient Unit Heating System
Commercial | Com ¦ Wall Insulation | 2038 | SC C | million_m3 | After Competition Groups | 20.2094 | 446392.3606 | 0.44639 | 1223.0402 | 0.016524 | 16 | Commercial_2038_SC C_million_m3_After Competition Groups_16 | Wall Insulation | 1.652% | 0.44639 | 20.2094 | Commercial_2038_SC C_million_m3_After Competition Groups_Wall Insulation
Commercial | Com ¦ Education and Capacity Building/Energy Behavior | 2038 | SC C | million_m3 | After Competition Groups | 10.8637 | 8963911.5614 | 8.9639 | 1223.0402 | 0.0088826 | 17 | Commercial_2038_SC C_million_m3_After Competition Groups_17 | Education and Capacity Building/Energy Behavior | 0.8883% | 8.9639 | 10.8637 | Commercial_2038_SC C_million_m3_After Competition Groups_Education and Capacity Building/Energy Behavior
Commercial | Com ¦ Demand controlled Circulating Systems | 2038 | SC C | million_m3 | After Competition Groups | 10.3162 | 276854.9904 | 0.27685 | 1223.0402 | 0.0084349 | 18 | Commercial_2038_SC C_million_m3_After Competition Groups_18 | Demand controlled Circulating Systems | 0.8435% | 0.27685 | 10.3162 | Commercial_2038_SC C_million_m3_After Competition Groups_Demand controlled Circulating Systems
Commercial | Com ¦ Energy Efficient Laboratory Fume Hood | 2038 | SC C | million_m3 | After Competition Groups | 7.9875 | 756957.3939 | 0.75696 | 1223.0402 | 0.0065309 | 19 | Commercial_2038_SC C_million_m3_After Competition Groups_19 | Energy Efficient Laboratory Fume Hood | 0.6531% | 0.75696 | 7.9875 | Commercial_2038_SC C_million_m3_After Competition Groups_Energy Efficient Laboratory Fume Hood
Commercial | Com ¦ Duct Insulation, R8 | 2038 | SC C | million_m3 | After Competition Groups | 7.8417 | 483586.8165 | 0.48359 | 1223.0402 | 0.0064117 | 20 | Commercial_2038_SC C_million_m3_After Competition Groups_20 | Duct Insulation, R8 | 0.6412% | 0.48359 | 7.8417 | Commercial_2038_SC C_million_m3_After Competition Groups_Duct Insulation, R8
Commercial | Com ¦ High Efficiency Underfired Broilers | 2038 | SC C | million_m3 | After Competition Groups | 6.2998 | 195941.0282 | 0.19594 | 1223.0402 | 0.0051509 | 21 | Commercial_2038_SC C_million_m3_After Competition Groups_21 | High Efficiency Underfired Broilers | 0.5151% | 0.19594 | 6.2998 | Commercial_2038_SC C_million_m3_After Competition Groups_High Efficiency Underfired Broilers
Commercial | Com ¦ ENERGY STAR Fryer (84% eff) | 2038 | SC C | million_m3 | After Competition Groups | 5.9803 | 322546.0249 | 0.32255 | 1223.0402 | 0.0048897 | 22 | Commercial_2038_SC C_million_m3_After Competition Groups_22 | ENERGY STAR Fryer (84% eff) | 0.489% | 0.32255 | 5.9803 | Commercial_2038_SC C_million_m3_After Competition Groups_ENERGY STAR Fryer (84% eff)
Commercial | Com ¦ Ozone Laundry Treatment | 2038 | SC C | million_m3 | After Competition Groups | 4.8596 | 393022.3728 | 0.39302 | 1223.0402 | 0.0039734 | 23 | Commercial_2038_SC C_million_m3_After Competition Groups_23 | Ozone Laundry Treatment | 0.3973% | 0.39302 | 4.8596 | Commercial_2038_SC C_million_m3_After Competition Groups_Ozone Laundry Treatment
Commercial | Com ¦ Infrared Heaters | 2038 | SC C | million_m3 | After Competition Groups | 4.5098 | 588801.6026 | 0.5888 | 1223.0402 | 0.0036874 | 24 | Commercial_2038_SC C_million_m3_After Competition Groups_24 | Infrared Heaters | 0.3687% | 0.5888 | 4.5098 | Commercial_2038_SC C_million_m3_After Competition Groups_Infrared Heaters
Commercial | Com ¦ ENERGY STAR Griddle (74% eff) | 2038 | SC C | million_m3 | After Competition Groups | 2.9351 | 162661.8999 | 0.16266 | 1223.0402 | 0.0023998 | 25 | Commercial_2038_SC C_million_m3_After Competition Groups_25 | ENERGY STAR Griddle (74% eff) | 0.24% | 0.16266 | 2.9351 | Commercial_2038_SC C_million_m3_After Competition Groups_ENERGY STAR Griddle (74% eff)
Commercial | Com ¦ ENERGY STAR Dishwasher | 2038 | SC C | million_m3 | After Competition Groups | 2.2938 | 175490.8432 | 0.17549 | 1223.0402 | 0.0018755 | 26 | Commercial_2038_SC C_million_m3_After Competition Groups_26 | ENERGY STAR Dishwasher | 0.1875% | 0.17549 | 2.2938 | Commercial_2038_SC C_million_m3_After Competition Groups_ENERGY STAR Dishwasher
Commercial | Com ¦ Energy Recovery Ventilation and Ventilation (Enhanced) | 2038 | SC C | million_m3 | After Competition Groups | 1.3979 | 206144.1072 | 0.20614 | 1223.0402 | 0.0011429 | 27 | Commercial_2038_SC C_million_m3_After Competition Groups_27 | Energy Recovery Ventilation and Ventilation (Enhanced) | 0.1143% | 0.20614 | 1.3979 | Commercial_2038_SC C_million_m3_After Competition Groups_Energy Recovery Ventilation and Ventilation (Enhanced)
Commercial | Com ¦ CEE Tier 2/Energy Star Clothes Washers | 2038 | SC C | million_m3 | After Competition Groups | 1.0597 | 32185.6141 | 0.032186 | 1223.0402 | 0.00086644 | 28 | Commercial_2038_SC C_million_m3_After Competition Groups_28 | CEE Tier 2/Energy Star Clothes Washers | 0.08664% | 0.032186 | 1.0597 | Commercial_2038_SC C_million_m3_After Competition Groups_CEE Tier 2/Energy Star Clothes Washers
Commercial | Com ¦ Drain Water Heat Recovery (DWHR) ¦ Retro | 2038 | SC C | million_m3 | After Competition Groups | 0.90098 | 19815.4153 | 0.019815 | 1223.0402 | 0.00073667 | 29 | Commercial_2038_SC C_million_m3_After Competition Groups_29 | Drain Water Heat Recovery (DWHR) ¦ Retro | 0.07367% | 0.019815 | 0.90098 | Commercial_2038_SC C_million_m3_After Competition Groups_Drain Water Heat Recovery (DWHR) ¦ Retro
Commercial | Com ¦ ENERGY STAR Steam Cooker | 2038 | SC C | million_m3 | After Competition Groups | 0.52763 | 13914.6234 | 0.013915 | 1223.0402 | 0.00043141 | 30 | Commercial_2038_SC C_million_m3_After Competition Groups_30 | ENERGY STAR Steam Cooker | 0.04314% | 0.013915 | 0.52763 | Commercial_2038_SC C_million_m3_After Competition Groups_ENERGY STAR Steam Cooker
Commercial | Com ¦ Low Flow Pre-Rinse Spray Nozzle | 2038 | SC C | million_m3 | After Competition Groups | 0.45562 | 5651.2099 | 0.0056512 | 1223.0402 | 0.00037253 | 31 | Commercial_2038_SC C_million_m3_After Competition Groups_31 | Low Flow Pre-Rinse Spray Nozzle | 0.03725% | 0.0056512 | 0.45562 | Commercial_2038_SC C_million_m3_After Competition Groups_Low Flow Pre-Rinse Spray Nozzle
Commercial | Com ¦ Drain Water Heat Recovery (DWHR) ¦New | 2038 | SC C | million_m3 | After Competition Groups | 0.34734 | 19647.8865 | 0.019648 | 1223.0402 | 0.000284 | 32 | Commercial_2038_SC C_million_m3_After Competition Groups_32 | Drain Water Heat Recovery (DWHR) ¦New | 0.0284% | 0.019648 | 0.34734 | Commercial_2038_SC C_million_m3_After Competition Groups_Drain Water Heat Recovery (DWHR) ¦New
Commercial | Com ¦ Heat Recovery Ventilator | 2038 | SC C | million_m3 | After Competition Groups | 0.3038 | 29557.2241 | 0.029557 | 1223.0402 | 0.0002484 | 33 | Commercial_2038_SC C_million_m3_After Competition Groups_33 | Heat Recovery Ventilator | 0.02484% | 0.029557 | 0.3038 | Commercial_2038_SC C_million_m3_After Competition Groups_Heat Recovery Ventilator
Commercial | Com ¦ Solar Water Preheat (Pools/DHW) | 2038 | SC C | million_m3 | After Competition Groups | 0.13603 | 11012.3807 | 0.011012 | 1223.0402 | 0.00011122 | 34 | Commercial_2038_SC C_million_m3_After Competition Groups_34 | Solar Water Preheat (Pools/DHW) | 0.01112% | 0.011012 | 0.13603 | Commercial_2038_SC C_million_m3_After Competition Groups_Solar Water Preheat (Pools/DHW)
Commercial | Com ¦ Gas Heat Pump Water Heater | 2038 | SC C | million_m3 | After Competition Groups | 0.012231 | 2067.3887 | 0.0020674 | 1223.0402 | 1e-05 | 35 | Commercial_2038_SC C_million_m3_After Competition Groups_35 | Gas Heat Pump Water Heater | 0.001% | 0.0020674 | 0.012231 | Commercial_2038_SC C_million_m3_After Competition Groups_Gas Heat Pump Water Heater
Commercial | Com ¦ Air Curtains | 2038 | SC C | million_m3 | After Competition Groups | 0.0011135 | 181.0004 | 0.000181 | 1223.0402 | 9.1047e-07 | 36 | Commercial_2038_SC C_million_m3_After Competition Groups_36 | Air Curtains | 9.105e-05% | 0.000181 | 0.0011135 | Commercial_2038_SC C_million_m3_After Competition Groups_Air Curtains
Commercial | Com ¦ Condensing Boiler ¦ Std | 2038 | Technical | million_m3 | After Competition Groups | 358.9841 | 0 | 0 | 2332.1755 | 0.15393 | 1 | Commercial_2038_Technical_million_m3_After Competition Groups_1 | Condensing Boiler ¦ Std | 15.39% | 0 | 358.9841 | Commercial_2038_Technical_million_m3_After Competition Groups_Condensing Boiler ¦ Std
Commercial | Com ¦ Gas Fired Rooftop Units | 2038 | Technical | million_m3 | After Competition Groups | 242.2324 | 0 | 0 | 2332.1755 | 0.10387 | 2 | Commercial_2038_Technical_million_m3_After Competition Groups_2 | Gas Fired Rooftop Units | 10.39% | 0 | 242.2324 | Commercial_2038_Technical_million_m3_After Competition Groups_Gas Fired Rooftop Units
Commercial | Com ¦ Demand Control Ventilation | 2038 | Technical | million_m3 | After Competition Groups | 224.6875 | 0 | 0 | 2332.1755 | 0.096342 | 3 | Commercial_2038_Technical_million_m3_After Competition Groups_3 | Demand Control Ventilation | 9.634% | 0 | 224.6875 | Commercial_2038_Technical_million_m3_After Competition Groups_Demand Control Ventilation
Commercial | Com ¦ Building Recommissioning, Operations and Maintenance (O&M) Improvements | 2038 | Technical | million_m3 | After Competition Groups | 200.3364 | 0 | 0 | 2332.1755 | 0.085901 | 4 | Commercial_2038_Technical_million_m3_After Competition Groups_4 | Building Recommissioning, Operations and Maintenance (O&M) Improvements | 8.59% | 0 | 200.3364 | Commercial_2038_Technical_million_m3_After Competition Groups_Building Recommissioning, Operations and Maintenance (O&M) Improvements
Commercial | Com ¦ Boilers - Advanced Controls (Steam Systems) | 2038 | Technical | million_m3 | After Competition Groups | 152.188 | 0 | 0 | 2332.1755 | 0.065256 | 5 | Commercial_2038_Technical_million_m3_After Competition Groups_5 | Boilers - Advanced Controls (Steam Systems) | 6.526% | 0 | 152.188 | Commercial_2038_Technical_million_m3_After Competition Groups_Boilers - Advanced Controls (Steam Systems)
Commercial | Com ¦ Adaptive Thermostats | 2038 | Technical | million_m3 | After Competition Groups | 134.6723 | 0 | 0 | 2332.1755 | 0.057745 | 6 | Commercial_2038_Technical_million_m3_After Competition Groups_6 | Adaptive Thermostats | 5.775% | 0 | 134.6723 | Commercial_2038_Technical_million_m3_After Competition Groups_Adaptive Thermostats
Commercial | Com ¦ Condensing Make Up Air Unit | 2038 | Technical | million_m3 | After Competition Groups | 123.4448 | 0 | 0 | 2332.1755 | 0.052931 | 7 | Commercial_2038_Technical_million_m3_After Competition Groups_7 | Condensing Make Up Air Unit | 5.293% | 0 | 123.4448 | Commercial_2038_Technical_million_m3_After Competition Groups_Condensing Make Up Air Unit
Commercial | Com ¦ Gas Fired Heat Pump | 2038 | Technical | million_m3 | After Competition Groups | 101.9389 | 0 | 0 | 2332.1755 | 0.04371 | 8 | Commercial_2038_Technical_million_m3_After Competition Groups_8 | Gas Fired Heat Pump | 4.371% | 0 | 101.9389 | Commercial_2038_Technical_million_m3_After Competition Groups_Gas Fired Heat Pump
Commercial | Com ¦ Advanced BAS/Controllers | 2038 | Technical | million_m3 | After Competition Groups | 78.346 | 0 | 0 | 2332.1755 | 0.033594 | 9 | Commercial_2038_Technical_million_m3_After Competition Groups_9 | Advanced BAS/Controllers | 3.359% | 0 | 78.346 | Commercial_2038_Technical_million_m3_After Competition Groups_Advanced BAS/Controllers
Commercial | Com ¦ Demand Control Kitchen Ventilation | 2038 | Technical | million_m3 | After Competition Groups | 76.0124 | 0 | 0 | 2332.1755 | 0.032593 | 10 | Commercial_2038_Technical_million_m3_After Competition Groups_10 | Demand Control Kitchen Ventilation | 3.259% | 0 | 76.0124 | Commercial_2038_Technical_million_m3_After Competition Groups_Demand Control Kitchen Ventilation
Commercial | Com ¦ Air Handler with Dedicated Outdoor Air Systems | 2038 | Technical | million_m3 | After Competition Groups | 74.7395 | 0 | 0 | 2332.1755 | 0.032047 | 11 | Commercial_2038_Technical_million_m3_After Competition Groups_11 | Air Handler with Dedicated Outdoor Air Systems | 3.205% | 0 | 74.7395 | Commercial_2038_Technical_million_m3_After Competition Groups_Air Handler with Dedicated Outdoor Air Systems
Commercial | Com ¦ Condensing Unit Heaters or other Efficient Unit Heating System | 2038 | Technical | million_m3 | After Competition Groups | 72.1218 | 0 | 0 | 2332.1755 | 0.030925 | 12 | Commercial_2038_Technical_million_m3_After Competition Groups_12 | Condensing Unit Heaters or other Efficient Unit Heating System | 3.092% | 0 | 72.1218 | Commercial_2038_Technical_million_m3_After Competition Groups_Condensing Unit Heaters or other Efficient Unit Heating System
Commercial | Com ¦ Energy Recovery Ventilation and Ventilation (Enhanced) | 2038 | Technical | million_m3 | After Competition Groups | 68.6212 | 0 | 0 | 2332.1755 | 0.029424 | 13 | Commercial_2038_Technical_million_m3_After Competition Groups_13 | Energy Recovery Ventilation and Ventilation (Enhanced) | 2.942% | 0 | 68.6212 | Commercial_2038_Technical_million_m3_After Competition Groups_Energy Recovery Ventilation and Ventilation (Enhanced)
Commercial | Com ¦ Education and Capacity Building/Energy Behavior | 2038 | Technical | million_m3 | After Competition Groups | 63.6571 | 0 | 0 | 2332.1755 | 0.027295 | 14 | Commercial_2038_Technical_million_m3_After Competition Groups_14 | Education and Capacity Building/Energy Behavior | 2.73% | 0 | 63.6571 | Commercial_2038_Technical_million_m3_After Competition Groups_Education and Capacity Building/Energy Behavior
Commercial | Com ¦ Steam System Optimization | 2038 | Technical | million_m3 | After Competition Groups | 40.2053 | 0 | 0 | 2332.1755 | 0.017239 | 15 | Commercial_2038_Technical_million_m3_After Competition Groups_15 | Steam System Optimization | 1.724% | 0 | 40.2053 | Commercial_2038_Technical_million_m3_After Competition Groups_Steam System Optimization
Commercial | Com ¦ Destratification | 2038 | Technical | million_m3 | After Competition Groups | 38.0399 | 0 | 0 | 2332.1755 | 0.016311 | 16 | Commercial_2038_Technical_million_m3_After Competition Groups_16 | Destratification | 1.631% | 0 | 38.0399 | Commercial_2038_Technical_million_m3_After Competition Groups_Destratification
Commercial | Com ¦ Furnace Tune-Up | 2038 | Technical | million_m3 | After Competition Groups | 37.9047 | 0 | 0 | 2332.1755 | 0.016253 | 17 | Commercial_2038_Technical_million_m3_After Competition Groups_17 | Furnace Tune-Up | 1.625% | 0 | 37.9047 | Commercial_2038_Technical_million_m3_After Competition Groups_Furnace Tune-Up
Commercial | Com ¦ Super-High Efficiency Furnaces (Emerging Tech) | 2038 | Technical | million_m3 | After Competition Groups | 30.7924 | 0 | 0 | 2332.1755 | 0.013203 | 18 | Commercial_2038_Technical_million_m3_After Competition Groups_18 | Super-High Efficiency Furnaces (Emerging Tech) | 1.32% | 0 | 30.7924 | Commercial_2038_Technical_million_m3_After Competition Groups_Super-High Efficiency Furnaces (Emerging Tech)
Commercial | Com ¦ Heat Recovery Ventilator | 2038 | Technical | million_m3 | After Competition Groups | 28.8812 | 0 | 0 | 2332.1755 | 0.012384 | 19 | Commercial_2038_Technical_million_m3_After Competition Groups_19 | Heat Recovery Ventilator | 1.238% | 0 | 28.8812 | Commercial_2038_Technical_million_m3_After Competition Groups_Heat Recovery Ventilator
Commercial | Com ¦ High Efficiency Condensing Furnace AFUE 95% from 80% code | 2038 | Technical | million_m3 | After Competition Groups | 27.8442 | 0 | 0 | 2332.1755 | 0.011939 | 20 | Commercial_2038_Technical_million_m3_After Competition Groups_20 | High Efficiency Condensing Furnace AFUE 95% from 80% code | 1.194% | 0 | 27.8442 | Commercial_2038_Technical_million_m3_After Competition Groups_High Efficiency Condensing Furnace AFUE 95% from 80% code
Commercial | Com ¦ Wall Insulation | 2038 | Technical | million_m3 | After Competition Groups | 21.1977 | 0 | 0 | 2332.1755 | 0.0090892 | 21 | Commercial_2038_Technical_million_m3_After Competition Groups_21 | Wall Insulation | 0.9089% | 0 | 21.1977 | Commercial_2038_Technical_million_m3_After Competition Groups_Wall Insulation
Commercial | Com ¦ Boiler Measures | 2038 | Technical | million_m3 | After Competition Groups | 18.4234 | 0 | 0 | 2332.1755 | 0.0078997 | 22 | Commercial_2038_Technical_million_m3_After Competition Groups_22 | Boiler Measures | 0.79% | 0 | 18.4234 | Commercial_2038_Technical_million_m3_After Competition Groups_Boiler Measures
Commercial | Com ¦ Energy Efficient Laboratory Fume Hood | 2038 | Technical | million_m3 | After Competition Groups | 14.9674 | 0 | 0 | 2332.1755 | 0.0064178 | 23 | Commercial_2038_Technical_million_m3_After Competition Groups_23 | Energy Efficient Laboratory Fume Hood | 0.6418% | 0 | 14.9674 | Commercial_2038_Technical_million_m3_After Competition Groups_Energy Efficient Laboratory Fume Hood
Commercial | Com ¦ Demand controlled Circulating Systems | 2038 | Technical | million_m3 | After Competition Groups | 11.1353 | 0 | 0 | 2332.1755 | 0.0047746 | 24 | Commercial_2038_Technical_million_m3_After Competition Groups_24 | Demand controlled Circulating Systems | 0.4775% | 0 | 11.1353 | Commercial_2038_Technical_million_m3_After Competition Groups_Demand controlled Circulating Systems
Commercial | Com ¦ Infrared Heaters | 2038 | Technical | million_m3 | After Competition Groups | 10.6565 | 0 | 0 | 2332.1755 | 0.0045693 | 25 | Commercial_2038_Technical_million_m3_After Competition Groups_25 | Infrared Heaters | 0.4569% | 0 | 10.6565 | Commercial_2038_Technical_million_m3_After Competition Groups_Infrared Heaters
Commercial | Com ¦ ENERGY STAR Fryer (84% eff) | 2038 | Technical | million_m3 | After Competition Groups | 10.3115 | 0 | 0 | 2332.1755 | 0.0044214 | 26 | Commercial_2038_Technical_million_m3_After Competition Groups_26 | ENERGY STAR Fryer (84% eff) | 0.4421% | 0 | 10.3115 | Commercial_2038_Technical_million_m3_After Competition Groups_ENERGY STAR Fryer (84% eff)
Commercial | Com ¦ Roof Insulation/Ceiling Insulation (R25 Code to R35) | 2038 | Technical | million_m3 | After Competition Groups | 9.3438 | 0 | 0 | 2332.1755 | 0.0040065 | 27 | Commercial_2038_Technical_million_m3_After Competition Groups_27 | Roof Insulation/Ceiling Insulation (R25 Code to R35) | 0.4006% | 0 | 9.3438 | Commercial_2038_Technical_million_m3_After Competition Groups_Roof Insulation/Ceiling Insulation (R25 Code to R35)
Commercial | Com ¦ Condensing Storage Water Heater | 2038 | Technical | million_m3 | After Competition Groups | 9.2091 | 0 | 0 | 2332.1755 | 0.0039487 | 28 | Commercial_2038_Technical_million_m3_After Competition Groups_28 | Condensing Storage Water Heater | 0.3949% | 0 | 9.2091 | Commercial_2038_Technical_million_m3_After Competition Groups_Condensing Storage Water Heater
Commercial | Com ¦ High Efficiency Underfired Broilers | 2038 | Technical | million_m3 | After Competition Groups | 8.7519 | 0 | 0 | 2332.1755 | 0.0037527 | 29 | Commercial_2038_Technical_million_m3_After Competition Groups_29 | High Efficiency Underfired Broilers | 0.3753% | 0 | 8.7519 | Commercial_2038_Technical_million_m3_After Competition Groups_High Efficiency Underfired Broilers
Commercial | Com ¦ Duct Insulation, R8 | 2038 | Technical | million_m3 | After Competition Groups | 8.699 | 0 | 0 | 2332.1755 | 0.00373 | 30 | Commercial_2038_Technical_million_m3_After Competition Groups_30 | Duct Insulation, R8 | 0.373% | 0 | 8.699 | Commercial_2038_Technical_million_m3_After Competition Groups_Duct Insulation, R8
Commercial | Com ¦ Ozone Laundry Treatment | 2038 | Technical | million_m3 | After Competition Groups | 7.8499 | 0 | 0 | 2332.1755 | 0.0033659 | 31 | Commercial_2038_Technical_million_m3_After Competition Groups_31 | Ozone Laundry Treatment | 0.3366% | 0 | 7.8499 | Commercial_2038_Technical_million_m3_After Competition Groups_Ozone Laundry Treatment
Commercial | Com ¦ ENERGY STAR Griddle (74% eff) | 2038 | Technical | million_m3 | After Competition Groups | 6.7712 | 0 | 0 | 2332.1755 | 0.0029034 | 32 | Commercial_2038_Technical_million_m3_After Competition Groups_32 | ENERGY STAR Griddle (74% eff) | 0.2903% | 0 | 6.7712 | Commercial_2038_Technical_million_m3_After Competition Groups_ENERGY STAR Griddle (74% eff)
Commercial | Com ¦ ENERGY STAR Dishwasher | 2038 | Technical | million_m3 | After Competition Groups | 4.1678 | 0 | 0 | 2332.1755 | 0.0017871 | 33 | Commercial_2038_Technical_million_m3_After Competition Groups_33 | ENERGY STAR Dishwasher | 0.1787% | 0 | 4.1678 | Commercial_2038_Technical_million_m3_After Competition Groups_ENERGY STAR Dishwasher
Commercial | Com ¦ HOTEL OCCUPANCY CONTROLS (HVAC + LIGHTING) | 2038 | Technical | million_m3 | After Competition Groups | 3.8881 | 0 | 0 | 2332.1755 | 0.0016671 | 34 | Commercial_2038_Technical_million_m3_After Competition Groups_34 | HOTEL OCCUPANCY CONTROLS (HVAC + LIGHTING) | 0.1667% | 0 | 3.8881 | Commercial_2038_Technical_million_m3_After Competition Groups_HOTEL OCCUPANCY CONTROLS (HVAC + LIGHTING)
Commercial | Com ¦ Dock Door Seals | 2038 | Technical | million_m3 | After Competition Groups | 2.9425 | 0 | 0 | 2332.1755 | 0.0012617 | 35 | Commercial_2038_Technical_million_m3_After Competition Groups_35 | Dock Door Seals | 0.1262% | 0 | 2.9425 | Commercial_2038_Technical_million_m3_After Competition Groups_Dock Door Seals
Commercial | Com ¦ Ice Rink Heat Recovery | 2038 | Technical | million_m3 | After Competition Groups | 2.7961 | 0 | 0 | 2332.1755 | 0.0011989 | 36 | Commercial_2038_Technical_million_m3_After Competition Groups_36 | Ice Rink Heat Recovery | 0.1199% | 0 | 2.7961 | Commercial_2038_Technical_million_m3_After Competition Groups_Ice Rink Heat Recovery
Commercial | Com ¦ CEE Tier 2/Energy Star Clothes Washers | 2038 | Technical | million_m3 | After Competition Groups | 1.4783 | 0 | 0 | 2332.1755 | 0.00063388 | 37 | Commercial_2038_Technical_million_m3_After Competition Groups_37 | CEE Tier 2/Energy Star Clothes Washers | 0.06339% | 0 | 1.4783 | Commercial_2038_Technical_million_m3_After Competition Groups_CEE Tier 2/Energy Star Clothes Washers
Commercial | Com ¦ Drain Water Heat Recovery (DWHR) ¦ Retro | 2038 | Technical | million_m3 | After Competition Groups | 0.92065 | 0 | 0 | 2332.1755 | 0.00039476 | 38 | Commercial_2038_Technical_million_m3_After Competition Groups_38 | Drain Water Heat Recovery (DWHR) ¦ Retro | 0.03948% | 0 | 0.92065 | Commercial_2038_Technical_million_m3_After Competition Groups_Drain Water Heat Recovery (DWHR) ¦ Retro
Commercial | Com ¦ ENERGY STAR Steam Cooker | 2038 | Technical | million_m3 | After Competition Groups | 0.73785 | 0 | 0 | 2332.1755 | 0.00031638 | 39 | Commercial_2038_Technical_million_m3_After Competition Groups_39 | ENERGY STAR Steam Cooker | 0.03164% | 0 | 0.73785 | Commercial_2038_Technical_million_m3_After Competition Groups_ENERGY STAR Steam Cooker
Commercial | Com ¦ Drain Water Heat Recovery (DWHR) ¦New | 2038 | Technical | million_m3 | After Competition Groups | 0.73072 | 0 | 0 | 2332.1755 | 0.00031332 | 40 | Commercial_2038_Technical_million_m3_After Competition Groups_40 | Drain Water Heat Recovery (DWHR) ¦New | 0.03133% | 0 | 0.73072 | Commercial_2038_Technical_million_m3_After Competition Groups_Drain Water Heat Recovery (DWHR) ¦New
Commercial | Com ¦ Low Flow Pre-Rinse Spray Nozzle | 2038 | Technical | million_m3 | After Competition Groups | 0.72135 | 0 | 0 | 2332.1755 | 0.0003093 | 41 | Commercial_2038_Technical_million_m3_After Competition Groups_41 | Low Flow Pre-Rinse Spray Nozzle | 0.03093% | 0 | 0.72135 | Commercial_2038_Technical_million_m3_After Competition Groups_Low Flow Pre-Rinse Spray Nozzle
Commercial | Com ¦ Solar Water Preheat (Pools/DHW) | 2038 | Technical | million_m3 | After Competition Groups | 0.36741 | 0 | 0 | 2332.1755 | 0.00015754 | 42 | Commercial_2038_Technical_million_m3_After Competition Groups_42 | Solar Water Preheat (Pools/DHW) | 0.01575% | 0 | 0.36741 | Commercial_2038_Technical_million_m3_After Competition Groups_Solar Water Preheat (Pools/DHW)
Commercial | Com ¦ Gas Convection Oven | 2038 | Technical | million_m3 | After Competition Groups | 0.17456 | 0 | 0 | 2332.1755 | 7.4849e-05 | 43 | Commercial_2038_Technical_million_m3_After Competition Groups_43 | Gas Convection Oven | 0.007485% | 0 | 0.17456 | Commercial_2038_Technical_million_m3_After Competition Groups_Gas Convection Oven
Commercial | Com ¦ Air Curtains | 2038 | Technical | million_m3 | After Competition Groups | 0.15085 | 0 | 0 | 2332.1755 | 6.4684e-05 | 44 | Commercial_2038_Technical_million_m3_After Competition Groups_44 | Air Curtains | 0.006468% | 0 | 0.15085 | Commercial_2038_Technical_million_m3_After Competition Groups_Air Curtains
Commercial | Com ¦ Solar Preheat Make up Air | 2038 | Technical | million_m3 | After Competition Groups | 0.050334 | 0 | 0 | 2332.1755 | 2.1583e-05 | 45 | Commercial_2038_Technical_million_m3_After Competition Groups_45 | Solar Preheat Make up Air | 0.002158% | 0 | 0.050334 | Commercial_2038_Technical_million_m3_After Competition Groups_Solar Preheat Make up Air
Commercial | Com ¦ Super High Perf Glazing ¦RET | 2038 | Technical | million_m3 | After Competition Groups | 0.045483 | 0 | 0 | 2332.1755 | 1.9502e-05 | 46 | Commercial_2038_Technical_million_m3_After Competition Groups_46 | Super High Perf Glazing ¦RET | 0.00195% | 0 | 0.045483 | Commercial_2038_Technical_million_m3_After Competition Groups_Super High Perf Glazing ¦RET
Commercial | Com ¦ Super High Perf Glazing ¦New | 2038 | Technical | million_m3 | After Competition Groups | 0.036792 | 0 | 0 | 2332.1755 | 1.5776e-05 | 47 | Commercial_2038_Technical_million_m3_After Competition Groups_47 | Super High Perf Glazing ¦New | 0.001578% | 0 | 0.036792 | Commercial_2038_Technical_million_m3_After Competition Groups_Super High Perf Glazing ¦New
Commercial | Com ¦ Building Recommissioning, Operations and Maintenance (O&M) Improvements | 2019 | Economic | MW | After Competition Groups | 301.6927 | 0 | 0 | 1182.4786 | 0.25514 | 1 | Commercial_2019_Economic_MW_After Competition Groups_1 | Building Recommissioning, Operations and Maintenance (O&M) Improvements | 25.51% | 0 | 301.6927 | Commercial_2019_Economic_MW_After Competition Groups_Building Recommissioning, Operations and Maintenance (O&M) Improvements
Commercial | Com ¦ Education and Capacity Building/Energy Behavior | 2019 | Economic | MW | After Competition Groups | 219.0011 | 0 | 0 | 1182.4786 | 0.18521 | 2 | Commercial_2019_Economic_MW_After Competition Groups_2 | Education and Capacity Building/Energy Behavior | 18.52% | 0 | 219.0011 | Commercial_2019_Economic_MW_After Competition Groups_Education and Capacity Building/Energy Behavior
Commercial | Com ¦ Advanced BAS/Controllers | 2019 | Economic | MW | After Competition Groups | 89.9072 | 0 | 0 | 1182.4786 | 0.076033 | 3 | Commercial_2019_Economic_MW_After Competition Groups_3 | Advanced BAS/Controllers | 7.603% | 0 | 89.9072 | Commercial_2019_Economic_MW_After Competition Groups_Advanced BAS/Controllers
Commercial | Com ¦ LED Low/High Bay | 2019 | Economic | MW | After Competition Groups | 79.0836 | 0 | 0 | 1182.4786 | 0.06688 | 4 | Commercial_2019_Economic_MW_After Competition Groups_4 | LED Low/High Bay | 6.688% | 0 | 79.0836 | Commercial_2019_Economic_MW_After Competition Groups_LED Low/High Bay
Commercial | Com ¦ ENERGY STAR LED LAMPS (REFLECTOR LAMPs/MR16/PAR 16) | 2019 | Economic | MW | After Competition Groups | 58.8601 | 0 | 0 | 1182.4786 | 0.049777 | 5 | Commercial_2019_Economic_MW_After Competition Groups_5 | ENERGY STAR LED LAMPS (REFLECTOR LAMPs/MR16/PAR 16) | 4.978% | 0 | 58.8601 | Commercial_2019_Economic_MW_After Competition Groups_ENERGY STAR LED LAMPS (REFLECTOR LAMPs/MR16/PAR 16)
Commercial | Com ¦ LED Troffer/Surface/Suspended | 2019 | Economic | MW | After Competition Groups | 42.2974 | 0 | 0 | 1182.4786 | 0.03577 | 6 | Commercial_2019_Economic_MW_After Competition Groups_6 | LED Troffer/Surface/Suspended | 3.577% | 0 | 42.2974 | Commercial_2019_Economic_MW_After Competition Groups_LED Troffer/Surface/Suspended
Commercial | Com ¦ Adaptive Thermostats | 2019 | Economic | MW | After Competition Groups | 37.6817 | 0 | 0 | 1182.4786 | 0.031867 | 7 | Commercial_2019_Economic_MW_After Competition Groups_7 | Adaptive Thermostats | 3.187% | 0 | 37.6817 | Commercial_2019_Economic_MW_After Competition Groups_Adaptive Thermostats
Commercial | Com ¦ Furnace Tune-Up | 2019 | Economic | MW | After Competition Groups | 36.9888 | 0 | 0 | 1182.4786 | 0.031281 | 8 | Commercial_2019_Economic_MW_After Competition Groups_8 | Furnace Tune-Up | 3.128% | 0 | 36.9888 | Commercial_2019_Economic_MW_After Competition Groups_Furnace Tune-Up
Commercial | Com ¦ Strip Curtains | 2019 | Economic | MW | After Competition Groups | 28.3622 | 0 | 0 | 1182.4786 | 0.023985 | 9 | Commercial_2019_Economic_MW_After Competition Groups_9 | Strip Curtains | 2.399% | 0 | 28.3622 | Commercial_2019_Economic_MW_After Competition Groups_Strip Curtains
Commercial | Com ¦ Variable Frequency Drive (VFD) | 2019 | Economic | MW | After Competition Groups | 25.7535 | 0 | 0 | 1182.4786 | 0.021779 | 10 | Commercial_2019_Economic_MW_After Competition Groups_10 | Variable Frequency Drive (VFD) | 2.178% | 0 | 25.7535 | Commercial_2019_Economic_MW_After Competition Groups_Variable Frequency Drive (VFD)
Commercial | Com ¦ VFD on Pumps | 2019 | Economic | MW | After Competition Groups | 24.0968 | 0 | 0 | 1182.4786 | 0.020378 | 11 | Commercial_2019_Economic_MW_After Competition Groups_11 | VFD on Pumps | 2.038% | 0 | 24.0968 | Commercial_2019_Economic_MW_After Competition Groups_VFD on Pumps
Commercial | Com ¦ Demand Control Ventilation | 2019 | Economic | MW | After Competition Groups | 20.7639 | 0 | 0 | 1182.4786 | 0.01756 | 12 | Commercial_2019_Economic_MW_After Competition Groups_12 | Demand Control Ventilation | 1.756% | 0 | 20.7639 | Commercial_2019_Economic_MW_After Competition Groups_Demand Control Ventilation
Commercial | Com ¦ Air Handler with Dedicated Outdoor Air Systems | 2019 | Economic | MW | After Competition Groups | 19.5131 | 0 | 0 | 1182.4786 | 0.016502 | 13 | Commercial_2019_Economic_MW_After Competition Groups_13 | Air Handler with Dedicated Outdoor Air Systems | 1.65% | 0 | 19.5131 | Commercial_2019_Economic_MW_After Competition Groups_Air Handler with Dedicated Outdoor Air Systems
Commercial | Com ¦ High Efficiency Air Source Heat Pump | 2019 | Economic | MW | After Competition Groups | 17.4169 | 0 | 0 | 1182.4786 | 0.014729 | 14 | Commercial_2019_Economic_MW_After Competition Groups_14 | High Efficiency Air Source Heat Pump | 1.473% | 0 | 17.4169 | Commercial_2019_Economic_MW_After Competition Groups_High Efficiency Air Source Heat Pump
Commercial | Com ¦ LED or Equivalent Sign Lighting | 2019 | Economic | MW | After Competition Groups | 15.6592 | 0 | 0 | 1182.4786 | 0.013243 | 15 | Commercial_2019_Economic_MW_After Competition Groups_15 | LED or Equivalent Sign Lighting | 1.324% | 0 | 15.6592 | Commercial_2019_Economic_MW_After Competition Groups_LED or Equivalent Sign Lighting
Commercial | Com ¦ ENERGY STAR LED LAMPS (General Service Lamps) | 2019 | Economic | MW | After Competition Groups | 15.5987 | 0 | 0 | 1182.4786 | 0.013192 | 16 | Commercial_2019_Economic_MW_After Competition Groups_16 | ENERGY STAR LED LAMPS (General Service Lamps) | 1.319% | 0 | 15.5987 | Commercial_2019_Economic_MW_After Competition Groups_ENERGY STAR LED LAMPS (General Service Lamps)
Commercial | Com ¦ Centrally controlled desktop PC/NETWORK PC POWER MANAGEMENT SOFTWARE | 2019 | Economic | MW | After Competition Groups | 14.2964 | 0 | 0 | 1182.4786 | 0.01209 | 17 | Commercial_2019_Economic_MW_After Competition Groups_17 | Centrally controlled desktop PC/NETWORK PC POWER MANAGEMENT SOFTWARE | 1.209% | 0 | 14.2964 | Commercial_2019_Economic_MW_After Competition Groups_Centrally controlled desktop PC/NETWORK PC POWER MANAGEMENT SOFTWARE
Commercial | Com ¦ ECM MOTORS FOR EVAPORATOR FANS for refrigeration (WALK-IN) | 2019 | Economic | MW | After Competition Groups | 13.3932 | 0 | 0 | 1182.4786 | 0.011326 | 18 | Commercial_2019_Economic_MW_After Competition Groups_18 | ECM MOTORS FOR EVAPORATOR FANS for refrigeration (WALK-IN) | 1.133% | 0 | 13.3932 | Commercial_2019_Economic_MW_After Competition Groups_ECM MOTORS FOR EVAPORATOR FANS for refrigeration (WALK-IN)
Commercial | Com ¦ Unitary Air-Conditioning Unit | 2019 | Economic | MW | After Competition Groups | 11.6924 | 0 | 0 | 1182.4786 | 0.0098881 | 19 | Commercial_2019_Economic_MW_After Competition Groups_19 | Unitary Air-Conditioning Unit | 0.9888% | 0 | 11.6924 | Commercial_2019_Economic_MW_After Competition Groups_Unitary Air-Conditioning Unit
Commercial | Com ¦ Freezer Case Light Sensor | 2019 | Economic | MW | After Competition Groups | 11.588 | 0 | 0 | 1182.4786 | 0.0097997 | 20 | Commercial_2019_Economic_MW_After Competition Groups_20 | Freezer Case Light Sensor | 0.98% | 0 | 11.588 | Commercial_2019_Economic_MW_After Competition Groups_Freezer Case Light Sensor
Commercial | Com ¦ Evaporator Fan Controls | 2019 | Economic | MW | After Competition Groups | 11.2895 | 0 | 0 | 1182.4786 | 0.0095473 | 21 | Commercial_2019_Economic_MW_After Competition Groups_21 | Evaporator Fan Controls | 0.9547% | 0 | 11.2895 | Commercial_2019_Economic_MW_After Competition Groups_Evaporator Fan Controls
Commercial | Com ¦ Data Center Storage/Server Virtualization | 2019 | Economic | MW | After Competition Groups | 9.4531 | 0 | 0 | 1182.4786 | 0.0079943 | 22 | Commercial_2019_Economic_MW_After Competition Groups_22 | Data Center Storage/Server Virtualization | 0.7994% | 0 | 9.4531 | Commercial_2019_Economic_MW_After Competition Groups_Data Center Storage/Server Virtualization
Commercial | Com ¦ Occupancy Sensors | 2019 | Economic | MW | After Competition Groups | 9.0952 | 0 | 0 | 1182.4786 | 0.0076916 | 23 | Commercial_2019_Economic_MW_After Competition Groups_23 | Occupancy Sensors | 0.7692% | 0 | 9.0952 | Commercial_2019_Economic_MW_After Competition Groups_Occupancy Sensors
Commercial | Com ¦ LED Replacement Lamp (Tube) | 2019 | Economic | MW | After Competition Groups | 8.6231 | 0 | 0 | 1182.4786 | 0.0072924 | 24 | Commercial_2019_Economic_MW_After Competition Groups_24 | LED Replacement Lamp (Tube) | 0.7292% | 0 | 8.6231 | Commercial_2019_Economic_MW_After Competition Groups_LED Replacement Lamp (Tube)
Commercial | Com ¦ Duct Insulation, R8 | 2019 | Economic | MW | After Competition Groups | 6.7955 | 0 | 0 | 1182.4786 | 0.0057468 | 25 | Commercial_2019_Economic_MW_After Competition Groups_25 | Duct Insulation, R8 | 0.5747% | 0 | 6.7955 | Commercial_2019_Economic_MW_After Competition Groups_Duct Insulation, R8
Commercial | Com ¦ Demand Control Kitchen Ventilation | 2019 | Economic | MW | After Competition Groups | 6.207 | 0 | 0 | 1182.4786 | 0.0052492 | 26 | Commercial_2019_Economic_MW_After Competition Groups_26 | Demand Control Kitchen Ventilation | 0.5249% | 0 | 6.207 | Commercial_2019_Economic_MW_After Competition Groups_Demand Control Kitchen Ventilation
Commercial | Com ¦ Temperature Adjustment in Commercial Freezers | 2019 | Economic | MW | After Competition Groups | 4.1275 | 0 | 0 | 1182.4786 | 0.0034905 | 27 | Commercial_2019_Economic_MW_After Competition Groups_27 | Temperature Adjustment in Commercial Freezers | 0.3491% | 0 | 4.1275 | Commercial_2019_Economic_MW_After Competition Groups_Temperature Adjustment in Commercial Freezers
Commercial | Com ¦ LED parking lot fixture | 2019 | Economic | MW | After Competition Groups | 3.9226 | 0 | 0 | 1182.4786 | 0.0033173 | 28 | Commercial_2019_Economic_MW_After Competition Groups_28 | LED parking lot fixture | 0.3317% | 0 | 3.9226 | Commercial_2019_Economic_MW_After Competition Groups_LED parking lot fixture
Commercial | Com ¦ LED EXTERIOR AREA LIGHTS - LED fixture (200W) | 2019 | Economic | MW | After Competition Groups | 3.9184 | 0 | 0 | 1182.4786 | 0.0033137 | 29 | Commercial_2019_Economic_MW_After Competition Groups_29 | LED EXTERIOR AREA LIGHTS - LED fixture (200W) | 0.3314% | 0 | 3.9184 | Commercial_2019_Economic_MW_After Competition Groups_LED EXTERIOR AREA LIGHTS - LED fixture (200W)
Commercial | Com ¦ Vertical Night Covers | 2019 | Economic | MW | After Competition Groups | 3.4133 | 0 | 0 | 1182.4786 | 0.0028865 | 30 | Commercial_2019_Economic_MW_After Competition Groups_30 | Vertical Night Covers | 0.2887% | 0 | 3.4133 | Commercial_2019_Economic_MW_After Competition Groups_Vertical Night Covers
Commercial | Com ¦ Reach-in Shaded Pole to ECM/PSC Evaporator Fan Motor | 2019 | Economic | MW | After Competition Groups | 3.3525 | 0 | 0 | 1182.4786 | 0.0028352 | 31 | Commercial_2019_Economic_MW_After Competition Groups_31 | Reach-in Shaded Pole to ECM/PSC Evaporator Fan Motor | 0.2835% | 0 | 3.3525 | Commercial_2019_Economic_MW_After Competition Groups_Reach-in Shaded Pole to ECM/PSC Evaporator Fan Motor
Commercial | Com ¦ Elec Storage WH 2.30 Et | 2019 | Economic | MW | After Competition Groups | 3.1735 | 0 | 0 | 1182.4786 | 0.0026838 | 32 | Commercial_2019_Economic_MW_After Competition Groups_32 | Elec Storage WH 2.30 Et | 0.2684% | 0 | 3.1735 | Commercial_2019_Economic_MW_After Competition Groups_Elec Storage WH 2.30 Et
Commercial | Com ¦ CO Sensors for parking garage exhaust fans | 2019 | Economic | MW | After Competition Groups | 2.8776 | 0 | 0 | 1182.4786 | 0.0024335 | 33 | Commercial_2019_Economic_MW_After Competition Groups_33 | CO Sensors for parking garage exhaust fans | 0.2434% | 0 | 2.8776 | Commercial_2019_Economic_MW_After Competition Groups_CO Sensors for parking garage exhaust fans
Commercial | Com ¦ BEVERAGE VENDING MACHINE CONTROLS | 2019 | Economic | MW | After Competition Groups | 2.8632 | 0 | 0 | 1182.4786 | 0.0024214 | 34 | Commercial_2019_Economic_MW_After Competition Groups_34 | BEVERAGE VENDING MACHINE CONTROLS | 0.2421% | 0 | 2.8632 | Commercial_2019_Economic_MW_After Competition Groups_BEVERAGE VENDING MACHINE CONTROLS
Commercial | Com ¦ Chilled Water Optimization | 2019 | Economic | MW | After Competition Groups | 2.7572 | 0 | 0 | 1182.4786 | 0.0023317 | 35 | Commercial_2019_Economic_MW_After Competition Groups_35 | Chilled Water Optimization | 0.2332% | 0 | 2.7572 | Commercial_2019_Economic_MW_After Competition Groups_Chilled Water Optimization
Commercial | Com ¦ Energy Efficient Laboratory Fume Hood | 2019 | Economic | MW | After Competition Groups | 2.64 | 0 | 0 | 1182.4786 | 0.0022326 | 36 | Commercial_2019_Economic_MW_After Competition Groups_36 | Energy Efficient Laboratory Fume Hood | 0.2233% | 0 | 2.64 | Commercial_2019_Economic_MW_After Competition Groups_Energy Efficient Laboratory Fume Hood
Commercial | Com ¦ Water Heating (DHW) Pipe Insulation (Add 3/4\ Foam)" | 2019 | Economic | MW | After Competition Groups | 2.605 | 0 | 0 | 1182.4786 | 0.002203 | 37 | Commercial_2019_Economic_MW_After Competition Groups_37 | Water Heating (DHW) Pipe Insulation (Add 3/4\ Foam)" | 0.2203% | 0 | 2.605 | Commercial_2019_Economic_MW_After Competition Groups_Water Heating (DHW) Pipe Insulation (Add 3/4\ Foam)"
Commercial | Com ¦ LED street light fixture | 2019 | Economic | MW | After Competition Groups | 2.3442 | 0 | 0 | 1182.4786 | 0.0019825 | 38 | Commercial_2019_Economic_MW_After Competition Groups_38 | LED street light fixture | 0.1982% | 0 | 2.3442 | Commercial_2019_Economic_MW_After Competition Groups_LED street light fixture
Commercial | Com ¦ Suction Pipe Insulation Freezer/Refrigerator | 2019 | Economic | MW | After Competition Groups | 1.7739 | 0 | 0 | 1182.4786 | 0.0015001 | 39 | Commercial_2019_Economic_MW_After Competition Groups_39 | Suction Pipe Insulation Freezer/Refrigerator | 0.15% | 0 | 1.7739 | Commercial_2019_Economic_MW_After Competition Groups_Suction Pipe Insulation Freezer/Refrigerator
Commercial | Com ¦ Outside Air Economizer | 2019 | Economic | MW | After Competition Groups | 1.7022 | 0 | 0 | 1182.4786 | 0.0014395 | 40 | Commercial_2019_Economic_MW_After Competition Groups_40 | Outside Air Economizer | 0.144% | 0 | 1.7022 | Commercial_2019_Economic_MW_After Competition Groups_Outside Air Economizer
Commercial | Com ¦ Refrigerated Display Case LED | 2019 | Economic | MW | After Competition Groups | 1.0379 | 0 | 0 | 1182.4786 | 0.0008777 | 41 | Commercial_2019_Economic_MW_After Competition Groups_41 | Refrigerated Display Case LED | 0.08777% | 0 | 1.0379 | Commercial_2019_Economic_MW_After Competition Groups_Refrigerated Display Case LED
Commercial | Com ¦ Water Source Heat Pump (4 ton) | 2019 | Economic | MW | After Competition Groups | 0.96523 | 0 | 0 | 1182.4786 | 0.00081627 | 42 | Commercial_2019_Economic_MW_After Competition Groups_42 | Water Source Heat Pump (4 ton) | 0.08163% | 0 | 0.96523 | Commercial_2019_Economic_MW_After Competition Groups_Water Source Heat Pump (4 ton)
Commercial | Com ¦ ENERGY STAR Dishwasher | 2019 | Economic | MW | After Competition Groups | 0.90804 | 0 | 0 | 1182.4786 | 0.00076791 | 43 | Commercial_2019_Economic_MW_After Competition Groups_43 | ENERGY STAR Dishwasher | 0.07679% | 0 | 0.90804 | Commercial_2019_Economic_MW_After Competition Groups_ENERGY STAR Dishwasher
Commercial | Com ¦ ENERGY STAR Griddle (74% eff) | 2019 | Economic | MW | After Competition Groups | 0.74145 | 0 | 0 | 1182.4786 | 0.00062703 | 44 | Commercial_2019_Economic_MW_After Competition Groups_44 | ENERGY STAR Griddle (74% eff) | 0.0627% | 0 | 0.74145 | Commercial_2019_Economic_MW_After Competition Groups_ENERGY STAR Griddle (74% eff)
Commercial | Com ¦ Ozone Laundry Treatment | 2019 | Economic | MW | After Competition Groups | 0.72198 | 0 | 0 | 1182.4786 | 0.00061056 | 45 | Commercial_2019_Economic_MW_After Competition Groups_45 | Ozone Laundry Treatment | 0.06106% | 0 | 0.72198 | Commercial_2019_Economic_MW_After Competition Groups_Ozone Laundry Treatment
Commercial | Com ¦ ECM MOTORS FOR HVAC APPLICATION (FAN-POWERED VAV BOX) | 2019 | Economic | MW | After Competition Groups | 0.27291 | 0 | 0 | 1182.4786 | 0.00023079 | 46 | Commercial_2019_Economic_MW_After Competition Groups_46 | ECM MOTORS FOR HVAC APPLICATION (FAN-POWERED VAV BOX) | 0.02308% | 0 | 0.27291 | Commercial_2019_Economic_MW_After Competition Groups_ECM MOTORS FOR HVAC APPLICATION (FAN-POWERED VAV BOX)
Commercial | Com ¦ ENERGY STAR Fryer (84% eff) | 2019 | Economic | MW | After Competition Groups | 0.20902 | 0 | 0 | 1182.4786 | 0.00017677 | 47 | Commercial_2019_Economic_MW_After Competition Groups_47 | ENERGY STAR Fryer (84% eff) | 0.01768% | 0 | 0.20902 | Commercial_2019_Economic_MW_After Competition Groups_ENERGY STAR Fryer (84% eff)
Commercial | Com ¦ Auto Off Time Switch or Time Clock control | 2019 | Economic | MW | After Competition Groups | 0.17169 | 0 | 0 | 1182.4786 | 0.0001452 | 48 | Commercial_2019_Economic_MW_After Competition Groups_48 | Auto Off Time Switch or Time Clock control | 0.01452% | 0 | 0.17169 | Commercial_2019_Economic_MW_After Competition Groups_Auto Off Time Switch or Time Clock control
Commercial | Com ¦ Demand controlled Circulating Systems | 2019 | Economic | MW | After Competition Groups | 0.1671 | 0 | 0 | 1182.4786 | 0.00014132 | 49 | Commercial_2019_Economic_MW_After Competition Groups_49 | Demand controlled Circulating Systems | 0.01413% | 0 | 0.1671 | Commercial_2019_Economic_MW_After Competition Groups_Demand controlled Circulating Systems
Commercial | Com ¦ Thermostat Setback | 2019 | Economic | MW | After Competition Groups | 0.15549 | 0 | 0 | 1182.4786 | 0.0001315 | 50 | Commercial_2019_Economic_MW_After Competition Groups_50 | Thermostat Setback | 0.01315% | 0 | 0.15549 | Commercial_2019_Economic_MW_After Competition Groups_Thermostat Setback
Commercial | Com ¦ ENERGY STAR Steam Cookers | 2019 | Economic | MW | After Competition Groups | 0.13606 | 0 | 0 | 1182.4786 | 0.00011506 | 51 | Commercial_2019_Economic_MW_After Competition Groups_51 | ENERGY STAR Steam Cookers | 0.01151% | 0 | 0.13606 | Commercial_2019_Economic_MW_After Competition Groups_ENERGY STAR Steam Cookers
Commercial | Com ¦ PTAC (12 EER/10,000 BTU) | 2019 | Economic | MW | After Competition Groups | 0.086617 | 0 | 0 | 1182.4786 | 7.325e-05 | 52 | Commercial_2019_Economic_MW_After Competition Groups_52 | PTAC (12 EER/10,000 BTU) | 0.007325% | 0 | 0.086617 | Commercial_2019_Economic_MW_After Competition Groups_PTAC (12 EER/10,000 BTU)
Commercial | Com ¦ Wall Insulation | 2019 | Economic | MW | After Competition Groups | 0.059655 | 0 | 0 | 1182.4786 | 5.0449e-05 | 53 | Commercial_2019_Economic_MW_After Competition Groups_53 | Wall Insulation | 0.005045% | 0 | 0.059655 | Commercial_2019_Economic_MW_After Competition Groups_Wall Insulation
Commercial | Com ¦ Condensing Unit Heaters or other Efficient Unit Heating System | 2019 | Economic | MW | After Competition Groups | 0.058224 | 0 | 0 | 1182.4786 | 4.9239e-05 | 54 | Commercial_2019_Economic_MW_After Competition Groups_54 | Condensing Unit Heaters or other Efficient Unit Heating System | 0.004924% | 0 | 0.058224 | Commercial_2019_Economic_MW_After Competition Groups_Condensing Unit Heaters or other Efficient Unit Heating System
Commercial | Com ¦ Solar Water Preheat (Pools/DHW) | 2019 | Economic | MW | After Competition Groups | 0.038994 | 0 | 0 | 1182.4786 | 3.2976e-05 | 55 | Commercial_2019_Economic_MW_After Competition Groups_55 | Solar Water Preheat (Pools/DHW) | 0.003298% | 0 | 0.038994 | Commercial_2019_Economic_MW_After Competition Groups_Solar Water Preheat (Pools/DHW)
Commercial | COM ¦ Ductless Mini-Split Heat Pumps | 2019 | Economic | MW | After Competition Groups | 0.038688 | 0 | 0 | 1182.4786 | 3.2717e-05 | 56 | Commercial_2019_Economic_MW_After Competition Groups_56 | Ductless Mini-Split Heat Pumps | 0.003272% | 0 | 0.038688 | Commercial_2019_Economic_MW_After Competition Groups_Ductless Mini-Split Heat Pumps
Commercial | Com ¦ HVAC Optimization | 2019 | Economic | MW | After Competition Groups | 0.033965 | 0 | 0 | 1182.4786 | 2.8724e-05 | 57 | Commercial_2019_Economic_MW_After Competition Groups_57 | HVAC Optimization | 0.002872% | 0 | 0.033965 | Commercial_2019_Economic_MW_After Competition Groups_HVAC Optimization
Commercial | Com ¦ CEE Tier 2/Energy Star Clothes Washers | 2019 | Economic | MW | After Competition Groups | 0.024932 | 0 | 0 | 1182.4786 | 2.1085e-05 | 58 | Commercial_2019_Economic_MW_After Competition Groups_58 | CEE Tier 2/Energy Star Clothes Washers | 0.002108% | 0 | 0.024932 | Commercial_2019_Economic_MW_After Competition Groups_CEE Tier 2/Energy Star Clothes Washers
Commercial | Com ¦ Low Flow Pre-Rinse Spray Nozzle | 2019 | Economic | MW | After Competition Groups | 0.023038 | 0 | 0 | 1182.4786 | 1.9483e-05 | 59 | Commercial_2019_Economic_MW_After Competition Groups_59 | Low Flow Pre-Rinse Spray Nozzle | 0.001948% | 0 | 0.023038 | Commercial_2019_Economic_MW_After Competition Groups_Low Flow Pre-Rinse Spray Nozzle
Commercial | Com ¦ Commercial Hot Food Holding Cabinets | 2019 | Economic | MW | After Competition Groups | 0.012381 | 0 | 0 | 1182.4786 | 1.047e-05 | 60 | Commercial_2019_Economic_MW_After Competition Groups_60 | Commercial Hot Food Holding Cabinets | 0.001047% | 0 | 0.012381 | Commercial_2019_Economic_MW_After Competition Groups_Commercial Hot Food Holding Cabinets
Commercial | Com ¦ Energy Recovery Ventilation and Ventilation (Enhanced) | 2019 | Economic | MW | After Competition Groups | 0.010671 | 0 | 0 | 1182.4786 | 9.0246e-06 | 61 | Commercial_2019_Economic_MW_After Competition Groups_61 | Energy Recovery Ventilation and Ventilation (Enhanced) | 0.0009025% | 0 | 0.010671 | Commercial_2019_Economic_MW_After Competition Groups_Energy Recovery Ventilation and Ventilation (Enhanced)
Commercial | Com ¦ Room AC (w/ louvered sides) 14 SEER from 12 SEER code | 2019 | Economic | MW | After Competition Groups | 0.010486 | 0 | 0 | 1182.4786 | 8.8675e-06 | 62 | Commercial_2019_Economic_MW_After Competition Groups_62 | Room AC (w/ louvered sides) 14 SEER from 12 SEER code | 0.0008867% | 0 | 0.010486 | Commercial_2019_Economic_MW_After Competition Groups_Room AC (w/ louvered sides) 14 SEER from 12 SEER code
Commercial | Com ¦ Air Curtains | 2019 | Economic | MW | After Competition Groups | 0.0059069 | 0 | 0 | 1182.4786 | 4.9953e-06 | 63 | Commercial_2019_Economic_MW_After Competition Groups_63 | Air Curtains | 0.0004995% | 0 | 0.0059069 | Commercial_2019_Economic_MW_After Competition Groups_Air Curtains
Commercial | Com ¦ VSD Air Compressor | 2019 | Economic | MW | After Competition Groups | 0.0034394 | 0 | 0 | 1182.4786 | 2.9087e-06 | 64 | Commercial_2019_Economic_MW_After Competition Groups_64 | VSD Air Compressor | 0.0002909% | 0 | 0.0034394 | Commercial_2019_Economic_MW_After Competition Groups_VSD Air Compressor
Commercial | Com ¦ High Efficiency Chiller (avg of water and air cooled) | 2019 | Economic | MW | After Competition Groups | 0.0025651 | 0 | 0 | 1182.4786 | 2.1692e-06 | 65 | Commercial_2019_Economic_MW_After Competition Groups_65 | High Efficiency Chiller (avg of water and air cooled) | 0.0002169% | 0 | 0.0025651 | Commercial_2019_Economic_MW_After Competition Groups_High Efficiency Chiller (avg of water and air cooled)
Commercial | Com ¦ EC Plug Fan for Data Center (under cabinet) | 2019 | Economic | MW | After Competition Groups | 0.00068403 | 0 | 0 | 1182.4786 | 5.7847e-07 | 66 | Commercial_2019_Economic_MW_After Competition Groups_66 | EC Plug Fan for Data Center (under cabinet) | 5.785e-05% | 0 | 0.00068403 | Commercial_2019_Economic_MW_After Competition Groups_EC Plug Fan for Data Center (under cabinet)
Commercial | Com ¦ Electric Convection Combination Ovens | 2019 | Economic | MW | After Competition Groups | 4.2808e-05 | 0 | 0 | 1182.4786 | 3.6202e-08 | 67 | Commercial_2019_Economic_MW_After Competition Groups_67 | Electric Convection Combination Ovens | 3.62e-06% | 0 | 4.2808e-05 | Commercial_2019_Economic_MW_After Competition Groups_Electric Convection Combination Ovens
Commercial | Com ¦ Condensing Make Up Air Unit | 2019 | Economic | MW | After Competition Groups | 0 | 0 | 0 | 1182.4786 | 0 | 68 | Commercial_2019_Economic_MW_After Competition Groups_68 | Condensing Make Up Air Unit | 0% | 0 | 0 | Commercial_2019_Economic_MW_After Competition Groups_Condensing Make Up Air Unit
Commercial | Com ¦ Door Gasket Freezer/Refrigerator | 2019 | Economic | MW | After Competition Groups | 0 | 0 | 0 | 1182.4786 | 0 | 69 | Commercial_2019_Economic_MW_After Competition Groups_69 | Door Gasket Freezer/Refrigerator | 0% | 0 | 0 | Commercial_2019_Economic_MW_After Competition Groups_Door Gasket Freezer/Refrigerator
Commercial | Com ¦ Efficient compressor motor | 2019 | Economic | MW | After Competition Groups | 0 | 0 | 0 | 1182.4786 | 0 | 70 | Commercial_2019_Economic_MW_After Competition Groups_70 | Efficient compressor motor | 0% | 0 | 0 | Commercial_2019_Economic_MW_After Competition Groups_Efficient compressor motor
Commercial | Com ¦ Indoor Daylight Sensors/Photocell Dimming Control | 2019 | Economic | MW | After Competition Groups | 0 | 0 | 0 | 1182.4786 | 0 | 71 | Commercial_2019_Economic_MW_After Competition Groups_71 | Indoor Daylight Sensors/Photocell Dimming Control | 0% | 0 | 0 | Commercial_2019_Economic_MW_After Competition Groups_Indoor Daylight Sensors/Photocell Dimming Control
Commercial | Com ¦ LED RECESSED DOWNLIGHTS | 2019 | Economic | MW | After Competition Groups | 0 | 0 | 0 | 1182.4786 | 0 | 72 | Commercial_2019_Economic_MW_After Competition Groups_72 | LED RECESSED DOWNLIGHTS | 0% | 0 | 0 | Commercial_2019_Economic_MW_After Competition Groups_LED RECESSED DOWNLIGHTS
Commercial | Com ¦ Notched V belts for HVAC Systems | 2019 | Economic | MW | After Competition Groups | 0 | 0 | 0 | 1182.4786 | 0 | 73 | Commercial_2019_Economic_MW_After Competition Groups_73 | Notched V belts for HVAC Systems | 0% | 0 | 0 | Commercial_2019_Economic_MW_After Competition Groups_Notched V belts for HVAC Systems
Commercial | Com ¦ Refrigerated Display Case Doors | 2019 | Economic | MW | After Competition Groups | 0 | 0 | 0 | 1182.4786 | 0 | 74 | Commercial_2019_Economic_MW_After Competition Groups_74 | Refrigerated Display Case Doors | 0% | 0 | 0 | Commercial_2019_Economic_MW_After Competition Groups_Refrigerated Display Case Doors
Commercial | Com ¦ Variable Refrigerant Flow Heat Pump | 2019 | Economic | MW | After Competition Groups | 0 | 0 | 0 | 1182.4786 | 0 | 75 | Commercial_2019_Economic_MW_After Competition Groups_75 | Variable Refrigerant Flow Heat Pump | 0% | 0 | 0 | Commercial_2019_Economic_MW_After Competition Groups_Variable Refrigerant Flow Heat Pump
Commercial | Com ¦ ENERGY STAR LED LAMPS (REFLECTOR LAMPs/MR16/PAR 16) | 2019 | SC A | MW | After Competition Groups | 16.1674 | 0 | 0 | 61.6804 | 0.26212 | 1 | Commercial_2019_SC A_MW_After Competition Groups_1 | ENERGY STAR LED LAMPS (REFLECTOR LAMPs/MR16/PAR 16) | 26.21% | 0 | 16.1674 | Commercial_2019_SC A_MW_After Competition Groups_ENERGY STAR LED LAMPS (REFLECTOR LAMPs/MR16/PAR 16)
Commercial | Com ¦ LED Replacement Lamp (Tube) | 2019 | SC A | MW | After Competition Groups | 5.998 | 0 | 0 | 61.6804 | 0.097243 | 2 | Commercial_2019_SC A_MW_After Competition Groups_2 | LED Replacement Lamp (Tube) | 9.724% | 0 | 5.998 | Commercial_2019_SC A_MW_After Competition Groups_LED Replacement Lamp (Tube)
Commercial | Com ¦ ENERGY STAR LED LAMPS (General Service Lamps) | 2019 | SC A | MW | After Competition Groups | 4.2636 | 0 | 0 | 61.6804 | 0.069125 | 3 | Commercial_2019_SC A_MW_After Competition Groups_3 | ENERGY STAR LED LAMPS (General Service Lamps) | 6.912% | 0 | 4.2636 | Commercial_2019_SC A_MW_After Competition Groups_ENERGY STAR LED LAMPS (General Service Lamps)
Commercial | Com ¦ High Efficiency Air Source Heat Pump | 2019 | SC A | MW | After Competition Groups | 4.1853 | 0 | 0 | 61.6804 | 0.067855 | 4 | Commercial_2019_SC A_MW_After Competition Groups_4 | High Efficiency Air Source Heat Pump | 6.785% | 0 | 4.1853 | Commercial_2019_SC A_MW_After Competition Groups_High Efficiency Air Source Heat Pump
Commercial | Com ¦ LED Low/High Bay | 2019 | SC A | MW | After Competition Groups | 3.7494 | 0 | 0 | 61.6804 | 0.060788 | 5 | Commercial_2019_SC A_MW_After Competition Groups_5 | LED Low/High Bay | 6.079% | 0 | 3.7494 | Commercial_2019_SC A_MW_After Competition Groups_LED Low/High Bay
Commercial | Com ¦ Data Center Storage/Server Virtualization | 2019 | SC A | MW | After Competition Groups | 3.3149 | 0 | 0 | 61.6804 | 0.053744 | 6 | Commercial_2019_SC A_MW_After Competition Groups_6 | Data Center Storage/Server Virtualization | 5.374% | 0 | 3.3149 | Commercial_2019_SC A_MW_After Competition Groups_Data Center Storage/Server Virtualization
Commercial | Com ¦ Building Recommissioning, Operations and Maintenance (O&M) Improvements | 2019 | SC A | MW | After Competition Groups | 2.6704 | 0 | 0 | 61.6804 | 0.043294 | 7 | Commercial_2019_SC A_MW_After Competition Groups_7 | Building Recommissioning, Operations and Maintenance (O&M) Improvements | 4.329% | 0 | 2.6704 | Commercial_2019_SC A_MW_After Competition Groups_Building Recommissioning, Operations and Maintenance (O&M) Improvements
Commercial | Com ¦ Education and Capacity Building/Energy Behavior | 2019 | SC A | MW | After Competition Groups | 2.4813 | 0 | 0 | 61.6804 | 0.040229 | 8 | Commercial_2019_SC A_MW_After Competition Groups_8 | Education and Capacity Building/Energy Behavior | 4.023% | 0 | 2.4813 | Commercial_2019_SC A_MW_After Competition Groups_Education and Capacity Building/Energy Behavior
Commercial | Com ¦ LED or Equivalent Sign Lighting | 2019 | SC A | MW | After Competition Groups | 2.159 | 0 | 0 | 61.6804 | 0.035003 | 9 | Commercial_2019_SC A_MW_After Competition Groups_9 | LED or Equivalent Sign Lighting | 3.5% | 0 | 2.159 | Commercial_2019_SC A_MW_After Competition Groups_LED or Equivalent Sign Lighting
Commercial | Com ¦ LED Troffer/Surface/Suspended | 2019 | SC A | MW | After Competition Groups | 1.9945 | 0 | 0 | 61.6804 | 0.032335 | 10 | Commercial_2019_SC A_MW_After Competition Groups_10 | LED Troffer/Surface/Suspended | 3.234% | 0 | 1.9945 | Commercial_2019_SC A_MW_After Competition Groups_LED Troffer/Surface/Suspended
Commercial | Com ¦ Advanced BAS/Controllers | 2019 | SC A | MW | After Competition Groups | 1.8355 | 0 | 0 | 61.6804 | 0.029758 | 11 | Commercial_2019_SC A_MW_After Competition Groups_11 | Advanced BAS/Controllers | 2.976% | 0 | 1.8355 | Commercial_2019_SC A_MW_After Competition Groups_Advanced BAS/Controllers
Commercial | Com ¦ Reach-in Shaded Pole to ECM/PSC Evaporator Fan Motor | 2019 | SC A | MW | After Competition Groups | 1.6063 | 0 | 0 | 61.6804 | 0.026042 | 12 | Commercial_2019_SC A_MW_After Competition Groups_12 | Reach-in Shaded Pole to ECM/PSC Evaporator Fan Motor | 2.604% | 0 | 1.6063 | Commercial_2019_SC A_MW_After Competition Groups_Reach-in Shaded Pole to ECM/PSC Evaporator Fan Motor
Commercial | Com ¦ Adaptive Thermostats | 2019 | SC A | MW | After Competition Groups | 1.0559 | 0 | 0 | 61.6804 | 0.017119 | 13 | Commercial_2019_SC A_MW_After Competition Groups_13 | Adaptive Thermostats | 1.712% | 0 | 1.0559 | Commercial_2019_SC A_MW_After Competition Groups_Adaptive Thermostats
Commercial | Com ¦ Strip Curtains | 2019 | SC A | MW | After Competition Groups | 1.0551 | 0 | 0 | 61.6804 | 0.017105 | 14 | Commercial_2019_SC A_MW_After Competition Groups_14 | Strip Curtains | 1.711% | 0 | 1.0551 | Commercial_2019_SC A_MW_After Competition Groups_Strip Curtains
Commercial | Com ¦ Chilled Water Optimization | 2019 | SC A | MW | After Competition Groups | 0.78601 | 0 | 0 | 61.6804 | 0.012743 | 15 | Commercial_2019_SC A_MW_After Competition Groups_15 | Chilled Water Optimization | 1.274% | 0 | 0.78601 | Commercial_2019_SC A_MW_After Competition Groups_Chilled Water Optimization
Commercial | Com ¦ LED parking lot fixture | 2019 | SC A | MW | After Competition Groups | 0.75119 | 0 | 0 | 61.6804 | 0.012179 | 16 | Commercial_2019_SC A_MW_After Competition Groups_16 | LED parking lot fixture | 1.218% | 0 | 0.75119 | Commercial_2019_SC A_MW_After Competition Groups_LED parking lot fixture
Commercial | Com ¦ LED EXTERIOR AREA LIGHTS - LED fixture (200W) | 2019 | SC A | MW | After Competition Groups | 0.71901 | 0 | 0 | 61.6804 | 0.011657 | 17 | Commercial_2019_SC A_MW_After Competition Groups_17 | LED EXTERIOR AREA LIGHTS - LED fixture (200W) | 1.166% | 0 | 0.71901 | Commercial_2019_SC A_MW_After Competition Groups_LED EXTERIOR AREA LIGHTS - LED fixture (200W)
Commercial | Com ¦ Furnace Tune-Up | 2019 | SC A | MW | After Competition Groups | 0.70397 | 0 | 0 | 61.6804 | 0.011413 | 18 | Commercial_2019_SC A_MW_After Competition Groups_18 | Furnace Tune-Up | 1.141% | 0 | 0.70397 | Commercial_2019_SC A_MW_After Competition Groups_Furnace Tune-Up
Commercial | Com ¦ Centrally controlled desktop PC/NETWORK PC POWER MANAGEMENT SOFTWARE | 2019 | SC A | MW | After Competition Groups | 0.57669 | 0 | 0 | 61.6804 | 0.0093497 | 19 | Commercial_2019_SC A_MW_After Competition Groups_19 | Centrally controlled desktop PC/NETWORK PC POWER MANAGEMENT SOFTWARE | 0.935% | 0 | 0.57669 | Commercial_2019_SC A_MW_After Competition Groups_Centrally controlled desktop PC/NETWORK PC POWER MANAGEMENT SOFTWARE
Commercial | Com ¦ Unitary Air-Conditioning Unit | 2019 | SC A | MW | After Competition Groups | 0.54827 | 0 | 0 | 61.6804 | 0.008889 | 20 | Commercial_2019_SC A_MW_After Competition Groups_20 | Unitary Air-Conditioning Unit | 0.8889% | 0 | 0.54827 | Commercial_2019_SC A_MW_After Competition Groups_Unitary Air-Conditioning Unit
Commercial | Com ¦ Refrigerated Display Case LED | 2019 | SC A | MW | After Competition Groups | 0.53905 | 0 | 0 | 61.6804 | 0.0087393 | 21 | Commercial_2019_SC A_MW_After Competition Groups_21 | Refrigerated Display Case LED | 0.8739% | 0 | 0.53905 | Commercial_2019_SC A_MW_After Competition Groups_Refrigerated Display Case LED
Commercial | Com ¦ Variable Frequency Drive (VFD) | 2019 | SC A | MW | After Competition Groups | 0.49454 | 0 | 0 | 61.6804 | 0.0080178 | 22 | Commercial_2019_SC A_MW_After Competition Groups_22 | Variable Frequency Drive (VFD) | 0.8018% | 0 | 0.49454 | Commercial_2019_SC A_MW_After Competition Groups_Variable Frequency Drive (VFD)
Commercial | Com ¦ VFD on Pumps | 2019 | SC A | MW | After Competition Groups | 0.46012 | 0 | 0 | 61.6804 | 0.0074598 | 23 | Commercial_2019_SC A_MW_After Competition Groups_23 | VFD on Pumps | 0.746% | 0 | 0.46012 | Commercial_2019_SC A_MW_After Competition Groups_VFD on Pumps
Commercial | Com ¦ Demand Control Ventilation | 2019 | SC A | MW | After Competition Groups | 0.43905 | 0 | 0 | 61.6804 | 0.0071181 | 24 | Commercial_2019_SC A_MW_After Competition Groups_24 | Demand Control Ventilation | 0.7118% | 0 | 0.43905 | Commercial_2019_SC A_MW_After Competition Groups_Demand Control Ventilation
Commercial | Com ¦ LED street light fixture | 2019 | SC A | MW | After Competition Groups | 0.38112 | 0 | 0 | 61.6804 | 0.006179 | 25 | Commercial_2019_SC A_MW_After Competition Groups_25 | LED street light fixture | 0.6179% | 0 | 0.38112 | Commercial_2019_SC A_MW_After Competition Groups_LED street light fixture
Commercial | Com ¦ ENERGY STAR Griddle (74% eff) | 2019 | SC A | MW | After Competition Groups | 0.34399 | 0 | 0 | 61.6804 | 0.0055769 | 26 | Commercial_2019_SC A_MW_After Competition Groups_26 | ENERGY STAR Griddle (74% eff) | 0.5577% | 0 | 0.34399 | Commercial_2019_SC A_MW_After Competition Groups_ENERGY STAR Griddle (74% eff)
Commercial | Com ¦ Air Handler with Dedicated Outdoor Air Systems | 2019 | SC A | MW | After Competition Groups | 0.26268 | 0 | 0 | 61.6804 | 0.0042587 | 27 | Commercial_2019_SC A_MW_After Competition Groups_27 | Air Handler with Dedicated Outdoor Air Systems | 0.4259% | 0 | 0.26268 | Commercial_2019_SC A_MW_After Competition Groups_Air Handler with Dedicated Outdoor Air Systems
Commercial | Com ¦ ECM MOTORS FOR EVAPORATOR FANS for refrigeration (WALK-IN) | 2019 | SC A | MW | After Competition Groups | 0.25415 | 0 | 0 | 61.6804 | 0.0041205 | 28 | Commercial_2019_SC A_MW_After Competition Groups_28 | ECM MOTORS FOR EVAPORATOR FANS for refrigeration (WALK-IN) | 0.412% | 0 | 0.25415 | Commercial_2019_SC A_MW_After Competition Groups_ECM MOTORS FOR EVAPORATOR FANS for refrigeration (WALK-IN)
Commercial | Com ¦ Evaporator Fan Controls | 2019 | SC A | MW | After Competition Groups | 0.21372 | 0 | 0 | 61.6804 | 0.003465 | 29 | Commercial_2019_SC A_MW_After Competition Groups_29 | Evaporator Fan Controls | 0.3465% | 0 | 0.21372 | Commercial_2019_SC A_MW_After Competition Groups_Evaporator Fan Controls
Commercial | Com ¦ Occupancy Sensors | 2019 | SC A | MW | After Competition Groups | 0.19904 | 0 | 0 | 61.6804 | 0.003227 | 30 | Commercial_2019_SC A_MW_After Competition Groups_30 | Occupancy Sensors | 0.3227% | 0 | 0.19904 | Commercial_2019_SC A_MW_After Competition Groups_Occupancy Sensors
Commercial | Com ¦ Freezer Case Light Sensor | 2019 | SC A | MW | After Competition Groups | 0.19024 | 0 | 0 | 61.6804 | 0.0030843 | 31 | Commercial_2019_SC A_MW_After Competition Groups_31 | Freezer Case Light Sensor | 0.3084% | 0 | 0.19024 | Commercial_2019_SC A_MW_After Competition Groups_Freezer Case Light Sensor
Commercial | Com ¦ Demand Control Kitchen Ventilation | 2019 | SC A | MW | After Competition Groups | 0.17086 | 0 | 0 | 61.6804 | 0.0027701 | 32 | Commercial_2019_SC A_MW_After Competition Groups_32 | Demand Control Kitchen Ventilation | 0.277% | 0 | 0.17086 | Commercial_2019_SC A_MW_After Competition Groups_Demand Control Kitchen Ventilation
Commercial | Com ¦ Duct Insulation, R8 | 2019 | SC A | MW | After Competition Groups | 0.12854 | 0 | 0 | 61.6804 | 0.002084 | 33 | Commercial_2019_SC A_MW_After Competition Groups_33 | Duct Insulation, R8 | 0.2084% | 0 | 0.12854 | Commercial_2019_SC A_MW_After Competition Groups_Duct Insulation, R8
Commercial | Com ¦ Thermostat Setback | 2019 | SC A | MW | After Competition Groups | 0.1281 | 0 | 0 | 61.6804 | 0.0020768 | 34 | Commercial_2019_SC A_MW_After Competition Groups_34 | Thermostat Setback | 0.2077% | 0 | 0.1281 | Commercial_2019_SC A_MW_After Competition Groups_Thermostat Setback
Commercial | Com ¦ ENERGY STAR Fryer (84% eff) | 2019 | SC A | MW | After Competition Groups | 0.098812 | 0 | 0 | 61.6804 | 0.001602 | 35 | Commercial_2019_SC A_MW_After Competition Groups_35 | ENERGY STAR Fryer (84% eff) | 0.1602% | 0 | 0.098812 | Commercial_2019_SC A_MW_After Competition Groups_ENERGY STAR Fryer (84% eff)
Commercial | Com ¦ Temperature Adjustment in Commercial Freezers | 2019 | SC A | MW | After Competition Groups | 0.078199 | 0 | 0 | 61.6804 | 0.0012678 | 36 | Commercial_2019_SC A_MW_After Competition Groups_36 | Temperature Adjustment in Commercial Freezers | 0.1268% | 0 | 0.078199 | Commercial_2019_SC A_MW_After Competition Groups_Temperature Adjustment in Commercial Freezers
Commercial | Com ¦ Water Source Heat Pump (4 ton) | 2019 | SC A | MW | After Competition Groups | 0.071283 | 0 | 0 | 61.6804 | 0.0011557 | 37 | Commercial_2019_SC A_MW_After Competition Groups_37 | Water Source Heat Pump (4 ton) | 0.1156% | 0 | 0.071283 | Commercial_2019_SC A_MW_After Competition Groups_Water Source Heat Pump (4 ton)
Commercial | Com ¦ Elec Storage WH 2.30 Et | 2019 | SC A | MW | After Competition Groups | 0.068945 | 0 | 0 | 61.6804 | 0.0011178 | 38 | Commercial_2019_SC A_MW_After Competition Groups_38 | Elec Storage WH 2.30 Et | 0.1118% | 0 | 0.068945 | Commercial_2019_SC A_MW_After Competition Groups_Elec Storage WH 2.30 Et
Commercial | Com ¦ Outside Air Economizer | 2019 | SC A | MW | After Competition Groups | 0.065228 | 0 | 0 | 61.6804 | 0.0010575 | 39 | Commercial_2019_SC A_MW_After Competition Groups_39 | Outside Air Economizer | 0.1058% | 0 | 0.065228 | Commercial_2019_SC A_MW_After Competition Groups_Outside Air Economizer
Commercial | Com ¦ Vertical Night Covers | 2019 | SC A | MW | After Competition Groups | 0.063594 | 0 | 0 | 61.6804 | 0.001031 | 40 | Commercial_2019_SC A_MW_After Competition Groups_40 | Vertical Night Covers | 0.1031% | 0 | 0.063594 | Commercial_2019_SC A_MW_After Competition Groups_Vertical Night Covers
Commercial | Com ¦ ENERGY STAR Steam Cookers | 2019 | SC A | MW | After Competition Groups | 0.06279 | 0 | 0 | 61.6804 | 0.001018 | 41 | Commercial_2019_SC A_MW_After Competition Groups_41 | ENERGY STAR Steam Cookers | 0.1018% | 0 | 0.06279 | Commercial_2019_SC A_MW_After Competition Groups_ENERGY STAR Steam Cookers
Commercial | Com ¦ CO Sensors for parking garage exhaust fans | 2019 | SC A | MW | After Competition Groups | 0.058332 | 0 | 0 | 61.6804 | 0.00094571 | 42 | Commercial_2019_SC A_MW_After Competition Groups_42 | CO Sensors for parking garage exhaust fans | 0.09457% | 0 | 0.058332 | Commercial_2019_SC A_MW_After Competition Groups_CO Sensors for parking garage exhaust fans
Commercial | Com ¦ Water Heating (DHW) Pipe Insulation (Add 3/4\ Foam)" | 2019 | SC A | MW | After Competition Groups | 0.049543 | 0 | 0 | 61.6804 | 0.00080322 | 43 | Commercial_2019_SC A_MW_After Competition Groups_43 | Water Heating (DHW) Pipe Insulation (Add 3/4\ Foam)" | 0.08032% | 0 | 0.049543 | Commercial_2019_SC A_MW_After Competition Groups_Water Heating (DHW) Pipe Insulation (Add 3/4\ Foam)"
Commercial | Com ¦ BEVERAGE VENDING MACHINE CONTROLS | 2019 | SC A | MW | After Competition Groups | 0.049074 | 0 | 0 | 61.6804 | 0.00079562 | 44 | Commercial_2019_SC A_MW_After Competition Groups_44 | BEVERAGE VENDING MACHINE CONTROLS | 0.07956% | 0 | 0.049074 | Commercial_2019_SC A_MW_After Competition Groups_BEVERAGE VENDING MACHINE CONTROLS
Commercial | Com ¦ Energy Efficient Laboratory Fume Hood | 2019 | SC A | MW | After Competition Groups | 0.047288 | 0 | 0 | 61.6804 | 0.00076667 | 45 | Commercial_2019_SC A_MW_After Competition Groups_45 | Energy Efficient Laboratory Fume Hood | 0.07667% | 0 | 0.047288 | Commercial_2019_SC A_MW_After Competition Groups_Energy Efficient Laboratory Fume Hood
Commercial | Com ¦ ENERGY STAR Dishwasher | 2019 | SC A | MW | After Competition Groups | 0.040466 | 0 | 0 | 61.6804 | 0.00065605 | 46 | Commercial_2019_SC A_MW_After Competition Groups_46 | ENERGY STAR Dishwasher | 0.06561% | 0 | 0.040466 | Commercial_2019_SC A_MW_After Competition Groups_ENERGY STAR Dishwasher
Commercial | Com ¦ Suction Pipe Insulation Freezer/Refrigerator | 2019 | SC A | MW | After Competition Groups | 0.032793 | 0 | 0 | 61.6804 | 0.00053166 | 47 | Commercial_2019_SC A_MW_After Competition Groups_47 | Suction Pipe Insulation Freezer/Refrigerator | 0.05317% | 0 | 0.032793 | Commercial_2019_SC A_MW_After Competition Groups_Suction Pipe Insulation Freezer/Refrigerator
Commercial | Com ¦ Ozone Laundry Treatment | 2019 | SC A | MW | After Competition Groups | 0.013116 | 0 | 0 | 61.6804 | 0.00021265 | 48 | Commercial_2019_SC A_MW_After Competition Groups_48 | Ozone Laundry Treatment | 0.02127% | 0 | 0.013116 | Commercial_2019_SC A_MW_After Competition Groups_Ozone Laundry Treatment
Commercial | Com ¦ HVAC Optimization | 2019 | SC A | MW | After Competition Groups | 0.012516 | 0 | 0 | 61.6804 | 0.00020292 | 49 | Commercial_2019_SC A_MW_After Competition Groups_49 | HVAC Optimization | 0.02029% | 0 | 0.012516 | Commercial_2019_SC A_MW_After Competition Groups_HVAC Optimization
Commercial | Com ¦ CEE Tier 2/Energy Star Clothes Washers | 2019 | SC A | MW | After Competition Groups | 0.0079392 | 0 | 0 | 61.6804 | 0.00012872 | 50 | Commercial_2019_SC A_MW_After Competition Groups_50 | CEE Tier 2/Energy Star Clothes Washers | 0.01287% | 0 | 0.0079392 | Commercial_2019_SC A_MW_After Competition Groups_CEE Tier 2/Energy Star Clothes Washers
Commercial | Com ¦ ECM MOTORS FOR HVAC APPLICATION (FAN-POWERED VAV BOX) | 2019 | SC A | MW | After Competition Groups | 0.0077933 | 0 | 0 | 61.6804 | 0.00012635 | 51 | Commercial_2019_SC A_MW_After Competition Groups_51 | ECM MOTORS FOR HVAC APPLICATION (FAN-POWERED VAV BOX) | 0.01263% | 0 | 0.0077933 | Commercial_2019_SC A_MW_After Competition Groups_ECM MOTORS FOR HVAC APPLICATION (FAN-POWERED VAV BOX)
Commercial | COM ¦ Ductless Mini-Split Heat Pumps | 2019 | SC A | MW | After Competition Groups | 0.00567 | 0 | 0 | 61.6804 | 9.1925e-05 | 52 | Commercial_2019_SC A_MW_After Competition Groups_52 | Ductless Mini-Split Heat Pumps | 0.009193% | 0 | 0.00567 | Commercial_2019_SC A_MW_After Competition Groups_Ductless Mini-Split Heat Pumps
Commercial | Com ¦ Low Flow Pre-Rinse Spray Nozzle | 2019 | SC A | MW | After Competition Groups | 0.0051376 | 0 | 0 | 61.6804 | 8.3294e-05 | 53 | Commercial_2019_SC A_MW_After Competition Groups_53 | Low Flow Pre-Rinse Spray Nozzle | 0.008329% | 0 | 0.0051376 | Commercial_2019_SC A_MW_After Competition Groups_Low Flow Pre-Rinse Spray Nozzle
Commercial | Com ¦ Auto Off Time Switch or Time Clock control | 2019 | SC A | MW | After Competition Groups | 0.0034483 | 0 | 0 | 61.6804 | 5.5906e-05 | 54 | Commercial_2019_SC A_MW_After Competition Groups_54 | Auto Off Time Switch or Time Clock control | 0.005591% | 0 | 0.0034483 | Commercial_2019_SC A_MW_After Competition Groups_Auto Off Time Switch or Time Clock control
Commercial | Com ¦ Demand controlled Circulating Systems | 2019 | SC A | MW | After Competition Groups | 0.0033217 | 0 | 0 | 61.6804 | 5.3854e-05 | 55 | Commercial_2019_SC A_MW_After Competition Groups_55 | Demand controlled Circulating Systems | 0.005385% | 0 | 0.0033217 | Commercial_2019_SC A_MW_After Competition Groups_Demand controlled Circulating Systems
Commercial | Com ¦ LLLC - Low Impact Application | 2019 | SC A | MW | After Competition Groups | 0.0021075 | 0 | 0 | 61.6804 | 3.4168e-05 | 56 | Commercial_2019_SC A_MW_After Competition Groups_56 | LLLC - Low Impact Application | 0.003417% | 0 | 0.0021075 | Commercial_2019_SC A_MW_After Competition Groups_LLLC - Low Impact Application
Commercial | Com ¦ Commercial Hot Food Holding Cabinets | 2019 | SC A | MW | After Competition Groups | 0.0015524 | 0 | 0 | 61.6804 | 2.5169e-05 | 57 | Commercial_2019_SC A_MW_After Competition Groups_57 | Commercial Hot Food Holding Cabinets | 0.002517% | 0 | 0.0015524 | Commercial_2019_SC A_MW_After Competition Groups_Commercial Hot Food Holding Cabinets
Commercial | Com ¦ Wall Insulation | 2019 | SC A | MW | After Competition Groups | 0.0011488 | 0 | 0 | 61.6804 | 1.8626e-05 | 58 | Commercial_2019_SC A_MW_After Competition Groups_58 | Wall Insulation | 0.001863% | 0 | 0.0011488 | Commercial_2019_SC A_MW_After Competition Groups_Wall Insulation
Commercial | Com ¦ Condensing Unit Heaters or other Efficient Unit Heating System | 2019 | SC A | MW | After Competition Groups | 0.001113 | 0 | 0 | 61.6804 | 1.8045e-05 | 59 | Commercial_2019_SC A_MW_After Competition Groups_59 | Condensing Unit Heaters or other Efficient Unit Heating System | 0.001805% | 0 | 0.001113 | Commercial_2019_SC A_MW_After Competition Groups_Condensing Unit Heaters or other Efficient Unit Heating System
Commercial | Com ¦ VSD Air Compressor | 2019 | SC A | MW | After Competition Groups | 0.0010006 | 0 | 0 | 61.6804 | 1.6222e-05 | 60 | Commercial_2019_SC A_MW_After Competition Groups_60 | VSD Air Compressor | 0.001622% | 0 | 0.0010006 | Commercial_2019_SC A_MW_After Competition Groups_VSD Air Compressor
Commercial | Com ¦ Air Curtains | 2019 | SC A | MW | After Competition Groups | 0.0008973 | 0 | 0 | 61.6804 | 1.4548e-05 | 61 | Commercial_2019_SC A_MW_After Competition Groups_61 | Air Curtains | 0.001455% | 0 | 0.0008973 | Commercial_2019_SC A_MW_After Competition Groups_Air Curtains
Commercial | Com ¦ High Efficiency Chiller (avg of water and air cooled) | 2019 | SC A | MW | After Competition Groups | 0.00024445 | 0 | 0 | 61.6804 | 3.9632e-06 | 62 | Commercial_2019_SC A_MW_After Competition Groups_62 | High Efficiency Chiller (avg of water and air cooled) | 0.0003963% | 0 | 0.00024445 | Commercial_2019_SC A_MW_After Competition Groups_High Efficiency Chiller (avg of water and air cooled)
Commercial | Com ¦ EC Plug Fan for Data Center (under cabinet) | 2019 | SC A | MW | After Competition Groups | 6.3079e-05 | 0 | 0 | 61.6804 | 1.0227e-06 | 63 | Commercial_2019_SC A_MW_After Competition Groups_63 | EC Plug Fan for Data Center (under cabinet) | 0.0001023% | 0 | 6.3079e-05 | Commercial_2019_SC A_MW_After Competition Groups_EC Plug Fan for Data Center (under cabinet)
Commercial | Com ¦ Energy Recovery Ventilation and Ventilation (Enhanced) | 2019 | SC A | MW | After Competition Groups | 2.9134e-05 | 0 | 0 | 61.6804 | 4.7233e-07 | 64 | Commercial_2019_SC A_MW_After Competition Groups_64 | Energy Recovery Ventilation and Ventilation (Enhanced) | 4.723e-05% | 0 | 2.9134e-05 | Commercial_2019_SC A_MW_After Competition Groups_Energy Recovery Ventilation and Ventilation (Enhanced)
Commercial | Com ¦ Electric Convection Combination Ovens | 2019 | SC A | MW | After Competition Groups | 2.1425e-05 | 0 | 0 | 61.6804 | 3.4736e-07 | 65 | Commercial_2019_SC A_MW_After Competition Groups_65 | Electric Convection Combination Ovens | 3.474e-05% | 0 | 2.1425e-05 | Commercial_2019_SC A_MW_After Competition Groups_Electric Convection Combination Ovens
Commercial | Com ¦ LLLC - High Impact Application | 2019 | SC A | MW | After Competition Groups | 8.967e-07 | 0 | 0 | 61.6804 | 1.4538e-08 | 66 | Commercial_2019_SC A_MW_After Competition Groups_66 | LLLC - High Impact Application | 1.454e-06% | 0 | 8.967e-07 | Commercial_2019_SC A_MW_After Competition Groups_LLLC - High Impact Application
Commercial | Com ¦ High Efficiency Small Instantaneous Water Heater | 2019 | SC A | MW | After Competition Groups | 1.6239e-35 | 0 | 0 | 61.6804 | 2.6328e-37 | 67 | Commercial_2019_SC A_MW_After Competition Groups_67 | High Efficiency Small Instantaneous Water Heater | 2.633e-35% | 0 | 1.6239e-35 | Commercial_2019_SC A_MW_After Competition Groups_High Efficiency Small Instantaneous Water Heater
Commercial | Com ¦ Condensing Make Up Air Unit | 2019 | SC A | MW | After Competition Groups | 0 | 0 | 0 | 61.6804 | 0 | 68 | Commercial_2019_SC A_MW_After Competition Groups_68 | Condensing Make Up Air Unit | 0% | 0 | 0 | Commercial_2019_SC A_MW_After Competition Groups_Condensing Make Up Air Unit
Commercial | Com ¦ Door Gasket Freezer/Refrigerator | 2019 | SC A | MW | After Competition Groups | 0 | 0 | 0 | 61.6804 | 0 | 69 | Commercial_2019_SC A_MW_After Competition Groups_69 | Door Gasket Freezer/Refrigerator | 0% | 0 | 0 | Commercial_2019_SC A_MW_After Competition Groups_Door Gasket Freezer/Refrigerator
Commercial | Com ¦ Efficient compressor motor | 2019 | SC A | MW | After Competition Groups | 0 | 0 | 0 | 61.6804 | 0 | 70 | Commercial_2019_SC A_MW_After Competition Groups_70 | Efficient compressor motor | 0% | 0 | 0 | Commercial_2019_SC A_MW_After Competition Groups_Efficient compressor motor
Commercial | Com ¦ Indoor Daylight Sensors/Photocell Dimming Control | 2019 | SC A | MW | After Competition Groups | 0 | 0 | 0 | 61.6804 | 0 | 71 | Commercial_2019_SC A_MW_After Competition Groups_71 | Indoor Daylight Sensors/Photocell Dimming Control | 0% | 0 | 0 | Commercial_2019_SC A_MW_After Competition Groups_Indoor Daylight Sensors/Photocell Dimming Control
Commercial | Com ¦ LED RECESSED DOWNLIGHTS | 2019 | SC A | MW | After Competition Groups | 0 | 0 | 0 | 61.6804 | 0 | 72 | Commercial_2019_SC A_MW_After Competition Groups_72 | LED RECESSED DOWNLIGHTS | 0% | 0 | 0 | Commercial_2019_SC A_MW_After Competition Groups_LED RECESSED DOWNLIGHTS
Commercial | Com ¦ Networked/Connected - High Impact Application | 2019 | SC A | MW | After Competition Groups | 0 | 0 | 0 | 61.6804 | 0 | 73 | Commercial_2019_SC A_MW_After Competition Groups_73 | Networked/Connected - High Impact Application | 0% | 0 | 0 | Commercial_2019_SC A_MW_After Competition Groups_Networked/Connected - High Impact Application
Commercial | Com ¦ Networked/Connected - Low Impact Application | 2019 | SC A | MW | After Competition Groups | 0 | 0 | 0 | 61.6804 | 0 | 74 | Commercial_2019_SC A_MW_After Competition Groups_74 | Networked/Connected - Low Impact Application | 0% | 0 | 0 | Commercial_2019_SC A_MW_After Competition Groups_Networked/Connected - Low Impact Application
Commercial | Com ¦ Notched V belts for HVAC Systems | 2019 | SC A | MW | After Competition Groups | 0 | 0 | 0 | 61.6804 | 0 | 75 | Commercial_2019_SC A_MW_After Competition Groups_75 | Notched V belts for HVAC Systems | 0% | 0 | 0 | Commercial_2019_SC A_MW_After Competition Groups_Notched V belts for HVAC Systems
Commercial | Com ¦ PTAC (12 EER/10,000 BTU) | 2019 | SC A | MW | After Competition Groups | 0 | 0 | 0 | 61.6804 | 0 | 76 | Commercial_2019_SC A_MW_After Competition Groups_76 | PTAC (12 EER/10,000 BTU) | 0% | 0 | 0 | Commercial_2019_SC A_MW_After Competition Groups_PTAC (12 EER/10,000 BTU)
Commercial | Com ¦ Refrigerated Display Case Doors | 2019 | SC A | MW | After Competition Groups | 0 | 0 | 0 | 61.6804 | 0 | 77 | Commercial_2019_SC A_MW_After Competition Groups_77 | Refrigerated Display Case Doors | 0% | 0 | 0 | Commercial_2019_SC A_MW_After Competition Groups_Refrigerated Display Case Doors
Commercial | Com ¦ Room AC (w/ louvered sides) 14 SEER from 12 SEER code | 2019 | SC A | MW | After Competition Groups | 0 | 0 | 0 | 61.6804 | 0 | 78 | Commercial_2019_SC A_MW_After Competition Groups_78 | Room AC (w/ louvered sides) 14 SEER from 12 SEER code | 0% | 0 | 0 | Commercial_2019_SC A_MW_After Competition Groups_Room AC (w/ louvered sides) 14 SEER from 12 SEER code
Commercial | Com ¦ Solar Water Preheat (Pools/DHW) | 2019 | SC A | MW | After Competition Groups | 0 | 0 | 0 | 61.6804 | 0 | 79 | Commercial_2019_SC A_MW_After Competition Groups_79 | Solar Water Preheat (Pools/DHW) | 0% | 0 | 0 | Commercial_2019_SC A_MW_After Competition Groups_Solar Water Preheat (Pools/DHW)
Commercial | Com ¦ Variable Refrigerant Flow Heat Pump | 2019 | SC A | MW | After Competition Groups | 0 | 0 | 0 | 61.6804 | 0 | 80 | Commercial_2019_SC A_MW_After Competition Groups_80 | Variable Refrigerant Flow Heat Pump | 0% | 0 | 0 | Commercial_2019_SC A_MW_After Competition Groups_Variable Refrigerant Flow Heat Pump
Commercial | Com ¦ ENERGY STAR LED LAMPS (REFLECTOR LAMPs/MR16/PAR 16) | 2019 | SC B | MW | After Competition Groups | 16.1674 | 0 | 0 | 82.3881 | 0.19623 | 1 | Commercial_2019_SC B_MW_After Competition Groups_1 | ENERGY STAR LED LAMPS (REFLECTOR LAMPs/MR16/PAR 16) | 19.62% | 0 | 16.1674 | Commercial_2019_SC B_MW_After Competition Groups_ENERGY STAR LED LAMPS (REFLECTOR LAMPs/MR16/PAR 16)
Commercial | Com ¦ Education and Capacity Building/Energy Behavior | 2019 | SC B | MW | After Competition Groups | 12.4066 | 0 | 0 | 82.3881 | 0.15059 | 2 | Commercial_2019_SC B_MW_After Competition Groups_2 | Education and Capacity Building/Energy Behavior | 15.06% | 0 | 12.4066 | Commercial_2019_SC B_MW_After Competition Groups_Education and Capacity Building/Energy Behavior
Commercial | Com ¦ LED Replacement Lamp (Tube) | 2019 | SC B | MW | After Competition Groups | 5.998 | 0 | 0 | 82.3881 | 0.072802 | 3 | Commercial_2019_SC B_MW_After Competition Groups_3 | LED Replacement Lamp (Tube) | 7.28% | 0 | 5.998 | Commercial_2019_SC B_MW_After Competition Groups_LED Replacement Lamp (Tube)
Commercial | Com ¦ ENERGY STAR LED LAMPS (General Service Lamps) | 2019 | SC B | MW | After Competition Groups | 4.2636 | 0 | 0 | 82.3881 | 0.051751 | 4 | Commercial_2019_SC B_MW_After Competition Groups_4 | ENERGY STAR LED LAMPS (General Service Lamps) | 5.175% | 0 | 4.2636 | Commercial_2019_SC B_MW_After Competition Groups_ENERGY STAR LED LAMPS (General Service Lamps)
Commercial | Com ¦ High Efficiency Air Source Heat Pump | 2019 | SC B | MW | After Competition Groups | 4.1853 | 0 | 0 | 82.3881 | 0.0508 | 5 | Commercial_2019_SC B_MW_After Competition Groups_5 | High Efficiency Air Source Heat Pump | 5.08% | 0 | 4.1853 | Commercial_2019_SC B_MW_After Competition Groups_High Efficiency Air Source Heat Pump
Commercial | Com ¦ LED Low/High Bay | 2019 | SC B | MW | After Competition Groups | 3.9973 | 0 | 0 | 82.3881 | 0.048518 | 6 | Commercial_2019_SC B_MW_After Competition Groups_6 | LED Low/High Bay | 4.852% | 0 | 3.9973 | Commercial_2019_SC B_MW_After Competition Groups_LED Low/High Bay
Commercial | Com ¦ Data Center Storage/Server Virtualization | 2019 | SC B | MW | After Competition Groups | 3.3149 | 0 | 0 | 82.3881 | 0.040236 | 7 | Commercial_2019_SC B_MW_After Competition Groups_7 | Data Center Storage/Server Virtualization | 4.024% | 0 | 3.3149 | Commercial_2019_SC B_MW_After Competition Groups_Data Center Storage/Server Virtualization
Commercial | Com ¦ Building Recommissioning, Operations and Maintenance (O&M) Improvements | 2019 | SC B | MW | After Competition Groups | 2.7674 | 0 | 0 | 82.3881 | 0.03359 | 8 | Commercial_2019_SC B_MW_After Competition Groups_8 | Building Recommissioning, Operations and Maintenance (O&M) Improvements | 3.359% | 0 | 2.7674 | Commercial_2019_SC B_MW_After Competition Groups_Building Recommissioning, Operations and Maintenance (O&M) Improvements
Commercial | Com ¦ LED or Equivalent Sign Lighting | 2019 | SC B | MW | After Competition Groups | 2.5629 | 0 | 0 | 82.3881 | 0.031107 | 9 | Commercial_2019_SC B_MW_After Competition Groups_9 | LED or Equivalent Sign Lighting | 3.111% | 0 | 2.5629 | Commercial_2019_SC B_MW_After Competition Groups_LED or Equivalent Sign Lighting
Commercial | Com ¦ Adaptive Thermostats | 2019 | SC B | MW | After Competition Groups | 2.2876 | 0 | 0 | 82.3881 | 0.027766 | 10 | Commercial_2019_SC B_MW_After Competition Groups_10 | Adaptive Thermostats | 2.777% | 0 | 2.2876 | Commercial_2019_SC B_MW_After Competition Groups_Adaptive Thermostats
Commercial | Com ¦ LED Troffer/Surface/Suspended | 2019 | SC B | MW | After Competition Groups | 2.1337 | 0 | 0 | 82.3881 | 0.025899 | 11 | Commercial_2019_SC B_MW_After Competition Groups_11 | LED Troffer/Surface/Suspended | 2.59% | 0 | 2.1337 | Commercial_2019_SC B_MW_After Competition Groups_LED Troffer/Surface/Suspended
Commercial | Com ¦ Advanced BAS/Controllers | 2019 | SC B | MW | After Competition Groups | 1.9658 | 0 | 0 | 82.3881 | 0.02386 | 12 | Commercial_2019_SC B_MW_After Competition Groups_12 | Advanced BAS/Controllers | 2.386% | 0 | 1.9658 | Commercial_2019_SC B_MW_After Competition Groups_Advanced BAS/Controllers
Commercial | Com ¦ Strip Curtains | 2019 | SC B | MW | After Competition Groups | 1.8943 | 0 | 0 | 82.3881 | 0.022992 | 13 | Commercial_2019_SC B_MW_After Competition Groups_13 | Strip Curtains | 2.299% | 0 | 1.8943 | Commercial_2019_SC B_MW_After Competition Groups_Strip Curtains
Commercial | Com ¦ Furnace Tune-Up | 2019 | SC B | MW | After Competition Groups | 1.8437 | 0 | 0 | 82.3881 | 0.022379 | 14 | Commercial_2019_SC B_MW_After Competition Groups_14 | Furnace Tune-Up | 2.238% | 0 | 1.8437 | Commercial_2019_SC B_MW_After Competition Groups_Furnace Tune-Up
Commercial | Com ¦ Reach-in Shaded Pole to ECM/PSC Evaporator Fan Motor | 2019 | SC B | MW | After Competition Groups | 1.6063 | 0 | 0 | 82.3881 | 0.019496 | 15 | Commercial_2019_SC B_MW_After Competition Groups_15 | Reach-in Shaded Pole to ECM/PSC Evaporator Fan Motor | 1.95% | 0 | 1.6063 | Commercial_2019_SC B_MW_After Competition Groups_Reach-in Shaded Pole to ECM/PSC Evaporator Fan Motor
Commercial | Com ¦ Variable Frequency Drive (VFD) | 2019 | SC B | MW | After Competition Groups | 1.2952 | 0 | 0 | 82.3881 | 0.015721 | 16 | Commercial_2019_SC B_MW_After Competition Groups_16 | Variable Frequency Drive (VFD) | 1.572% | 0 | 1.2952 | Commercial_2019_SC B_MW_After Competition Groups_Variable Frequency Drive (VFD)
Commercial | Com ¦ VFD on Pumps | 2019 | SC B | MW | After Competition Groups | 1.21 | 0 | 0 | 82.3881 | 0.014687 | 17 | Commercial_2019_SC B_MW_After Competition Groups_17 | VFD on Pumps | 1.469% | 0 | 1.21 | Commercial_2019_SC B_MW_After Competition Groups_VFD on Pumps
Commercial | Com ¦ Demand Control Ventilation | 2019 | SC B | MW | After Competition Groups | 1.1463 | 0 | 0 | 82.3881 | 0.013913 | 18 | Commercial_2019_SC B_MW_After Competition Groups_18 | Demand Control Ventilation | 1.391% | 0 | 1.1463 | Commercial_2019_SC B_MW_After Competition Groups_Demand Control Ventilation
Commercial | Com ¦ Unitary Air-Conditioning Unit | 2019 | SC B | MW | After Competition Groups | 1.1333 | 0 | 0 | 82.3881 | 0.013756 | 19 | Commercial_2019_SC B_MW_After Competition Groups_19 | Unitary Air-Conditioning Unit | 1.376% | 0 | 1.1333 | Commercial_2019_SC B_MW_After Competition Groups_Unitary Air-Conditioning Unit
Commercial | Com ¦ Chilled Water Optimization | 2019 | SC B | MW | After Competition Groups | 1.0285 | 0 | 0 | 82.3881 | 0.012484 | 20 | Commercial_2019_SC B_MW_After Competition Groups_20 | Chilled Water Optimization | 1.248% | 0 | 1.0285 | Commercial_2019_SC B_MW_After Competition Groups_Chilled Water Optimization
Commercial | Com ¦ Air Handler with Dedicated Outdoor Air Systems | 2019 | SC B | MW | After Competition Groups | 0.97174 | 0 | 0 | 82.3881 | 0.011795 | 21 | Commercial_2019_SC B_MW_After Competition Groups_21 | Air Handler with Dedicated Outdoor Air Systems | 1.179% | 0 | 0.97174 | Commercial_2019_SC B_MW_After Competition Groups_Air Handler with Dedicated Outdoor Air Systems
Commercial | Com ¦ Centrally controlled desktop PC/NETWORK PC POWER MANAGEMENT SOFTWARE | 2019 | SC B | MW | After Competition Groups | 0.93552 | 0 | 0 | 82.3881 | 0.011355 | 22 | Commercial_2019_SC B_MW_After Competition Groups_22 | Centrally controlled desktop PC/NETWORK PC POWER MANAGEMENT SOFTWARE | 1.135% | 0 | 0.93552 | Commercial_2019_SC B_MW_After Competition Groups_Centrally controlled desktop PC/NETWORK PC POWER MANAGEMENT SOFTWARE
Commercial | Com ¦ LED parking lot fixture | 2019 | SC B | MW | After Competition Groups | 0.75119 | 0 | 0 | 82.3881 | 0.0091177 | 23 | Commercial_2019_SC B_MW_After Competition Groups_23 | LED parking lot fixture | 0.9118% | 0 | 0.75119 | Commercial_2019_SC B_MW_After Competition Groups_LED parking lot fixture
Commercial | Com ¦ LED EXTERIOR AREA LIGHTS - LED fixture (200W) | 2019 | SC B | MW | After Competition Groups | 0.71919 | 0 | 0 | 82.3881 | 0.0087293 | 24 | Commercial_2019_SC B_MW_After Competition Groups_24 | LED EXTERIOR AREA LIGHTS - LED fixture (200W) | 0.8729% | 0 | 0.71919 | Commercial_2019_SC B_MW_After Competition Groups_LED EXTERIOR AREA LIGHTS - LED fixture (200W)
Commercial | Com ¦ ECM MOTORS FOR EVAPORATOR FANS for refrigeration (WALK-IN) | 2019 | SC B | MW | After Competition Groups | 0.66563 | 0 | 0 | 82.3881 | 0.0080792 | 25 | Commercial_2019_SC B_MW_After Competition Groups_25 | ECM MOTORS FOR EVAPORATOR FANS for refrigeration (WALK-IN) | 0.8079% | 0 | 0.66563 | Commercial_2019_SC B_MW_After Competition Groups_ECM MOTORS FOR EVAPORATOR FANS for refrigeration (WALK-IN)
Commercial | Com ¦ Refrigerated Display Case LED | 2019 | SC B | MW | After Competition Groups | 0.57566 | 0 | 0 | 82.3881 | 0.0069871 | 26 | Commercial_2019_SC B_MW_After Competition Groups_26 | Refrigerated Display Case LED | 0.6987% | 0 | 0.57566 | Commercial_2019_SC B_MW_After Competition Groups_Refrigerated Display Case LED
Commercial | Com ¦ Freezer Case Light Sensor | 2019 | SC B | MW | After Competition Groups | 0.57452 | 0 | 0 | 82.3881 | 0.0069734 | 27 | Commercial_2019_SC B_MW_After Competition Groups_27 | Freezer Case Light Sensor | 0.6973% | 0 | 0.57452 | Commercial_2019_SC B_MW_After Competition Groups_Freezer Case Light Sensor
Commercial | Com ¦ Evaporator Fan Controls | 2019 | SC B | MW | After Competition Groups | 0.55975 | 0 | 0 | 82.3881 | 0.006794 | 28 | Commercial_2019_SC B_MW_After Competition Groups_28 | Evaporator Fan Controls | 0.6794% | 0 | 0.55975 | Commercial_2019_SC B_MW_After Competition Groups_Evaporator Fan Controls
Commercial | Com ¦ LED street light fixture | 2019 | SC B | MW | After Competition Groups | 0.38515 | 0 | 0 | 82.3881 | 0.0046748 | 29 | Commercial_2019_SC B_MW_After Competition Groups_29 | LED street light fixture | 0.4675% | 0 | 0.38515 | Commercial_2019_SC B_MW_After Competition Groups_LED street light fixture
Commercial | Com ¦ Demand Control Kitchen Ventilation | 2019 | SC B | MW | After Competition Groups | 0.34812 | 0 | 0 | 82.3881 | 0.0042253 | 30 | Commercial_2019_SC B_MW_After Competition Groups_30 | Demand Control Kitchen Ventilation | 0.4225% | 0 | 0.34812 | Commercial_2019_SC B_MW_After Competition Groups_Demand Control Kitchen Ventilation
Commercial | Com ¦ ENERGY STAR Griddle (74% eff) | 2019 | SC B | MW | After Competition Groups | 0.34398 | 0 | 0 | 82.3881 | 0.0041752 | 31 | Commercial_2019_SC B_MW_After Competition Groups_31 | ENERGY STAR Griddle (74% eff) | 0.4175% | 0 | 0.34398 | Commercial_2019_SC B_MW_After Competition Groups_ENERGY STAR Griddle (74% eff)
Commercial | Com ¦ Duct Insulation, R8 | 2019 | SC B | MW | After Competition Groups | 0.34156 | 0 | 0 | 82.3881 | 0.0041457 | 32 | Commercial_2019_SC B_MW_After Competition Groups_32 | Duct Insulation, R8 | 0.4146% | 0 | 0.34156 | Commercial_2019_SC B_MW_After Competition Groups_Duct Insulation, R8
Commercial | Com ¦ Temperature Adjustment in Commercial Freezers | 2019 | SC B | MW | After Competition Groups | 0.20481 | 0 | 0 | 82.3881 | 0.0024859 | 33 | Commercial_2019_SC B_MW_After Competition Groups_33 | Temperature Adjustment in Commercial Freezers | 0.2486% | 0 | 0.20481 | Commercial_2019_SC B_MW_After Competition Groups_Temperature Adjustment in Commercial Freezers
Commercial | Com ¦ Occupancy Sensors | 2019 | SC B | MW | After Competition Groups | 0.19904 | 0 | 0 | 82.3881 | 0.0024159 | 34 | Commercial_2019_SC B_MW_After Competition Groups_34 | Occupancy Sensors | 0.2416% | 0 | 0.19904 | Commercial_2019_SC B_MW_After Competition Groups_Occupancy Sensors
Commercial | Com ¦ Vertical Night Covers | 2019 | SC B | MW | After Competition Groups | 0.16923 | 0 | 0 | 82.3881 | 0.0020541 | 35 | Commercial_2019_SC B_MW_After Competition Groups_35 | Vertical Night Covers | 0.2054% | 0 | 0.16923 | Commercial_2019_SC B_MW_After Competition Groups_Vertical Night Covers
Commercial | Com ¦ Elec Storage WH 2.30 Et | 2019 | SC B | MW | After Competition Groups | 0.15647 | 0 | 0 | 82.3881 | 0.0018991 | 36 | Commercial_2019_SC B_MW_After Competition Groups_36 | Elec Storage WH 2.30 Et | 0.1899% | 0 | 0.15647 | Commercial_2019_SC B_MW_After Competition Groups_Elec Storage WH 2.30 Et
Commercial | Com ¦ CO Sensors for parking garage exhaust fans | 2019 | SC B | MW | After Competition Groups | 0.14998 | 0 | 0 | 82.3881 | 0.0018204 | 37 | Commercial_2019_SC B_MW_After Competition Groups_37 | CO Sensors for parking garage exhaust fans | 0.182% | 0 | 0.14998 | Commercial_2019_SC B_MW_After Competition Groups_CO Sensors for parking garage exhaust fans
Commercial | Com ¦ Energy Efficient Laboratory Fume Hood | 2019 | SC B | MW | After Competition Groups | 0.13133 | 0 | 0 | 82.3881 | 0.001594 | 38 | Commercial_2019_SC B_MW_After Competition Groups_38 | Energy Efficient Laboratory Fume Hood | 0.1594% | 0 | 0.13133 | Commercial_2019_SC B_MW_After Competition Groups_Energy Efficient Laboratory Fume Hood
Commercial | Com ¦ Water Heating (DHW) Pipe Insulation (Add 3/4\ Foam)" | 2019 | SC B | MW | After Competition Groups | 0.12975 | 0 | 0 | 82.3881 | 0.0015749 | 39 | Commercial_2019_SC B_MW_After Competition Groups_39 | Water Heating (DHW) Pipe Insulation (Add 3/4\ Foam)" | 0.1575% | 0 | 0.12975 | Commercial_2019_SC B_MW_After Competition Groups_Water Heating (DHW) Pipe Insulation (Add 3/4\ Foam)"
Commercial | Com ¦ Thermostat Setback | 2019 | SC B | MW | After Competition Groups | 0.1281 | 0 | 0 | 82.3881 | 0.0015548 | 40 | Commercial_2019_SC B_MW_After Competition Groups_40 | Thermostat Setback | 0.1555% | 0 | 0.1281 | Commercial_2019_SC B_MW_After Competition Groups_Thermostat Setback
Commercial | Com ¦ BEVERAGE VENDING MACHINE CONTROLS | 2019 | SC B | MW | After Competition Groups | 0.12159 | 0 | 0 | 82.3881 | 0.0014759 | 41 | Commercial_2019_SC B_MW_After Competition Groups_41 | BEVERAGE VENDING MACHINE CONTROLS | 0.1476% | 0 | 0.12159 | Commercial_2019_SC B_MW_After Competition Groups_BEVERAGE VENDING MACHINE CONTROLS
Commercial | Com ¦ Outside Air Economizer | 2019 | SC B | MW | After Competition Groups | 0.11564 | 0 | 0 | 82.3881 | 0.0014036 | 42 | Commercial_2019_SC B_MW_After Competition Groups_42 | Outside Air Economizer | 0.1404% | 0 | 0.11564 | Commercial_2019_SC B_MW_After Competition Groups_Outside Air Economizer
Commercial | Com ¦ ENERGY STAR Fryer (84% eff) | 2019 | SC B | MW | After Competition Groups | 0.098811 | 0 | 0 | 82.3881 | 0.0011993 | 43 | Commercial_2019_SC B_MW_After Competition Groups_43 | ENERGY STAR Fryer (84% eff) | 0.1199% | 0 | 0.098811 | Commercial_2019_SC B_MW_After Competition Groups_ENERGY STAR Fryer (84% eff)
Commercial | Com ¦ Water Source Heat Pump (4 ton) | 2019 | SC B | MW | After Competition Groups | 0.094021 | 0 | 0 | 82.3881 | 0.0011412 | 44 | Commercial_2019_SC B_MW_After Competition Groups_44 | Water Source Heat Pump (4 ton) | 0.1141% | 0 | 0.094021 | Commercial_2019_SC B_MW_After Competition Groups_Water Source Heat Pump (4 ton)
Commercial | Com ¦ Suction Pipe Insulation Freezer/Refrigerator | 2019 | SC B | MW | After Competition Groups | 0.088062 | 0 | 0 | 82.3881 | 0.0010689 | 45 | Commercial_2019_SC B_MW_After Competition Groups_45 | Suction Pipe Insulation Freezer/Refrigerator | 0.1069% | 0 | 0.088062 | Commercial_2019_SC B_MW_After Competition Groups_Suction Pipe Insulation Freezer/Refrigerator
Commercial | Com ¦ ENERGY STAR Steam Cookers | 2019 | SC B | MW | After Competition Groups | 0.06279 | 0 | 0 | 82.3881 | 0.00076212 | 46 | Commercial_2019_SC B_MW_After Competition Groups_46 | ENERGY STAR Steam Cookers | 0.07621% | 0 | 0.06279 | Commercial_2019_SC B_MW_After Competition Groups_ENERGY STAR Steam Cookers
Commercial | Com ¦ ENERGY STAR Dishwasher | 2019 | SC B | MW | After Competition Groups | 0.045393 | 0 | 0 | 82.3881 | 0.00055097 | 47 | Commercial_2019_SC B_MW_After Competition Groups_47 | ENERGY STAR Dishwasher | 0.0551% | 0 | 0.045393 | Commercial_2019_SC B_MW_After Competition Groups_ENERGY STAR Dishwasher
Commercial | Com ¦ Ozone Laundry Treatment | 2019 | SC B | MW | After Competition Groups | 0.037766 | 0 | 0 | 82.3881 | 0.0004584 | 48 | Commercial_2019_SC B_MW_After Competition Groups_48 | Ozone Laundry Treatment | 0.04584% | 0 | 0.037766 | Commercial_2019_SC B_MW_After Competition Groups_Ozone Laundry Treatment
Commercial | Com ¦ ECM MOTORS FOR HVAC APPLICATION (FAN-POWERED VAV BOX) | 2019 | SC B | MW | After Competition Groups | 0.015935 | 0 | 0 | 82.3881 | 0.00019341 | 49 | Commercial_2019_SC B_MW_After Competition Groups_49 | ECM MOTORS FOR HVAC APPLICATION (FAN-POWERED VAV BOX) | 0.01934% | 0 | 0.015935 | Commercial_2019_SC B_MW_After Competition Groups_ECM MOTORS FOR HVAC APPLICATION (FAN-POWERED VAV BOX)
Commercial | Com ¦ HVAC Optimization | 2019 | SC B | MW | After Competition Groups | 0.012516 | 0 | 0 | 82.3881 | 0.00015192 | 50 | Commercial_2019_SC B_MW_After Competition Groups_50 | HVAC Optimization | 0.01519% | 0 | 0.012516 | Commercial_2019_SC B_MW_After Competition Groups_HVAC Optimization
Commercial | Com ¦ Demand controlled Circulating Systems | 2019 | SC B | MW | After Competition Groups | 0.0086997 | 0 | 0 | 82.3881 | 0.00010559 | 51 | Commercial_2019_SC B_MW_After Competition Groups_51 | Demand controlled Circulating Systems | 0.01056% | 0 | 0.0086997 | Commercial_2019_SC B_MW_After Competition Groups_Demand controlled Circulating Systems
Commercial | Com ¦ Auto Off Time Switch or Time Clock control | 2019 | SC B | MW | After Competition Groups | 0.0085504 | 0 | 0 | 82.3881 | 0.00010378 | 52 | Commercial_2019_SC B_MW_After Competition Groups_52 | Auto Off Time Switch or Time Clock control | 0.01038% | 0 | 0.0085504 | Commercial_2019_SC B_MW_After Competition Groups_Auto Off Time Switch or Time Clock control
Commercial | Com ¦ CEE Tier 2/Energy Star Clothes Washers | 2019 | SC B | MW | After Competition Groups | 0.0081729 | 0 | 0 | 82.3881 | 9.92e-05 | 53 | Commercial_2019_SC B_MW_After Competition Groups_53 | CEE Tier 2/Energy Star Clothes Washers | 0.00992% | 0 | 0.0081729 | Commercial_2019_SC B_MW_After Competition Groups_CEE Tier 2/Energy Star Clothes Washers
Commercial | COM ¦ Ductless Mini-Split Heat Pumps | 2019 | SC B | MW | After Competition Groups | 0.00567 | 0 | 0 | 82.3881 | 6.882e-05 | 54 | Commercial_2019_SC B_MW_After Competition Groups_54 | Ductless Mini-Split Heat Pumps | 0.006882% | 0 | 0.00567 | Commercial_2019_SC B_MW_After Competition Groups_Ductless Mini-Split Heat Pumps
Commercial | Com ¦ Low Flow Pre-Rinse Spray Nozzle | 2019 | SC B | MW | After Competition Groups | 0.0051376 | 0 | 0 | 82.3881 | 6.2358e-05 | 55 | Commercial_2019_SC B_MW_After Competition Groups_55 | Low Flow Pre-Rinse Spray Nozzle | 0.006236% | 0 | 0.0051376 | Commercial_2019_SC B_MW_After Competition Groups_Low Flow Pre-Rinse Spray Nozzle
Commercial | Com ¦ Wall Insulation | 2019 | SC B | MW | After Competition Groups | 0.0030089 | 0 | 0 | 82.3881 | 3.6521e-05 | 56 | Commercial_2019_SC B_MW_After Competition Groups_56 | Wall Insulation | 0.003652% | 0 | 0.0030089 | Commercial_2019_SC B_MW_After Competition Groups_Wall Insulation
Commercial | Com ¦ Condensing Unit Heaters or other Efficient Unit Heating System | 2019 | SC B | MW | After Competition Groups | 0.0029151 | 0 | 0 | 82.3881 | 3.5383e-05 | 57 | Commercial_2019_SC B_MW_After Competition Groups_57 | Condensing Unit Heaters or other Efficient Unit Heating System | 0.003538% | 0 | 0.0029151 | Commercial_2019_SC B_MW_After Competition Groups_Condensing Unit Heaters or other Efficient Unit Heating System
Commercial | Com ¦ Commercial Hot Food Holding Cabinets | 2019 | SC B | MW | After Competition Groups | 0.0015524 | 0 | 0 | 82.3881 | 1.8843e-05 | 58 | Commercial_2019_SC B_MW_After Competition Groups_58 | Commercial Hot Food Holding Cabinets | 0.001884% | 0 | 0.0015524 | Commercial_2019_SC B_MW_After Competition Groups_Commercial Hot Food Holding Cabinets
Commercial | Com ¦ High Efficiency Chiller (avg of water and air cooled) | 2019 | SC B | MW | After Competition Groups | 0.0013744 | 0 | 0 | 82.3881 | 1.6682e-05 | 59 | Commercial_2019_SC B_MW_After Competition Groups_59 | High Efficiency Chiller (avg of water and air cooled) | 0.001668% | 0 | 0.0013744 | Commercial_2019_SC B_MW_After Competition Groups_High Efficiency Chiller (avg of water and air cooled)
Commercial | Com ¦ VSD Air Compressor | 2019 | SC B | MW | After Competition Groups | 0.0010006 | 0 | 0 | 82.3881 | 1.2145e-05 | 60 | Commercial_2019_SC B_MW_After Competition Groups_60 | VSD Air Compressor | 0.001214% | 0 | 0.0010006 | Commercial_2019_SC B_MW_After Competition Groups_VSD Air Compressor
Commercial | Com ¦ Air Curtains | 2019 | SC B | MW | After Competition Groups | 0.00034234 | 0 | 0 | 82.3881 | 4.1552e-06 | 61 | Commercial_2019_SC B_MW_After Competition Groups_61 | Air Curtains | 0.0004155% | 0 | 0.00034234 | Commercial_2019_SC B_MW_After Competition Groups_Air Curtains
Commercial | Com ¦ Energy Recovery Ventilation and Ventilation (Enhanced) | 2019 | SC B | MW | After Competition Groups | 0.0002494 | 0 | 0 | 82.3881 | 3.0272e-06 | 62 | Commercial_2019_SC B_MW_After Competition Groups_62 | Energy Recovery Ventilation and Ventilation (Enhanced) | 0.0003027% | 0 | 0.0002494 | Commercial_2019_SC B_MW_After Competition Groups_Energy Recovery Ventilation and Ventilation (Enhanced)
Commercial | Com ¦ EC Plug Fan for Data Center (under cabinet) | 2019 | SC B | MW | After Competition Groups | 6.5447e-05 | 0 | 0 | 82.3881 | 7.9437e-07 | 63 | Commercial_2019_SC B_MW_After Competition Groups_63 | EC Plug Fan for Data Center (under cabinet) | 7.944e-05% | 0 | 6.5447e-05 | Commercial_2019_SC B_MW_After Competition Groups_EC Plug Fan for Data Center (under cabinet)
Commercial | Com ¦ Electric Convection Combination Ovens | 2019 | SC B | MW | After Competition Groups | 2.1425e-05 | 0 | 0 | 82.3881 | 2.6005e-07 | 64 | Commercial_2019_SC B_MW_After Competition Groups_64 | Electric Convection Combination Ovens | 2.601e-05% | 0 | 2.1425e-05 | Commercial_2019_SC B_MW_After Competition Groups_Electric Convection Combination Ovens
Commercial | Com ¦ LLLC - Low Impact Application | 2019 | SC B | MW | After Competition Groups | 4.4461e-20 | 0 | 0 | 82.3881 | 5.3966e-22 | 65 | Commercial_2019_SC B_MW_After Competition Groups_65 | LLLC - Low Impact Application | 5.397e-20% | 0 | 4.4461e-20 | Commercial_2019_SC B_MW_After Competition Groups_LLLC - Low Impact Application
Commercial | Com ¦ LLLC - High Impact Application | 2019 | SC B | MW | After Competition Groups | 1.4113e-20 | 0 | 0 | 82.3881 | 1.713e-22 | 66 | Commercial_2019_SC B_MW_After Competition Groups_66 | LLLC - High Impact Application | 1.713e-20% | 0 | 1.4113e-20 | Commercial_2019_SC B_MW_After Competition Groups_LLLC - High Impact Application
Commercial | Com ¦ High Efficiency Small Instantaneous Water Heater | 2019 | SC B | MW | After Competition Groups | 4.2236e-35 | 0 | 0 | 82.3881 | 5.1264e-37 | 67 | Commercial_2019_SC B_MW_After Competition Groups_67 | High Efficiency Small Instantaneous Water Heater | 5.126e-35% | 0 | 4.2236e-35 | Commercial_2019_SC B_MW_After Competition Groups_High Efficiency Small Instantaneous Water Heater
Commercial | Com ¦ Condensing Make Up Air Unit | 2019 | SC B | MW | After Competition Groups | 0 | 0 | 0 | 82.3881 | 0 | 68 | Commercial_2019_SC B_MW_After Competition Groups_68 | Condensing Make Up Air Unit | 0% | 0 | 0 | Commercial_2019_SC B_MW_After Competition Groups_Condensing Make Up Air Unit
Commercial | Com ¦ Door Gasket Freezer/Refrigerator | 2019 | SC B | MW | After Competition Groups | 0 | 0 | 0 | 82.3881 | 0 | 69 | Commercial_2019_SC B_MW_After Competition Groups_69 | Door Gasket Freezer/Refrigerator | 0% | 0 | 0 | Commercial_2019_SC B_MW_After Competition Groups_Door Gasket Freezer/Refrigerator
Commercial | Com ¦ Efficient compressor motor | 2019 | SC B | MW | After Competition Groups | 0 | 0 | 0 | 82.3881 | 0 | 70 | Commercial_2019_SC B_MW_After Competition Groups_70 | Efficient compressor motor | 0% | 0 | 0 | Commercial_2019_SC B_MW_After Competition Groups_Efficient compressor motor
Commercial | Com ¦ Indoor Daylight Sensors/Photocell Dimming Control | 2019 | SC B | MW | After Competition Groups | 0 | 0 | 0 | 82.3881 | 0 | 71 | Commercial_2019_SC B_MW_After Competition Groups_71 | Indoor Daylight Sensors/Photocell Dimming Control | 0% | 0 | 0 | Commercial_2019_SC B_MW_After Competition Groups_Indoor Daylight Sensors/Photocell Dimming Control
Commercial | Com ¦ LED RECESSED DOWNLIGHTS | 2019 | SC B | MW | After Competition Groups | 0 | 0 | 0 | 82.3881 | 0 | 72 | Commercial_2019_SC B_MW_After Competition Groups_72 | LED RECESSED DOWNLIGHTS | 0% | 0 | 0 | Commercial_2019_SC B_MW_After Competition Groups_LED RECESSED DOWNLIGHTS
Commercial | Com ¦ Networked/Connected - High Impact Application | 2019 | SC B | MW | After Competition Groups | 0 | 0 | 0 | 82.3881 | 0 | 73 | Commercial_2019_SC B_MW_After Competition Groups_73 | Networked/Connected - High Impact Application | 0% | 0 | 0 | Commercial_2019_SC B_MW_After Competition Groups_Networked/Connected - High Impact Application
Commercial | Com ¦ Networked/Connected - Low Impact Application | 2019 | SC B | MW | After Competition Groups | 0 | 0 | 0 | 82.3881 | 0 | 74 | Commercial_2019_SC B_MW_After Competition Groups_74 | Networked/Connected - Low Impact Application | 0% | 0 | 0 | Commercial_2019_SC B_MW_After Competition Groups_Networked/Connected - Low Impact Application
Commercial | Com ¦ Notched V belts for HVAC Systems | 2019 | SC B | MW | After Competition Groups | 0 | 0 | 0 | 82.3881 | 0 | 75 | Commercial_2019_SC B_MW_After Competition Groups_75 | Notched V belts for HVAC Systems | 0% | 0 | 0 | Commercial_2019_SC B_MW_After Competition Groups_Notched V belts for HVAC Systems
Commercial | Com ¦ PTAC (12 EER/10,000 BTU) | 2019 | SC B | MW | After Competition Groups | 0 | 0 | 0 | 82.3881 | 0 | 76 | Commercial_2019_SC B_MW_After Competition Groups_76 | PTAC (12 EER/10,000 BTU) | 0% | 0 | 0 | Commercial_2019_SC B_MW_After Competition Groups_PTAC (12 EER/10,000 BTU)
Commercial | Com ¦ Refrigerated Display Case Doors | 2019 | SC B | MW | After Competition Groups | 0 | 0 | 0 | 82.3881 | 0 | 77 | Commercial_2019_SC B_MW_After Competition Groups_77 | Refrigerated Display Case Doors | 0% | 0 | 0 | Commercial_2019_SC B_MW_After Competition Groups_Refrigerated Display Case Doors
Commercial | Com ¦ Room AC (w/ louvered sides) 14 SEER from 12 SEER code | 2019 | SC B | MW | After Competition Groups | 0 | 0 | 0 | 82.3881 | 0 | 78 | Commercial_2019_SC B_MW_After Competition Groups_78 | Room AC (w/ louvered sides) 14 SEER from 12 SEER code | 0% | 0 | 0 | Commercial_2019_SC B_MW_After Competition Groups_Room AC (w/ louvered sides) 14 SEER from 12 SEER code
Commercial | Com ¦ Solar Water Preheat (Pools/DHW) | 2019 | SC B | MW | After Competition Groups | 0 | 0 | 0 | 82.3881 | 0 | 79 | Commercial_2019_SC B_MW_After Competition Groups_79 | Solar Water Preheat (Pools/DHW) | 0% | 0 | 0 | Commercial_2019_SC B_MW_After Competition Groups_Solar Water Preheat (Pools/DHW)
Commercial | Com ¦ Variable Refrigerant Flow Heat Pump | 2019 | SC B | MW | After Competition Groups | 0 | 0 | 0 | 82.3881 | 0 | 80 | Commercial_2019_SC B_MW_After Competition Groups_80 | Variable Refrigerant Flow Heat Pump | 0% | 0 | 0 | Commercial_2019_SC B_MW_After Competition Groups_Variable Refrigerant Flow Heat Pump
Commercial | Com ¦ ENERGY STAR LED LAMPS (REFLECTOR LAMPs/MR16/PAR 16) | 2019 | SC C | MW | After Competition Groups | 16.1674 | 0 | 0 | 63.445 | 0.25482 | 1 | Commercial_2019_SC C_MW_After Competition Groups_1 | ENERGY STAR LED LAMPS (REFLECTOR LAMPs/MR16/PAR 16) | 25.48% | 0 | 16.1674 | Commercial_2019_SC C_MW_After Competition Groups_ENERGY STAR LED LAMPS (REFLECTOR LAMPs/MR16/PAR 16)
Commercial | Com ¦ LED Replacement Lamp (Tube) | 2019 | SC C | MW | After Competition Groups | 5.998 | 0 | 0 | 63.445 | 0.094539 | 2 | Commercial_2019_SC C_MW_After Competition Groups_2 | LED Replacement Lamp (Tube) | 9.454% | 0 | 5.998 | Commercial_2019_SC C_MW_After Competition Groups_LED Replacement Lamp (Tube)
Commercial | Com ¦ ENERGY STAR LED LAMPS (General Service Lamps) | 2019 | SC C | MW | After Competition Groups | 4.2636 | 0 | 0 | 63.445 | 0.067202 | 3 | Commercial_2019_SC C_MW_After Competition Groups_3 | ENERGY STAR LED LAMPS (General Service Lamps) | 6.72% | 0 | 4.2636 | Commercial_2019_SC C_MW_After Competition Groups_ENERGY STAR LED LAMPS (General Service Lamps)
Commercial | Com ¦ High Efficiency Air Source Heat Pump | 2019 | SC C | MW | After Competition Groups | 4.1853 | 0 | 0 | 63.445 | 0.065968 | 4 | Commercial_2019_SC C_MW_After Competition Groups_4 | High Efficiency Air Source Heat Pump | 6.597% | 0 | 4.1853 | Commercial_2019_SC C_MW_After Competition Groups_High Efficiency Air Source Heat Pump
Commercial | Com ¦ LED Low/High Bay | 2019 | SC C | MW | After Competition Groups | 3.8565 | 0 | 0 | 63.445 | 0.060785 | 5 | Commercial_2019_SC C_MW_After Competition Groups_5 | LED Low/High Bay | 6.079% | 0 | 3.8565 | Commercial_2019_SC C_MW_After Competition Groups_LED Low/High Bay
Commercial | Com ¦ Data Center Storage/Server Virtualization | 2019 | SC C | MW | After Competition Groups | 3.3149 | 0 | 0 | 63.445 | 0.052249 | 6 | Commercial_2019_SC C_MW_After Competition Groups_6 | Data Center Storage/Server Virtualization | 5.225% | 0 | 3.3149 | Commercial_2019_SC C_MW_After Competition Groups_Data Center Storage/Server Virtualization
Commercial | Com ¦ Building Recommissioning, Operations and Maintenance (O&M) Improvements | 2019 | SC C | MW | After Competition Groups | 2.6849 | 0 | 0 | 63.445 | 0.042318 | 7 | Commercial_2019_SC C_MW_After Competition Groups_7 | Building Recommissioning, Operations and Maintenance (O&M) Improvements | 4.232% | 0 | 2.6849 | Commercial_2019_SC C_MW_After Competition Groups_Building Recommissioning, Operations and Maintenance (O&M) Improvements
Commercial | Com ¦ LED or Equivalent Sign Lighting | 2019 | SC C | MW | After Competition Groups | 2.5629 | 0 | 0 | 63.445 | 0.040395 | 8 | Commercial_2019_SC C_MW_After Competition Groups_8 | LED or Equivalent Sign Lighting | 4.04% | 0 | 2.5629 | Commercial_2019_SC C_MW_After Competition Groups_LED or Equivalent Sign Lighting
Commercial | Com ¦ Education and Capacity Building/Energy Behavior | 2019 | SC C | MW | After Competition Groups | 2.4813 | 0 | 0 | 63.445 | 0.03911 | 9 | Commercial_2019_SC C_MW_After Competition Groups_9 | Education and Capacity Building/Energy Behavior | 3.911% | 0 | 2.4813 | Commercial_2019_SC C_MW_After Competition Groups_Education and Capacity Building/Energy Behavior
Commercial | Com ¦ LED Troffer/Surface/Suspended | 2019 | SC C | MW | After Competition Groups | 2.0053 | 0 | 0 | 63.445 | 0.031606 | 10 | Commercial_2019_SC C_MW_After Competition Groups_10 | LED Troffer/Surface/Suspended | 3.161% | 0 | 2.0053 | Commercial_2019_SC C_MW_After Competition Groups_LED Troffer/Surface/Suspended
Commercial | Com ¦ Advanced BAS/Controllers | 2019 | SC C | MW | After Competition Groups | 1.8579 | 0 | 0 | 63.445 | 0.029283 | 11 | Commercial_2019_SC C_MW_After Competition Groups_11 | Advanced BAS/Controllers | 2.928% | 0 | 1.8579 | Commercial_2019_SC C_MW_After Competition Groups_Advanced BAS/Controllers
Commercial | Com ¦ Reach-in Shaded Pole to ECM/PSC Evaporator Fan Motor | 2019 | SC C | MW | After Competition Groups | 1.6063 | 0 | 0 | 63.445 | 0.025318 | 12 | Commercial_2019_SC C_MW_After Competition Groups_12 | Reach-in Shaded Pole to ECM/PSC Evaporator Fan Motor | 2.532% | 0 | 1.6063 | Commercial_2019_SC C_MW_After Competition Groups_Reach-in Shaded Pole to ECM/PSC Evaporator Fan Motor
Commercial | Com ¦ Adaptive Thermostats | 2019 | SC C | MW | After Competition Groups | 1.1443 | 0 | 0 | 63.445 | 0.018036 | 13 | Commercial_2019_SC C_MW_After Competition Groups_13 | Adaptive Thermostats | 1.804% | 0 | 1.1443 | Commercial_2019_SC C_MW_After Competition Groups_Adaptive Thermostats
Commercial | Com ¦ Unitary Air-Conditioning Unit | 2019 | SC C | MW | After Competition Groups | 1.1333 | 0 | 0 | 63.445 | 0.017863 | 14 | Commercial_2019_SC C_MW_After Competition Groups_14 | Unitary Air-Conditioning Unit | 1.786% | 0 | 1.1333 | Commercial_2019_SC C_MW_After Competition Groups_Unitary Air-Conditioning Unit
Commercial | Com ¦ Strip Curtains | 2019 | SC C | MW | After Competition Groups | 1.0551 | 0 | 0 | 63.445 | 0.01663 | 15 | Commercial_2019_SC C_MW_After Competition Groups_15 | Strip Curtains | 1.663% | 0 | 1.0551 | Commercial_2019_SC C_MW_After Competition Groups_Strip Curtains
Commercial | Com ¦ Chilled Water Optimization | 2019 | SC C | MW | After Competition Groups | 1.0285 | 0 | 0 | 63.445 | 0.016211 | 16 | Commercial_2019_SC C_MW_After Competition Groups_16 | Chilled Water Optimization | 1.621% | 0 | 1.0285 | Commercial_2019_SC C_MW_After Competition Groups_Chilled Water Optimization
Commercial | Com ¦ LED parking lot fixture | 2019 | SC C | MW | After Competition Groups | 0.75119 | 0 | 0 | 63.445 | 0.01184 | 17 | Commercial_2019_SC C_MW_After Competition Groups_17 | LED parking lot fixture | 1.184% | 0 | 0.75119 | Commercial_2019_SC C_MW_After Competition Groups_LED parking lot fixture
Commercial | Com ¦ LED EXTERIOR AREA LIGHTS - LED fixture (200W) | 2019 | SC C | MW | After Competition Groups | 0.71919 | 0 | 0 | 63.445 | 0.011336 | 18 | Commercial_2019_SC C_MW_After Competition Groups_18 | LED EXTERIOR AREA LIGHTS - LED fixture (200W) | 1.134% | 0 | 0.71919 | Commercial_2019_SC C_MW_After Competition Groups_LED EXTERIOR AREA LIGHTS - LED fixture (200W)
Commercial | Com ¦ Furnace Tune-Up | 2019 | SC C | MW | After Competition Groups | 0.70397 | 0 | 0 | 63.445 | 0.011096 | 19 | Commercial_2019_SC C_MW_After Competition Groups_19 | Furnace Tune-Up | 1.11% | 0 | 0.70397 | Commercial_2019_SC C_MW_After Competition Groups_Furnace Tune-Up
Commercial | Com ¦ Centrally controlled desktop PC/NETWORK PC POWER MANAGEMENT SOFTWARE | 2019 | SC C | MW | After Competition Groups | 0.57669 | 0 | 0 | 63.445 | 0.0090897 | 20 | Commercial_2019_SC C_MW_After Competition Groups_20 | Centrally controlled desktop PC/NETWORK PC POWER MANAGEMENT SOFTWARE | 0.909% | 0 | 0.57669 | Commercial_2019_SC C_MW_After Competition Groups_Centrally controlled desktop PC/NETWORK PC POWER MANAGEMENT SOFTWARE
Commercial | Com ¦ Refrigerated Display Case LED | 2019 | SC C | MW | After Competition Groups | 0.57437 | 0 | 0 | 63.445 | 0.0090531 | 21 | Commercial_2019_SC C_MW_After Competition Groups_21 | Refrigerated Display Case LED | 0.9053% | 0 | 0.57437 | Commercial_2019_SC C_MW_After Competition Groups_Refrigerated Display Case LED
Commercial | Com ¦ Demand Control Ventilation | 2019 | SC C | MW | After Competition Groups | 0.50051 | 0 | 0 | 63.445 | 0.0078889 | 22 | Commercial_2019_SC C_MW_After Competition Groups_22 | Demand Control Ventilation | 0.7889% | 0 | 0.50051 | Commercial_2019_SC C_MW_After Competition Groups_Demand Control Ventilation
Commercial | Com ¦ Variable Frequency Drive (VFD) | 2019 | SC C | MW | After Competition Groups | 0.49454 | 0 | 0 | 63.445 | 0.0077948 | 23 | Commercial_2019_SC C_MW_After Competition Groups_23 | Variable Frequency Drive (VFD) | 0.7795% | 0 | 0.49454 | Commercial_2019_SC C_MW_After Competition Groups_Variable Frequency Drive (VFD)
Commercial | Com ¦ VFD on Pumps | 2019 | SC C | MW | After Competition Groups | 0.46202 | 0 | 0 | 63.445 | 0.0072822 | 24 | Commercial_2019_SC C_MW_After Competition Groups_24 | VFD on Pumps | 0.7282% | 0 | 0.46202 | Commercial_2019_SC C_MW_After Competition Groups_VFD on Pumps
Commercial | Com ¦ LED street light fixture | 2019 | SC C | MW | After Competition Groups | 0.38515 | 0 | 0 | 63.445 | 0.0060706 | 25 | Commercial_2019_SC C_MW_After Competition Groups_25 | LED street light fixture | 0.6071% | 0 | 0.38515 | Commercial_2019_SC C_MW_After Competition Groups_LED street light fixture
Commercial | Com ¦ ENERGY STAR Griddle (74% eff) | 2019 | SC C | MW | After Competition Groups | 0.34399 | 0 | 0 | 63.445 | 0.0054218 | 26 | Commercial_2019_SC C_MW_After Competition Groups_26 | ENERGY STAR Griddle (74% eff) | 0.5422% | 0 | 0.34399 | Commercial_2019_SC C_MW_After Competition Groups_ENERGY STAR Griddle (74% eff)
Commercial | Com ¦ Air Handler with Dedicated Outdoor Air Systems | 2019 | SC C | MW | After Competition Groups | 0.28787 | 0 | 0 | 63.445 | 0.0045374 | 27 | Commercial_2019_SC C_MW_After Competition Groups_27 | Air Handler with Dedicated Outdoor Air Systems | 0.4537% | 0 | 0.28787 | Commercial_2019_SC C_MW_After Competition Groups_Air Handler with Dedicated Outdoor Air Systems
Commercial | Com ¦ ECM MOTORS FOR EVAPORATOR FANS for refrigeration (WALK-IN) | 2019 | SC C | MW | After Competition Groups | 0.25415 | 0 | 0 | 63.445 | 0.0040059 | 28 | Commercial_2019_SC C_MW_After Competition Groups_28 | ECM MOTORS FOR EVAPORATOR FANS for refrigeration (WALK-IN) | 0.4006% | 0 | 0.25415 | Commercial_2019_SC C_MW_After Competition Groups_ECM MOTORS FOR EVAPORATOR FANS for refrigeration (WALK-IN)
Commercial | Com ¦ Freezer Case Light Sensor | 2019 | SC C | MW | After Competition Groups | 0.21937 | 0 | 0 | 63.445 | 0.0034577 | 29 | Commercial_2019_SC C_MW_After Competition Groups_29 | Freezer Case Light Sensor | 0.3458% | 0 | 0.21937 | Commercial_2019_SC C_MW_After Competition Groups_Freezer Case Light Sensor
Commercial | Com ¦ Evaporator Fan Controls | 2019 | SC C | MW | After Competition Groups | 0.21372 | 0 | 0 | 63.445 | 0.0033686 | 30 | Commercial_2019_SC C_MW_After Competition Groups_30 | Evaporator Fan Controls | 0.3369% | 0 | 0.21372 | Commercial_2019_SC C_MW_After Competition Groups_Evaporator Fan Controls
Commercial | Com ¦ Occupancy Sensors | 2019 | SC C | MW | After Competition Groups | 0.19904 | 0 | 0 | 63.445 | 0.0031372 | 31 | Commercial_2019_SC C_MW_After Competition Groups_31 | Occupancy Sensors | 0.3137% | 0 | 0.19904 | Commercial_2019_SC C_MW_After Competition Groups_Occupancy Sensors
Commercial | Com ¦ Demand Control Kitchen Ventilation | 2019 | SC C | MW | After Competition Groups | 0.17404 | 0 | 0 | 63.445 | 0.0027431 | 32 | Commercial_2019_SC C_MW_After Competition Groups_32 | Demand Control Kitchen Ventilation | 0.2743% | 0 | 0.17404 | Commercial_2019_SC C_MW_After Competition Groups_Demand Control Kitchen Ventilation
Commercial | Com ¦ Duct Insulation, R8 | 2019 | SC C | MW | After Competition Groups | 0.13036 | 0 | 0 | 63.445 | 0.0020546 | 33 | Commercial_2019_SC C_MW_After Competition Groups_33 | Duct Insulation, R8 | 0.2055% | 0 | 0.13036 | Commercial_2019_SC C_MW_After Competition Groups_Duct Insulation, R8
Commercial | Com ¦ Thermostat Setback | 2019 | SC C | MW | After Competition Groups | 0.1281 | 0 | 0 | 63.445 | 0.0020191 | 34 | Commercial_2019_SC C_MW_After Competition Groups_34 | Thermostat Setback | 0.2019% | 0 | 0.1281 | Commercial_2019_SC C_MW_After Competition Groups_Thermostat Setback
Commercial | Com ¦ ENERGY STAR Fryer (84% eff) | 2019 | SC C | MW | After Competition Groups | 0.098812 | 0 | 0 | 63.445 | 0.0015574 | 35 | Commercial_2019_SC C_MW_After Competition Groups_35 | ENERGY STAR Fryer (84% eff) | 0.1557% | 0 | 0.098812 | Commercial_2019_SC C_MW_After Competition Groups_ENERGY STAR Fryer (84% eff)
Commercial | Com ¦ Water Source Heat Pump (4 ton) | 2019 | SC C | MW | After Competition Groups | 0.094024 | 0 | 0 | 63.445 | 0.001482 | 36 | Commercial_2019_SC C_MW_After Competition Groups_36 | Water Source Heat Pump (4 ton) | 0.1482% | 0 | 0.094024 | Commercial_2019_SC C_MW_After Competition Groups_Water Source Heat Pump (4 ton)
Commercial | Com ¦ Temperature Adjustment in Commercial Freezers | 2019 | SC C | MW | After Competition Groups | 0.078199 | 0 | 0 | 63.445 | 0.0012325 | 37 | Commercial_2019_SC C_MW_After Competition Groups_37 | Temperature Adjustment in Commercial Freezers | 0.1233% | 0 | 0.078199 | Commercial_2019_SC C_MW_After Competition Groups_Temperature Adjustment in Commercial Freezers
Commercial | Com ¦ LLLC - High Impact Application | 2019 | SC C | MW | After Competition Groups | 0.069963 | 0 | 0 | 63.445 | 0.0011027 | 38 | Commercial_2019_SC C_MW_After Competition Groups_38 | LLLC - High Impact Application | 0.1103% | 0 | 0.069963 | Commercial_2019_SC C_MW_After Competition Groups_LLLC - High Impact Application
Commercial | Com ¦ Elec Storage WH 2.30 Et | 2019 | SC C | MW | After Competition Groups | 0.069078 | 0 | 0 | 63.445 | 0.0010888 | 39 | Commercial_2019_SC C_MW_After Competition Groups_39 | Elec Storage WH 2.30 Et | 0.1089% | 0 | 0.069078 | Commercial_2019_SC C_MW_After Competition Groups_Elec Storage WH 2.30 Et
Commercial | Com ¦ Outside Air Economizer | 2019 | SC C | MW | After Competition Groups | 0.065228 | 0 | 0 | 63.445 | 0.0010281 | 40 | Commercial_2019_SC C_MW_After Competition Groups_40 | Outside Air Economizer | 0.1028% | 0 | 0.065228 | Commercial_2019_SC C_MW_After Competition Groups_Outside Air Economizer
Commercial | Com ¦ Vertical Night Covers | 2019 | SC C | MW | After Competition Groups | 0.064616 | 0 | 0 | 63.445 | 0.0010185 | 41 | Commercial_2019_SC C_MW_After Competition Groups_41 | Vertical Night Covers | 0.1018% | 0 | 0.064616 | Commercial_2019_SC C_MW_After Competition Groups_Vertical Night Covers
Commercial | Com ¦ CO Sensors for parking garage exhaust fans | 2019 | SC C | MW | After Competition Groups | 0.063797 | 0 | 0 | 63.445 | 0.0010055 | 42 | Commercial_2019_SC C_MW_After Competition Groups_42 | CO Sensors for parking garage exhaust fans | 0.1006% | 0 | 0.063797 | Commercial_2019_SC C_MW_After Competition Groups_CO Sensors for parking garage exhaust fans
Commercial | Com ¦ ENERGY STAR Steam Cookers | 2019 | SC C | MW | After Competition Groups | 0.06279 | 0 | 0 | 63.445 | 0.00098968 | 43 | Commercial_2019_SC C_MW_After Competition Groups_43 | ENERGY STAR Steam Cookers | 0.09897% | 0 | 0.06279 | Commercial_2019_SC C_MW_After Competition Groups_ENERGY STAR Steam Cookers
Commercial | Com ¦ Energy Efficient Laboratory Fume Hood | 2019 | SC C | MW | After Competition Groups | 0.050144 | 0 | 0 | 63.445 | 0.00079035 | 44 | Commercial_2019_SC C_MW_After Competition Groups_44 | Energy Efficient Laboratory Fume Hood | 0.07903% | 0 | 0.050144 | Commercial_2019_SC C_MW_After Competition Groups_Energy Efficient Laboratory Fume Hood
Commercial | Com ¦ BEVERAGE VENDING MACHINE CONTROLS | 2019 | SC C | MW | After Competition Groups | 0.049736 | 0 | 0 | 63.445 | 0.00078393 | 45 | Commercial_2019_SC C_MW_After Competition Groups_45 | BEVERAGE VENDING MACHINE CONTROLS | 0.07839% | 0 | 0.049736 | Commercial_2019_SC C_MW_After Competition Groups_BEVERAGE VENDING MACHINE CONTROLS
Commercial | Com ¦ Water Heating (DHW) Pipe Insulation (Add 3/4\ Foam)" | 2019 | SC C | MW | After Competition Groups | 0.049543 | 0 | 0 | 63.445 | 0.00078088 | 46 | Commercial_2019_SC C_MW_After Competition Groups_46 | Water Heating (DHW) Pipe Insulation (Add 3/4\ Foam)" | 0.07809% | 0 | 0.049543 | Commercial_2019_SC C_MW_After Competition Groups_Water Heating (DHW) Pipe Insulation (Add 3/4\ Foam)"
Commercial | Com ¦ ENERGY STAR Dishwasher | 2019 | SC C | MW | After Competition Groups | 0.041737 | 0 | 0 | 63.445 | 0.00065785 | 47 | Commercial_2019_SC C_MW_After Competition Groups_47 | ENERGY STAR Dishwasher | 0.06579% | 0 | 0.041737 | Commercial_2019_SC C_MW_After Competition Groups_ENERGY STAR Dishwasher
Commercial | Com ¦ Suction Pipe Insulation Freezer/Refrigerator | 2019 | SC C | MW | After Competition Groups | 0.033624 | 0 | 0 | 63.445 | 0.00052997 | 48 | Commercial_2019_SC C_MW_After Competition Groups_48 | Suction Pipe Insulation Freezer/Refrigerator | 0.053% | 0 | 0.033624 | Commercial_2019_SC C_MW_After Competition Groups_Suction Pipe Insulation Freezer/Refrigerator
Commercial | Com ¦ LLLC - Low Impact Application | 2019 | SC C | MW | After Competition Groups | 0.021003 | 0 | 0 | 63.445 | 0.00033104 | 49 | Commercial_2019_SC C_MW_After Competition Groups_49 | LLLC - Low Impact Application | 0.0331% | 0 | 0.021003 | Commercial_2019_SC C_MW_After Competition Groups_LLLC - Low Impact Application
Commercial | Com ¦ Ozone Laundry Treatment | 2019 | SC C | MW | After Competition Groups | 0.015538 | 0 | 0 | 63.445 | 0.00024491 | 50 | Commercial_2019_SC C_MW_After Competition Groups_50 | Ozone Laundry Treatment | 0.02449% | 0 | 0.015538 | Commercial_2019_SC C_MW_After Competition Groups_Ozone Laundry Treatment
Commercial | Com ¦ HVAC Optimization | 2019 | SC C | MW | After Competition Groups | 0.012516 | 0 | 0 | 63.445 | 0.00019728 | 51 | Commercial_2019_SC C_MW_After Competition Groups_51 | HVAC Optimization | 0.01973% | 0 | 0.012516 | Commercial_2019_SC C_MW_After Competition Groups_HVAC Optimization
Commercial | Com ¦ CEE Tier 2/Energy Star Clothes Washers | 2019 | SC C | MW | After Competition Groups | 0.008173 | 0 | 0 | 63.445 | 0.00012882 | 52 | Commercial_2019_SC C_MW_After Competition Groups_52 | CEE Tier 2/Energy Star Clothes Washers | 0.01288% | 0 | 0.008173 | Commercial_2019_SC C_MW_After Competition Groups_CEE Tier 2/Energy Star Clothes Washers
Commercial | Com ¦ ECM MOTORS FOR HVAC APPLICATION (FAN-POWERED VAV BOX) | 2019 | SC C | MW | After Competition Groups | 0.0078045 | 0 | 0 | 63.445 | 0.00012301 | 53 | Commercial_2019_SC C_MW_After Competition Groups_53 | ECM MOTORS FOR HVAC APPLICATION (FAN-POWERED VAV BOX) | 0.0123% | 0 | 0.0078045 | Commercial_2019_SC C_MW_After Competition Groups_ECM MOTORS FOR HVAC APPLICATION (FAN-POWERED VAV BOX)
Commercial | COM ¦ Ductless Mini-Split Heat Pumps | 2019 | SC C | MW | After Competition Groups | 0.00567 | 0 | 0 | 63.445 | 8.9369e-05 | 54 | Commercial_2019_SC C_MW_After Competition Groups_54 | Ductless Mini-Split Heat Pumps | 0.008937% | 0 | 0.00567 | Commercial_2019_SC C_MW_After Competition Groups_Ductless Mini-Split Heat Pumps
Commercial | Com ¦ Low Flow Pre-Rinse Spray Nozzle | 2019 | SC C | MW | After Competition Groups | 0.0051376 | 0 | 0 | 63.445 | 8.0977e-05 | 55 | Commercial_2019_SC C_MW_After Competition Groups_55 | Low Flow Pre-Rinse Spray Nozzle | 0.008098% | 0 | 0.0051376 | Commercial_2019_SC C_MW_After Competition Groups_Low Flow Pre-Rinse Spray Nozzle
Commercial | Com ¦ Auto Off Time Switch or Time Clock control | 2019 | SC C | MW | After Competition Groups | 0.0034483 | 0 | 0 | 63.445 | 5.4351e-05 | 56 | Commercial_2019_SC C_MW_After Competition Groups_56 | Auto Off Time Switch or Time Clock control | 0.005435% | 0 | 0.0034483 | Commercial_2019_SC C_MW_After Competition Groups_Auto Off Time Switch or Time Clock control
Commercial | Com ¦ Demand controlled Circulating Systems | 2019 | SC C | MW | After Competition Groups | 0.0033217 | 0 | 0 | 63.445 | 5.2356e-05 | 57 | Commercial_2019_SC C_MW_After Competition Groups_57 | Demand controlled Circulating Systems | 0.005236% | 0 | 0.0033217 | Commercial_2019_SC C_MW_After Competition Groups_Demand controlled Circulating Systems
Commercial | Com ¦ Commercial Hot Food Holding Cabinets | 2019 | SC C | MW | After Competition Groups | 0.0015524 | 0 | 0 | 63.445 | 2.4469e-05 | 58 | Commercial_2019_SC C_MW_After Competition Groups_58 | Commercial Hot Food Holding Cabinets | 0.002447% | 0 | 0.0015524 | Commercial_2019_SC C_MW_After Competition Groups_Commercial Hot Food Holding Cabinets
Commercial | Com ¦ High Efficiency Chiller (avg of water and air cooled) | 2019 | SC C | MW | After Competition Groups | 0.0013745 | 0 | 0 | 63.445 | 2.1664e-05 | 59 | Commercial_2019_SC C_MW_After Competition Groups_59 | High Efficiency Chiller (avg of water and air cooled) | 0.002166% | 0 | 0.0013745 | Commercial_2019_SC C_MW_After Competition Groups_High Efficiency Chiller (avg of water and air cooled)
Commercial | Com ¦ Wall Insulation | 2019 | SC C | MW | After Competition Groups | 0.0011488 | 0 | 0 | 63.445 | 1.8108e-05 | 60 | Commercial_2019_SC C_MW_After Competition Groups_60 | Wall Insulation | 0.001811% | 0 | 0.0011488 | Commercial_2019_SC C_MW_After Competition Groups_Wall Insulation
Commercial | Com ¦ Condensing Unit Heaters or other Efficient Unit Heating System | 2019 | SC C | MW | After Competition Groups | 0.001113 | 0 | 0 | 63.445 | 1.7543e-05 | 61 | Commercial_2019_SC C_MW_After Competition Groups_61 | Condensing Unit Heaters or other Efficient Unit Heating System | 0.001754% | 0 | 0.001113 | Commercial_2019_SC C_MW_After Competition Groups_Condensing Unit Heaters or other Efficient Unit Heating System
Commercial | Com ¦ VSD Air Compressor | 2019 | SC C | MW | After Competition Groups | 0.0010006 | 0 | 0 | 63.445 | 1.5771e-05 | 62 | Commercial_2019_SC C_MW_After Competition Groups_62 | VSD Air Compressor | 0.001577% | 0 | 0.0010006 | Commercial_2019_SC C_MW_After Competition Groups_VSD Air Compressor
Commercial | Com ¦ Air Curtains | 2019 | SC C | MW | After Competition Groups | 0.00094689 | 0 | 0 | 63.445 | 1.4925e-05 | 63 | Commercial_2019_SC C_MW_After Competition Groups_63 | Air Curtains | 0.001492% | 0 | 0.00094689 | Commercial_2019_SC C_MW_After Competition Groups_Air Curtains
Commercial | Com ¦ EC Plug Fan for Data Center (under cabinet) | 2019 | SC C | MW | After Competition Groups | 6.5448e-05 | 0 | 0 | 63.445 | 1.0316e-06 | 64 | Commercial_2019_SC C_MW_After Competition Groups_64 | EC Plug Fan for Data Center (under cabinet) | 0.0001032% | 0 | 6.5448e-05 | Commercial_2019_SC C_MW_After Competition Groups_EC Plug Fan for Data Center (under cabinet)
Commercial | Com ¦ Energy Recovery Ventilation and Ventilation (Enhanced) | 2019 | SC C | MW | After Competition Groups | 3.9733e-05 | 0 | 0 | 63.445 | 6.2626e-07 | 65 | Commercial_2019_SC C_MW_After Competition Groups_65 | Energy Recovery Ventilation and Ventilation (Enhanced) | 6.263e-05% | 0 | 3.9733e-05 | Commercial_2019_SC C_MW_After Competition Groups_Energy Recovery Ventilation and Ventilation (Enhanced)
Commercial | Com ¦ Electric Convection Combination Ovens | 2019 | SC C | MW | After Competition Groups | 2.1425e-05 | 0 | 0 | 63.445 | 3.377e-07 | 66 | Commercial_2019_SC C_MW_After Competition Groups_66 | Electric Convection Combination Ovens | 3.377e-05% | 0 | 2.1425e-05 | Commercial_2019_SC C_MW_After Competition Groups_Electric Convection Combination Ovens
Commercial | Com ¦ High Efficiency Small Instantaneous Water Heater | 2019 | SC C | MW | After Competition Groups | 4.2236e-35 | 0 | 0 | 63.445 | 6.6572e-37 | 67 | Commercial_2019_SC C_MW_After Competition Groups_67 | High Efficiency Small Instantaneous Water Heater | 6.657e-35% | 0 | 4.2236e-35 | Commercial_2019_SC C_MW_After Competition Groups_High Efficiency Small Instantaneous Water Heater
Commercial | Com ¦ Condensing Make Up Air Unit | 2019 | SC C | MW | After Competition Groups | 0 | 0 | 0 | 63.445 | 0 | 68 | Commercial_2019_SC C_MW_After Competition Groups_68 | Condensing Make Up Air Unit | 0% | 0 | 0 | Commercial_2019_SC C_MW_After Competition Groups_Condensing Make Up Air Unit
Commercial | Com ¦ Door Gasket Freezer/Refrigerator | 2019 | SC C | MW | After Competition Groups | 0 | 0 | 0 | 63.445 | 0 | 69 | Commercial_2019_SC C_MW_After Competition Groups_69 | Door Gasket Freezer/Refrigerator | 0% | 0 | 0 | Commercial_2019_SC C_MW_After Competition Groups_Door Gasket Freezer/Refrigerator
Commercial | Com ¦ Efficient compressor motor | 2019 | SC C | MW | After Competition Groups | 0 | 0 | 0 | 63.445 | 0 | 70 | Commercial_2019_SC C_MW_After Competition Groups_70 | Efficient compressor motor | 0% | 0 | 0 | Commercial_2019_SC C_MW_After Competition Groups_Efficient compressor motor
Commercial | Com ¦ Indoor Daylight Sensors/Photocell Dimming Control | 2019 | SC C | MW | After Competition Groups | 0 | 0 | 0 | 63.445 | 0 | 71 | Commercial_2019_SC C_MW_After Competition Groups_71 | Indoor Daylight Sensors/Photocell Dimming Control | 0% | 0 | 0 | Commercial_2019_SC C_MW_After Competition Groups_Indoor Daylight Sensors/Photocell Dimming Control
Commercial | Com ¦ LED RECESSED DOWNLIGHTS | 2019 | SC C | MW | After Competition Groups | 0 | 0 | 0 | 63.445 | 0 | 72 | Commercial_2019_SC C_MW_After Competition Groups_72 | LED RECESSED DOWNLIGHTS | 0% | 0 | 0 | Commercial_2019_SC C_MW_After Competition Groups_LED RECESSED DOWNLIGHTS
Commercial | Com ¦ Networked/Connected - High Impact Application | 2019 | SC C | MW | After Competition Groups | 0 | 0 | 0 | 63.445 | 0 | 73 | Commercial_2019_SC C_MW_After Competition Groups_73 | Networked/Connected - High Impact Application | 0% | 0 | 0 | Commercial_2019_SC C_MW_After Competition Groups_Networked/Connected - High Impact Application
Commercial | Com ¦ Networked/Connected - Low Impact Application | 2019 | SC C | MW | After Competition Groups | 0 | 0 | 0 | 63.445 | 0 | 74 | Commercial_2019_SC C_MW_After Competition Groups_74 | Networked/Connected - Low Impact Application | 0% | 0 | 0 | Commercial_2019_SC C_MW_After Competition Groups_Networked/Connected - Low Impact Application
Commercial | Com ¦ Notched V belts for HVAC Systems | 2019 | SC C | MW | After Competition Groups | 0 | 0 | 0 | 63.445 | 0 | 75 | Commercial_2019_SC C_MW_After Competition Groups_75 | Notched V belts for HVAC Systems | 0% | 0 | 0 | Commercial_2019_SC C_MW_After Competition Groups_Notched V belts for HVAC Systems
Commercial | Com ¦ PTAC (12 EER/10,000 BTU) | 2019 | SC C | MW | After Competition Groups | 0 | 0 | 0 | 63.445 | 0 | 76 | Commercial_2019_SC C_MW_After Competition Groups_76 | PTAC (12 EER/10,000 BTU) | 0% | 0 | 0 | Commercial_2019_SC C_MW_After Competition Groups_PTAC (12 EER/10,000 BTU)
Commercial | Com ¦ Refrigerated Display Case Doors | 2019 | SC C | MW | After Competition Groups | 0 | 0 | 0 | 63.445 | 0 | 77 | Commercial_2019_SC C_MW_After Competition Groups_77 | Refrigerated Display Case Doors | 0% | 0 | 0 | Commercial_2019_SC C_MW_After Competition Groups_Refrigerated Display Case Doors
Commercial | Com ¦ Room AC (w/ louvered sides) 14 SEER from 12 SEER code | 2019 | SC C | MW | After Competition Groups | 0 | 0 | 0 | 63.445 | 0 | 78 | Commercial_2019_SC C_MW_After Competition Groups_78 | Room AC (w/ louvered sides) 14 SEER from 12 SEER code | 0% | 0 | 0 | Commercial_2019_SC C_MW_After Competition Groups_Room AC (w/ louvered sides) 14 SEER from 12 SEER code
Commercial | Com ¦ Solar Water Preheat (Pools/DHW) | 2019 | SC C | MW | After Competition Groups | 0 | 0 | 0 | 63.445 | 0 | 79 | Commercial_2019_SC C_MW_After Competition Groups_79 | Solar Water Preheat (Pools/DHW) | 0% | 0 | 0 | Commercial_2019_SC C_MW_After Competition Groups_Solar Water Preheat (Pools/DHW)
Commercial | Com ¦ Variable Refrigerant Flow Heat Pump | 2019 | SC C | MW | After Competition Groups | 0 | 0 | 0 | 63.445 | 0 | 80 | Commercial_2019_SC C_MW_After Competition Groups_80 | Variable Refrigerant Flow Heat Pump | 0% | 0 | 0 | Commercial_2019_SC C_MW_After Competition Groups_Variable Refrigerant Flow Heat Pump
Commercial | Com ¦ ENERGY STAR LED LAMPS (REFLECTOR LAMPs/MR16/PAR 16) | 2019 | SC D | MW | After Competition Groups | 16.1674 | 10442038.0293 | 10.442 | 61.8623 | 0.26134 | 1 | Commercial_2019_SC D_MW_After Competition Groups_1 | ENERGY STAR LED LAMPS (REFLECTOR LAMPs/MR16/PAR 16) | 26.13% | 10.442 | 16.1674 | Commercial_2019_SC D_MW_After Competition Groups_ENERGY STAR LED LAMPS (REFLECTOR LAMPs/MR16/PAR 16)
Commercial | Com ¦ LED Replacement Lamp (Tube) | 2019 | SC D | MW | After Competition Groups | 5.998 | 3011559.7483 | 3.0116 | 61.8623 | 0.096957 | 2 | Commercial_2019_SC D_MW_After Competition Groups_2 | LED Replacement Lamp (Tube) | 9.696% | 3.0116 | 5.998 | Commercial_2019_SC D_MW_After Competition Groups_LED Replacement Lamp (Tube)
Commercial | Com ¦ ENERGY STAR LED LAMPS (General Service Lamps) | 2019 | SC D | MW | After Competition Groups | 4.2635 | 2847267.4653 | 2.8473 | 61.8623 | 0.068918 | 3 | Commercial_2019_SC D_MW_After Competition Groups_3 | ENERGY STAR LED LAMPS (General Service Lamps) | 6.892% | 2.8473 | 4.2635 | Commercial_2019_SC D_MW_After Competition Groups_ENERGY STAR LED LAMPS (General Service Lamps)
Commercial | Com ¦ High Efficiency Air Source Heat Pump | 2019 | SC D | MW | After Competition Groups | 4.1853 | 807814.7818 | 0.80781 | 61.8623 | 0.067655 | 4 | Commercial_2019_SC D_MW_After Competition Groups_4 | High Efficiency Air Source Heat Pump | 6.766% | 0.80781 | 4.1853 | Commercial_2019_SC D_MW_After Competition Groups_High Efficiency Air Source Heat Pump
Commercial | Com ¦ LED Low/High Bay | 2019 | SC D | MW | After Competition Groups | 3.6409 | 6604704.6694 | 6.6047 | 61.8623 | 0.058855 | 5 | Commercial_2019_SC D_MW_After Competition Groups_5 | LED Low/High Bay | 5.886% | 6.6047 | 3.6409 | Commercial_2019_SC D_MW_After Competition Groups_LED Low/High Bay
Commercial | Com ¦ Data Center Storage/Server Virtualization | 2019 | SC D | MW | After Competition Groups | 3.3149 | 0 | 0 | 61.8623 | 0.053586 | 6 | Commercial_2019_SC D_MW_After Competition Groups_6 | Data Center Storage/Server Virtualization | 5.359% | 0 | 3.3149 | Commercial_2019_SC D_MW_After Competition Groups_Data Center Storage/Server Virtualization
Commercial | Com ¦ Building Recommissioning, Operations and Maintenance (O&M) Improvements | 2019 | SC D | MW | After Competition Groups | 2.684 | 2030501.5574 | 2.0305 | 61.8623 | 0.043386 | 7 | Commercial_2019_SC D_MW_After Competition Groups_7 | Building Recommissioning, Operations and Maintenance (O&M) Improvements | 4.339% | 2.0305 | 2.684 | Commercial_2019_SC D_MW_After Competition Groups_Building Recommissioning, Operations and Maintenance (O&M) Improvements
Commercial | Com ¦ Education and Capacity Building/Energy Behavior | 2019 | SC D | MW | After Competition Groups | 2.4813 | 937439.9246 | 0.93744 | 61.8623 | 0.04011 | 8 | Commercial_2019_SC D_MW_After Competition Groups_8 | Education and Capacity Building/Energy Behavior | 4.011% | 0.93744 | 2.4813 | Commercial_2019_SC D_MW_After Competition Groups_Education and Capacity Building/Energy Behavior
Commercial | Com ¦ LED or Equivalent Sign Lighting | 2019 | SC D | MW | After Competition Groups | 2.0352 | 2538370.4482 | 2.5384 | 61.8623 | 0.032899 | 9 | Commercial_2019_SC D_MW_After Competition Groups_9 | LED or Equivalent Sign Lighting | 3.29% | 2.5384 | 2.0352 | Commercial_2019_SC D_MW_After Competition Groups_LED or Equivalent Sign Lighting
Commercial | Com ¦ Advanced BAS/Controllers | 2019 | SC D | MW | After Competition Groups | 1.9506 | 2223498.5048 | 2.2235 | 61.8623 | 0.031531 | 10 | Commercial_2019_SC D_MW_After Competition Groups_10 | Advanced BAS/Controllers | 3.153% | 2.2235 | 1.9506 | Commercial_2019_SC D_MW_After Competition Groups_Advanced BAS/Controllers
Commercial | Com ¦ LED Troffer/Surface/Suspended | 2019 | SC D | MW | After Competition Groups | 1.8424 | 4200113.4262 | 4.2001 | 61.8623 | 0.029782 | 11 | Commercial_2019_SC D_MW_After Competition Groups_11 | LED Troffer/Surface/Suspended | 2.978% | 4.2001 | 1.8424 | Commercial_2019_SC D_MW_After Competition Groups_LED Troffer/Surface/Suspended
Commercial | Com ¦ Reach-in Shaded Pole to ECM/PSC Evaporator Fan Motor | 2019 | SC D | MW | After Competition Groups | 1.6063 | 1910268.4574 | 1.9103 | 61.8623 | 0.025965 | 12 | Commercial_2019_SC D_MW_After Competition Groups_12 | Reach-in Shaded Pole to ECM/PSC Evaporator Fan Motor | 2.597% | 1.9103 | 1.6063 | Commercial_2019_SC D_MW_After Competition Groups_Reach-in Shaded Pole to ECM/PSC Evaporator Fan Motor
Commercial | Com ¦ Adaptive Thermostats | 2019 | SC D | MW | After Competition Groups | 1.1021 | 1397921.4916 | 1.3979 | 61.8623 | 0.017815 | 13 | Commercial_2019_SC D_MW_After Competition Groups_13 | Adaptive Thermostats | 1.781% | 1.3979 | 1.1021 | Commercial_2019_SC D_MW_After Competition Groups_Adaptive Thermostats
Commercial | Com ¦ Strip Curtains | 2019 | SC D | MW | After Competition Groups | 1.0547 | 70173.9079 | 0.070174 | 61.8623 | 0.01705 | 14 | Commercial_2019_SC D_MW_After Competition Groups_14 | Strip Curtains | 1.705% | 0.070174 | 1.0547 | Commercial_2019_SC D_MW_After Competition Groups_Strip Curtains
Commercial | Com ¦ Chilled Water Optimization | 2019 | SC D | MW | After Competition Groups | 1.0285 | 1058830.9735 | 1.0588 | 61.8623 | 0.016626 | 15 | Commercial_2019_SC D_MW_After Competition Groups_15 | Chilled Water Optimization | 1.663% | 1.0588 | 1.0285 | Commercial_2019_SC D_MW_After Competition Groups_Chilled Water Optimization
Commercial | Com ¦ Unitary Air-Conditioning Unit | 2019 | SC D | MW | After Competition Groups | 0.98706 | 1103218.9667 | 1.1032 | 61.8623 | 0.015956 | 16 | Commercial_2019_SC D_MW_After Competition Groups_16 | Unitary Air-Conditioning Unit | 1.596% | 1.1032 | 0.98706 | Commercial_2019_SC D_MW_After Competition Groups_Unitary Air-Conditioning Unit
Commercial | Com ¦ LED parking lot fixture | 2019 | SC D | MW | After Competition Groups | 0.75119 | 7071702.2256 | 7.0717 | 61.8623 | 0.012143 | 17 | Commercial_2019_SC D_MW_After Competition Groups_17 | LED parking lot fixture | 1.214% | 7.0717 | 0.75119 | Commercial_2019_SC D_MW_After Competition Groups_LED parking lot fixture
Commercial | Com ¦ Furnace Tune-Up | 2019 | SC D | MW | After Competition Groups | 0.70396 | 40957.7866 | 0.040958 | 61.8623 | 0.01138 | 18 | Commercial_2019_SC D_MW_After Competition Groups_18 | Furnace Tune-Up | 1.138% | 0.040958 | 0.70396 | Commercial_2019_SC D_MW_After Competition Groups_Furnace Tune-Up
Commercial | Com ¦ LED EXTERIOR AREA LIGHTS - LED fixture (200W) | 2019 | SC D | MW | After Competition Groups | 0.67028 | 0 | 0 | 61.8623 | 0.010835 | 19 | Commercial_2019_SC D_MW_After Competition Groups_19 | LED EXTERIOR AREA LIGHTS - LED fixture (200W) | 1.084% | 0 | 0.67028 | Commercial_2019_SC D_MW_After Competition Groups_LED EXTERIOR AREA LIGHTS - LED fixture (200W)
Commercial | Com ¦ Centrally controlled desktop PC/NETWORK PC POWER MANAGEMENT SOFTWARE | 2019 | SC D | MW | After Competition Groups | 0.57614 | 306781.837 | 0.30678 | 61.8623 | 0.0093132 | 20 | Commercial_2019_SC D_MW_After Competition Groups_20 | Centrally controlled desktop PC/NETWORK PC POWER MANAGEMENT SOFTWARE | 0.9313% | 0.30678 | 0.57614 | Commercial_2019_SC D_MW_After Competition Groups_Centrally controlled desktop PC/NETWORK PC POWER MANAGEMENT SOFTWARE
Commercial | Com ¦ Refrigerated Display Case LED | 2019 | SC D | MW | After Competition Groups | 0.54338 | 562153.6672 | 0.56215 | 61.8623 | 0.0087836 | 21 | Commercial_2019_SC D_MW_After Competition Groups_21 | Refrigerated Display Case LED | 0.8784% | 0.56215 | 0.54338 | Commercial_2019_SC D_MW_After Competition Groups_Refrigerated Display Case LED
Commercial | Com ¦ Variable Frequency Drive (VFD) | 2019 | SC D | MW | After Competition Groups | 0.48363 | 516735.3362 | 0.51674 | 61.8623 | 0.0078178 | 22 | Commercial_2019_SC D_MW_After Competition Groups_22 | Variable Frequency Drive (VFD) | 0.7818% | 0.51674 | 0.48363 | Commercial_2019_SC D_MW_After Competition Groups_Variable Frequency Drive (VFD)
Commercial | Com ¦ VFD on Pumps | 2019 | SC D | MW | After Competition Groups | 0.4497 | 501210.7105 | 0.50121 | 61.8623 | 0.0072694 | 23 | Commercial_2019_SC D_MW_After Competition Groups_23 | VFD on Pumps | 0.7269% | 0.50121 | 0.4497 | Commercial_2019_SC D_MW_After Competition Groups_VFD on Pumps
Commercial | Com ¦ Demand Control Ventilation | 2019 | SC D | MW | After Competition Groups | 0.38819 | 326017.5462 | 0.32602 | 61.8623 | 0.006275 | 24 | Commercial_2019_SC D_MW_After Competition Groups_24 | Demand Control Ventilation | 0.6275% | 0.32602 | 0.38819 | Commercial_2019_SC D_MW_After Competition Groups_Demand Control Ventilation
Commercial | Com ¦ ENERGY STAR Griddle (74% eff) | 2019 | SC D | MW | After Competition Groups | 0.34399 | 203018.0289 | 0.20302 | 61.8623 | 0.0055605 | 25 | Commercial_2019_SC D_MW_After Competition Groups_25 | ENERGY STAR Griddle (74% eff) | 0.5561% | 0.20302 | 0.34399 | Commercial_2019_SC D_MW_After Competition Groups_ENERGY STAR Griddle (74% eff)
Commercial | Com ¦ LED street light fixture | 2019 | SC D | MW | After Competition Groups | 0.30587 | 0 | 0 | 61.8623 | 0.0049444 | 26 | Commercial_2019_SC D_MW_After Competition Groups_26 | LED street light fixture | 0.4944% | 0 | 0.30587 | Commercial_2019_SC D_MW_After Competition Groups_LED street light fixture
Commercial | Com ¦ ECM MOTORS FOR EVAPORATOR FANS for refrigeration (WALK-IN) | 2019 | SC D | MW | After Competition Groups | 0.252 | 408245.3957 | 0.40825 | 61.8623 | 0.0040736 | 27 | Commercial_2019_SC D_MW_After Competition Groups_27 | ECM MOTORS FOR EVAPORATOR FANS for refrigeration (WALK-IN) | 0.4074% | 0.40825 | 0.252 | Commercial_2019_SC D_MW_After Competition Groups_ECM MOTORS FOR EVAPORATOR FANS for refrigeration (WALK-IN)
Commercial | Com ¦ Air Handler with Dedicated Outdoor Air Systems | 2019 | SC D | MW | After Competition Groups | 0.22097 | 88933.2014 | 0.088933 | 61.8623 | 0.003572 | 28 | Commercial_2019_SC D_MW_After Competition Groups_28 | Air Handler with Dedicated Outdoor Air Systems | 0.3572% | 0.088933 | 0.22097 | Commercial_2019_SC D_MW_After Competition Groups_Air Handler with Dedicated Outdoor Air Systems
Commercial | Com ¦ Evaporator Fan Controls | 2019 | SC D | MW | After Competition Groups | 0.21372 | 69991.5463 | 0.069992 | 61.8623 | 0.0034548 | 29 | Commercial_2019_SC D_MW_After Competition Groups_29 | Evaporator Fan Controls | 0.3455% | 0.069992 | 0.21372 | Commercial_2019_SC D_MW_After Competition Groups_Evaporator Fan Controls
Commercial | Com ¦ Occupancy Sensors | 2019 | SC D | MW | After Competition Groups | 0.19904 | 3096.8014 | 0.0030968 | 61.8623 | 0.0032175 | 30 | Commercial_2019_SC D_MW_After Competition Groups_30 | Occupancy Sensors | 0.3217% | 0.0030968 | 0.19904 | Commercial_2019_SC D_MW_After Competition Groups_Occupancy Sensors
Commercial | Com ¦ Freezer Case Light Sensor | 2019 | SC D | MW | After Competition Groups | 0.16694 | 288838.007 | 0.28884 | 61.8623 | 0.0026986 | 31 | Commercial_2019_SC D_MW_After Competition Groups_31 | Freezer Case Light Sensor | 0.2699% | 0.28884 | 0.16694 | Commercial_2019_SC D_MW_After Competition Groups_Freezer Case Light Sensor
Commercial | Com ¦ Demand Control Kitchen Ventilation | 2019 | SC D | MW | After Competition Groups | 0.16142 | 265731.9228 | 0.26573 | 61.8623 | 0.0026094 | 32 | Commercial_2019_SC D_MW_After Competition Groups_32 | Demand Control Kitchen Ventilation | 0.2609% | 0.26573 | 0.16142 | Commercial_2019_SC D_MW_After Competition Groups_Demand Control Kitchen Ventilation
Commercial | Com ¦ Duct Insulation, R8 | 2019 | SC D | MW | After Competition Groups | 0.12974 | 134141.2483 | 0.13414 | 61.8623 | 0.0020972 | 33 | Commercial_2019_SC D_MW_After Competition Groups_33 | Duct Insulation, R8 | 0.2097% | 0.13414 | 0.12974 | Commercial_2019_SC D_MW_After Competition Groups_Duct Insulation, R8
Commercial | Com ¦ Thermostat Setback | 2019 | SC D | MW | After Competition Groups | 0.1281 | 0 | 0 | 61.8623 | 0.0020707 | 34 | Commercial_2019_SC D_MW_After Competition Groups_34 | Thermostat Setback | 0.2071% | 0 | 0.1281 | Commercial_2019_SC D_MW_After Competition Groups_Thermostat Setback
Commercial | Com ¦ ENERGY STAR Fryer (84% eff) | 2019 | SC D | MW | After Competition Groups | 0.098091 | 102221.7417 | 0.10222 | 61.8623 | 0.0015856 | 35 | Commercial_2019_SC D_MW_After Competition Groups_35 | ENERGY STAR Fryer (84% eff) | 0.1586% | 0.10222 | 0.098091 | Commercial_2019_SC D_MW_After Competition Groups_ENERGY STAR Fryer (84% eff)
Commercial | Com ¦ Water Source Heat Pump (4 ton) | 2019 | SC D | MW | After Competition Groups | 0.07859 | 96192.6185 | 0.096193 | 61.8623 | 0.0012704 | 36 | Commercial_2019_SC D_MW_After Competition Groups_36 | Water Source Heat Pump (4 ton) | 0.127% | 0.096193 | 0.07859 | Commercial_2019_SC D_MW_After Competition Groups_Water Source Heat Pump (4 ton)
Commercial | Com ¦ Temperature Adjustment in Commercial Freezers | 2019 | SC D | MW | After Competition Groups | 0.078199 | 0 | 0 | 61.8623 | 0.0012641 | 37 | Commercial_2019_SC D_MW_After Competition Groups_37 | Temperature Adjustment in Commercial Freezers | 0.1264% | 0 | 0.078199 | Commercial_2019_SC D_MW_After Competition Groups_Temperature Adjustment in Commercial Freezers
Commercial | Com ¦ Outside Air Economizer | 2019 | SC D | MW | After Competition Groups | 0.065228 | 60420.808 | 0.060421 | 61.8623 | 0.0010544 | 38 | Commercial_2019_SC D_MW_After Competition Groups_38 | Outside Air Economizer | 0.1054% | 0.060421 | 0.065228 | Commercial_2019_SC D_MW_After Competition Groups_Outside Air Economizer
Commercial | Com ¦ Elec Storage WH 2.30 Et | 2019 | SC D | MW | After Competition Groups | 0.062621 | 123697.8407 | 0.1237 | 61.8623 | 0.0010123 | 39 | Commercial_2019_SC D_MW_After Competition Groups_39 | Elec Storage WH 2.30 Et | 0.1012% | 0.1237 | 0.062621 | Commercial_2019_SC D_MW_After Competition Groups_Elec Storage WH 2.30 Et
Commercial | Com ¦ ENERGY STAR Steam Cookers | 2019 | SC D | MW | After Competition Groups | 0.062451 | 64550.8501 | 0.064551 | 61.8623 | 0.0010095 | 40 | Commercial_2019_SC D_MW_After Competition Groups_40 | ENERGY STAR Steam Cookers | 0.101% | 0.064551 | 0.062451 | Commercial_2019_SC D_MW_After Competition Groups_ENERGY STAR Steam Cookers
Commercial | Com ¦ Vertical Night Covers | 2019 | SC D | MW | After Competition Groups | 0.062265 | 33154.633 | 0.033155 | 61.8623 | 0.0010065 | 41 | Commercial_2019_SC D_MW_After Competition Groups_41 | Vertical Night Covers | 0.1007% | 0.033155 | 0.062265 | Commercial_2019_SC D_MW_After Competition Groups_Vertical Night Covers
Commercial | Com ¦ CO Sensors for parking garage exhaust fans | 2019 | SC D | MW | After Competition Groups | 0.053054 | 64936.5552 | 0.064937 | 61.8623 | 0.00085761 | 42 | Commercial_2019_SC D_MW_After Competition Groups_42 | CO Sensors for parking garage exhaust fans | 0.08576% | 0.064937 | 0.053054 | Commercial_2019_SC D_MW_After Competition Groups_CO Sensors for parking garage exhaust fans
Commercial | Com ¦ BEVERAGE VENDING MACHINE CONTROLS | 2019 | SC D | MW | After Competition Groups | 0.048083 | 25603.1844 | 0.025603 | 61.8623 | 0.00077726 | 43 | Commercial_2019_SC D_MW_After Competition Groups_43 | BEVERAGE VENDING MACHINE CONTROLS | 0.07773% | 0.025603 | 0.048083 | Commercial_2019_SC D_MW_After Competition Groups_BEVERAGE VENDING MACHINE CONTROLS
Commercial | Com ¦ Water Heating (DHW) Pipe Insulation (Add 3/4\ Foam)" | 2019 | SC D | MW | After Competition Groups | 0.047583 | 58240.0859 | 0.05824 | 61.8623 | 0.00076917 | 44 | Commercial_2019_SC D_MW_After Competition Groups_44 | Water Heating (DHW) Pipe Insulation (Add 3/4\ Foam)" | 0.07692% | 0.05824 | 0.047583 | Commercial_2019_SC D_MW_After Competition Groups_Water Heating (DHW) Pipe Insulation (Add 3/4\ Foam)"
Commercial | Com ¦ Energy Efficient Laboratory Fume Hood | 2019 | SC D | MW | After Competition Groups | 0.043009 | 62090.7027 | 0.062091 | 61.8623 | 0.00069524 | 45 | Commercial_2019_SC D_MW_After Competition Groups_45 | Energy Efficient Laboratory Fume Hood | 0.06952% | 0.062091 | 0.043009 | Commercial_2019_SC D_MW_After Competition Groups_Energy Efficient Laboratory Fume Hood
Commercial | Com ¦ ENERGY STAR Dishwasher | 2019 | SC D | MW | After Competition Groups | 0.036758 | 23187.7741 | 0.023188 | 61.8623 | 0.00059418 | 46 | Commercial_2019_SC D_MW_After Competition Groups_46 | ENERGY STAR Dishwasher | 0.05942% | 0.023188 | 0.036758 | Commercial_2019_SC D_MW_After Competition Groups_ENERGY STAR Dishwasher
Commercial | Com ¦ Suction Pipe Insulation Freezer/Refrigerator | 2019 | SC D | MW | After Competition Groups | 0.03156 | 31404.3719 | 0.031404 | 61.8623 | 0.00051017 | 47 | Commercial_2019_SC D_MW_After Competition Groups_47 | Suction Pipe Insulation Freezer/Refrigerator | 0.05102% | 0.031404 | 0.03156 | Commercial_2019_SC D_MW_After Competition Groups_Suction Pipe Insulation Freezer/Refrigerator
Commercial | Com ¦ HVAC Optimization | 2019 | SC D | MW | After Competition Groups | 0.012516 | 410.1731 | 0.00041017 | 61.8623 | 0.00020232 | 48 | Commercial_2019_SC D_MW_After Competition Groups_48 | HVAC Optimization | 0.02023% | 0.00041017 | 0.012516 | Commercial_2019_SC D_MW_After Competition Groups_HVAC Optimization
Commercial | Com ¦ Ozone Laundry Treatment | 2019 | SC D | MW | After Competition Groups | 0.011749 | 14115.9199 | 0.014116 | 61.8623 | 0.00018992 | 49 | Commercial_2019_SC D_MW_After Competition Groups_49 | Ozone Laundry Treatment | 0.01899% | 0.014116 | 0.011749 | Commercial_2019_SC D_MW_After Competition Groups_Ozone Laundry Treatment
Commercial | Com ¦ CEE Tier 2/Energy Star Clothes Washers | 2019 | SC D | MW | After Competition Groups | 0.0077675 | 5538.9149 | 0.0055389 | 61.8623 | 0.00012556 | 50 | Commercial_2019_SC D_MW_After Competition Groups_50 | CEE Tier 2/Energy Star Clothes Washers | 0.01256% | 0.0055389 | 0.0077675 | Commercial_2019_SC D_MW_After Competition Groups_CEE Tier 2/Energy Star Clothes Washers
Commercial | Com ¦ ECM MOTORS FOR HVAC APPLICATION (FAN-POWERED VAV BOX) | 2019 | SC D | MW | After Competition Groups | 0.0075293 | 9731.1298 | 0.0097311 | 61.8623 | 0.00012171 | 51 | Commercial_2019_SC D_MW_After Competition Groups_51 | ECM MOTORS FOR HVAC APPLICATION (FAN-POWERED VAV BOX) | 0.01217% | 0.0097311 | 0.0075293 | Commercial_2019_SC D_MW_After Competition Groups_ECM MOTORS FOR HVAC APPLICATION (FAN-POWERED VAV BOX)
Commercial | COM ¦ Ductless Mini-Split Heat Pumps | 2019 | SC D | MW | After Competition Groups | 0.00567 | 51.1269 | 5.1127e-05 | 61.8623 | 9.1655e-05 | 52 | Commercial_2019_SC D_MW_After Competition Groups_52 | Ductless Mini-Split Heat Pumps | 0.009165% | 5.1127e-05 | 0.00567 | Commercial_2019_SC D_MW_After Competition Groups_Ductless Mini-Split Heat Pumps
Commercial | Com ¦ Low Flow Pre-Rinse Spray Nozzle | 2019 | SC D | MW | After Competition Groups | 0.005123 | 2430.5026 | 0.0024305 | 61.8623 | 8.2814e-05 | 53 | Commercial_2019_SC D_MW_After Competition Groups_53 | Low Flow Pre-Rinse Spray Nozzle | 0.008281% | 0.0024305 | 0.005123 | Commercial_2019_SC D_MW_After Competition Groups_Low Flow Pre-Rinse Spray Nozzle
Commercial | Com ¦ Auto Off Time Switch or Time Clock control | 2019 | SC D | MW | After Competition Groups | 0.0034483 | 26.9347 | 2.6935e-05 | 61.8623 | 5.5742e-05 | 54 | Commercial_2019_SC D_MW_After Competition Groups_54 | Auto Off Time Switch or Time Clock control | 0.005574% | 2.6935e-05 | 0.0034483 | Commercial_2019_SC D_MW_After Competition Groups_Auto Off Time Switch or Time Clock control
Commercial | Com ¦ Demand controlled Circulating Systems | 2019 | SC D | MW | After Competition Groups | 0.0032799 | 4317.1977 | 0.0043172 | 61.8623 | 5.3019e-05 | 55 | Commercial_2019_SC D_MW_After Competition Groups_55 | Demand controlled Circulating Systems | 0.005302% | 0.0043172 | 0.0032799 | Commercial_2019_SC D_MW_After Competition Groups_Demand controlled Circulating Systems
Commercial | Com ¦ Commercial Hot Food Holding Cabinets | 2019 | SC D | MW | After Competition Groups | 0.0015524 | 777.34 | 0.00077734 | 61.8623 | 2.5095e-05 | 56 | Commercial_2019_SC D_MW_After Competition Groups_56 | Commercial Hot Food Holding Cabinets | 0.00251% | 0.00077734 | 0.0015524 | Commercial_2019_SC D_MW_After Competition Groups_Commercial Hot Food Holding Cabinets
Commercial | Com ¦ Condensing Unit Heaters or other Efficient Unit Heating System | 2019 | SC D | MW | After Competition Groups | 0.0011095 | 0 | 0 | 61.8623 | 1.7936e-05 | 57 | Commercial_2019_SC D_MW_After Competition Groups_57 | Condensing Unit Heaters or other Efficient Unit Heating System | 0.001794% | 0 | 0.0011095 | Commercial_2019_SC D_MW_After Competition Groups_Condensing Unit Heaters or other Efficient Unit Heating System
Commercial | Com ¦ Wall Insulation | 2019 | SC D | MW | After Competition Groups | 0.0010491 | 0 | 0 | 61.8623 | 1.6958e-05 | 58 | Commercial_2019_SC D_MW_After Competition Groups_58 | Wall Insulation | 0.001696% | 0 | 0.0010491 | Commercial_2019_SC D_MW_After Competition Groups_Wall Insulation
Commercial | Com ¦ VSD Air Compressor | 2019 | SC D | MW | After Competition Groups | 0.0010006 | 279.2945 | 0.00027929 | 61.8623 | 1.6175e-05 | 59 | Commercial_2019_SC D_MW_After Competition Groups_59 | VSD Air Compressor | 0.001617% | 0.00027929 | 0.0010006 | Commercial_2019_SC D_MW_After Competition Groups_VSD Air Compressor
Commercial | Com ¦ High Efficiency Chiller (avg of water and air cooled) | 2019 | SC D | MW | After Competition Groups | 0.00093659 | 1469.0585 | 0.0014691 | 61.8623 | 1.514e-05 | 60 | Commercial_2019_SC D_MW_After Competition Groups_60 | High Efficiency Chiller (avg of water and air cooled) | 0.001514% | 0.0014691 | 0.00093659 | Commercial_2019_SC D_MW_After Competition Groups_High Efficiency Chiller (avg of water and air cooled)
Commercial | Com ¦ Air Curtains | 2019 | SC D | MW | After Competition Groups | 0.00085118 | 1042.368 | 0.0010424 | 61.8623 | 1.3759e-05 | 61 | Commercial_2019_SC D_MW_After Competition Groups_61 | Air Curtains | 0.001376% | 0.0010424 | 0.00085118 | Commercial_2019_SC D_MW_After Competition Groups_Air Curtains
Commercial | Com ¦ LLLC - High Impact Application | 2019 | SC D | MW | After Competition Groups | 0.0007535 | 1304.2235 | 0.0013042 | 61.8623 | 1.218e-05 | 62 | Commercial_2019_SC D_MW_After Competition Groups_62 | LLLC - High Impact Application | 0.001218% | 0.0013042 | 0.0007535 | Commercial_2019_SC D_MW_After Competition Groups_LLLC - High Impact Application
Commercial | Com ¦ EC Plug Fan for Data Center (under cabinet) | 2019 | SC D | MW | After Competition Groups | 5.9341e-05 | 85.668 | 8.5668e-05 | 61.8623 | 9.5924e-07 | 63 | Commercial_2019_SC D_MW_After Competition Groups_63 | EC Plug Fan for Data Center (under cabinet) | 9.592e-05% | 8.5668e-05 | 5.9341e-05 | Commercial_2019_SC D_MW_After Competition Groups_EC Plug Fan for Data Center (under cabinet)
Commercial | Com ¦ Electric Convection Combination Ovens | 2019 | SC D | MW | After Competition Groups | 2.1425e-05 | 2.9952 | 2.9952e-06 | 61.8623 | 3.4634e-07 | 64 | Commercial_2019_SC D_MW_After Competition Groups_64 | Electric Convection Combination Ovens | 3.463e-05% | 2.9952e-06 | 2.1425e-05 | Commercial_2019_SC D_MW_After Competition Groups_Electric Convection Combination Ovens
Commercial | Com ¦ Energy Recovery Ventilation and Ventilation (Enhanced) | 2019 | SC D | MW | After Competition Groups | 7.7678e-06 | 0 | 0 | 61.8623 | 1.2557e-07 | 65 | Commercial_2019_SC D_MW_After Competition Groups_65 | Energy Recovery Ventilation and Ventilation (Enhanced) | 1.256e-05% | 0 | 7.7678e-06 | Commercial_2019_SC D_MW_After Competition Groups_Energy Recovery Ventilation and Ventilation (Enhanced)
Commercial | Com ¦ LLLC - Low Impact Application | 2019 | SC D | MW | After Competition Groups | 5.9358e-06 | 9.601 | 9.601e-06 | 61.8623 | 9.5953e-08 | 66 | Commercial_2019_SC D_MW_After Competition Groups_66 | LLLC - Low Impact Application | 9.595e-06% | 9.601e-06 | 5.9358e-06 | Commercial_2019_SC D_MW_After Competition Groups_LLLC - Low Impact Application
Commercial | Com ¦ High Efficiency Small Instantaneous Water Heater | 2019 | SC D | MW | After Competition Groups | 9.7518e-36 | 1.0312e-29 | 1.0312e-35 | 61.8623 | 1.5764e-37 | 67 | Commercial_2019_SC D_MW_After Competition Groups_67 | High Efficiency Small Instantaneous Water Heater | 1.576e-35% | 1.0312e-35 | 9.7518e-36 | Commercial_2019_SC D_MW_After Competition Groups_High Efficiency Small Instantaneous Water Heater
Commercial | Com ¦ Condensing Make Up Air Unit | 2019 | SC D | MW | After Competition Groups | 0 | 0 | 0 | 61.8623 | 0 | 68 | Commercial_2019_SC D_MW_After Competition Groups_68 | Condensing Make Up Air Unit | 0% | 0 | 0 | Commercial_2019_SC D_MW_After Competition Groups_Condensing Make Up Air Unit
Commercial | Com ¦ Door Gasket Freezer/Refrigerator | 2019 | SC D | MW | After Competition Groups | 0 | 0 | 0 | 61.8623 | 0 | 69 | Commercial_2019_SC D_MW_After Competition Groups_69 | Door Gasket Freezer/Refrigerator | 0% | 0 | 0 | Commercial_2019_SC D_MW_After Competition Groups_Door Gasket Freezer/Refrigerator
Commercial | Com ¦ Efficient compressor motor | 2019 | SC D | MW | After Competition Groups | 0 | 0 | 0 | 61.8623 | 0 | 70 | Commercial_2019_SC D_MW_After Competition Groups_70 | Efficient compressor motor | 0% | 0 | 0 | Commercial_2019_SC D_MW_After Competition Groups_Efficient compressor motor
Commercial | Com ¦ Indoor Daylight Sensors/Photocell Dimming Control | 2019 | SC D | MW | After Competition Groups | 0 | 0 | 0 | 61.8623 | 0 | 71 | Commercial_2019_SC D_MW_After Competition Groups_71 | Indoor Daylight Sensors/Photocell Dimming Control | 0% | 0 | 0 | Commercial_2019_SC D_MW_After Competition Groups_Indoor Daylight Sensors/Photocell Dimming Control
Commercial | Com ¦ LED RECESSED DOWNLIGHTS | 2019 | SC D | MW | After Competition Groups | 0 | 0 | 0 | 61.8623 | 0 | 72 | Commercial_2019_SC D_MW_After Competition Groups_72 | LED RECESSED DOWNLIGHTS | 0% | 0 | 0 | Commercial_2019_SC D_MW_After Competition Groups_LED RECESSED DOWNLIGHTS
Commercial | Com ¦ Networked/Connected - High Impact Application | 2019 | SC D | MW | After Competition Groups | 0 | 0 | 0 | 61.8623 | 0 | 73 | Commercial_2019_SC D_MW_After Competition Groups_73 | Networked/Connected - High Impact Application | 0% | 0 | 0 | Commercial_2019_SC D_MW_After Competition Groups_Networked/Connected - High Impact Application
Commercial | Com ¦ Networked/Connected - Low Impact Application | 2019 | SC D | MW | After Competition Groups | 0 | 0 | 0 | 61.8623 | 0 | 74 | Commercial_2019_SC D_MW_After Competition Groups_74 | Networked/Connected - Low Impact Application | 0% | 0 | 0 | Commercial_2019_SC D_MW_After Competition Groups_Networked/Connected - Low Impact Application
Commercial | Com ¦ Notched V belts for HVAC Systems | 2019 | SC D | MW | After Competition Groups | 0 | 0 | 0 | 61.8623 | 0 | 75 | Commercial_2019_SC D_MW_After Competition Groups_75 | Notched V belts for HVAC Systems | 0% | 0 | 0 | Commercial_2019_SC D_MW_After Competition Groups_Notched V belts for HVAC Systems
Commercial | Com ¦ PTAC (12 EER/10,000 BTU) | 2019 | SC D | MW | After Competition Groups | 0 | 0 | 0 | 61.8623 | 0 | 76 | Commercial_2019_SC D_MW_After Competition Groups_76 | PTAC (12 EER/10,000 BTU) | 0% | 0 | 0 | Commercial_2019_SC D_MW_After Competition Groups_PTAC (12 EER/10,000 BTU)
Commercial | Com ¦ Refrigerated Display Case Doors | 2019 | SC D | MW | After Competition Groups | 0 | 0 | 0 | 61.8623 | 0 | 77 | Commercial_2019_SC D_MW_After Competition Groups_77 | Refrigerated Display Case Doors | 0% | 0 | 0 | Commercial_2019_SC D_MW_After Competition Groups_Refrigerated Display Case Doors
Commercial | Com ¦ Room AC (w/ louvered sides) 14 SEER from 12 SEER code | 2019 | SC D | MW | After Competition Groups | 0 | 0 | 0 | 61.8623 | 0 | 78 | Commercial_2019_SC D_MW_After Competition Groups_78 | Room AC (w/ louvered sides) 14 SEER from 12 SEER code | 0% | 0 | 0 | Commercial_2019_SC D_MW_After Competition Groups_Room AC (w/ louvered sides) 14 SEER from 12 SEER code
Commercial | Com ¦ Solar Water Preheat (Pools/DHW) | 2019 | SC D | MW | After Competition Groups | 0 | 0 | 0 | 61.8623 | 0 | 79 | Commercial_2019_SC D_MW_After Competition Groups_79 | Solar Water Preheat (Pools/DHW) | 0% | 0 | 0 | Commercial_2019_SC D_MW_After Competition Groups_Solar Water Preheat (Pools/DHW)
Commercial | Com ¦ Variable Refrigerant Flow Heat Pump | 2019 | SC D | MW | After Competition Groups | 0 | 0 | 0 | 61.8623 | 0 | 80 | Commercial_2019_SC D_MW_After Competition Groups_80 | Variable Refrigerant Flow Heat Pump | 0% | 0 | 0 | Commercial_2019_SC D_MW_After Competition Groups_Variable Refrigerant Flow Heat Pump
Commercial | Com ¦ Building Recommissioning, Operations and Maintenance (O&M) Improvements | 2019 | Technical | MW | After Competition Groups | 309.9516 | 0 | 0 | 1825.9253 | 0.16975 | 1 | Commercial_2019_Technical_MW_After Competition Groups_1 | Building Recommissioning, Operations and Maintenance (O&M) Improvements | 16.98% | 0 | 309.9516 | Commercial_2019_Technical_MW_After Competition Groups_Building Recommissioning, Operations and Maintenance (O&M) Improvements
Commercial | Com ¦ Education and Capacity Building/Energy Behavior | 2019 | Technical | MW | After Competition Groups | 279.2855 | 0 | 0 | 1825.9253 | 0.15296 | 2 | Commercial_2019_Technical_MW_After Competition Groups_2 | Education and Capacity Building/Energy Behavior | 15.3% | 0 | 279.2855 | Commercial_2019_Technical_MW_After Competition Groups_Education and Capacity Building/Energy Behavior
Commercial | Com ¦ LED Low/High Bay | 2019 | Technical | MW | After Competition Groups | 222.7364 | 0 | 0 | 1825.9253 | 0.12199 | 3 | Commercial_2019_Technical_MW_After Competition Groups_3 | LED Low/High Bay | 12.2% | 0 | 222.7364 | Commercial_2019_Technical_MW_After Competition Groups_LED Low/High Bay
Commercial | Com ¦ LED Troffer/Surface/Suspended | 2019 | Technical | MW | After Competition Groups | 165.8811 | 0 | 0 | 1825.9253 | 0.090848 | 4 | Commercial_2019_Technical_MW_After Competition Groups_4 | LED Troffer/Surface/Suspended | 9.085% | 0 | 165.8811 | Commercial_2019_Technical_MW_After Competition Groups_LED Troffer/Surface/Suspended
Commercial | Com ¦ ENERGY STAR LED LAMPS (REFLECTOR LAMPs/MR16/PAR 16) | 2019 | Technical | MW | After Competition Groups | 97.3076 | 0 | 0 | 1825.9253 | 0.053292 | 5 | Commercial_2019_Technical_MW_After Competition Groups_5 | ENERGY STAR LED LAMPS (REFLECTOR LAMPs/MR16/PAR 16) | 5.329% | 0 | 97.3076 | Commercial_2019_Technical_MW_After Competition Groups_ENERGY STAR LED LAMPS (REFLECTOR LAMPs/MR16/PAR 16)
Commercial | Com ¦ Variable Refrigerant Flow Heat Pump | 2019 | Technical | MW | After Competition Groups | 90.5938 | 0 | 0 | 1825.9253 | 0.049615 | 6 | Commercial_2019_Technical_MW_After Competition Groups_6 | Variable Refrigerant Flow Heat Pump | 4.962% | 0 | 90.5938 | Commercial_2019_Technical_MW_After Competition Groups_Variable Refrigerant Flow Heat Pump
Commercial | Com ¦ Advanced BAS/Controllers | 2019 | Technical | MW | After Competition Groups | 89.9072 | 0 | 0 | 1825.9253 | 0.049239 | 7 | Commercial_2019_Technical_MW_After Competition Groups_7 | Advanced BAS/Controllers | 4.924% | 0 | 89.9072 | Commercial_2019_Technical_MW_After Competition Groups_Advanced BAS/Controllers
Commercial | Com ¦ Adaptive Thermostats | 2019 | Technical | MW | After Competition Groups | 37.6817 | 0 | 0 | 1825.9253 | 0.020637 | 8 | Commercial_2019_Technical_MW_After Competition Groups_8 | Adaptive Thermostats | 2.064% | 0 | 37.6817 | Commercial_2019_Technical_MW_After Competition Groups_Adaptive Thermostats
Commercial | Com ¦ Furnace Tune-Up | 2019 | Technical | MW | After Competition Groups | 36.9888 | 0 | 0 | 1825.9253 | 0.020258 | 9 | Commercial_2019_Technical_MW_After Competition Groups_9 | Furnace Tune-Up | 2.026% | 0 | 36.9888 | Commercial_2019_Technical_MW_After Competition Groups_Furnace Tune-Up
Commercial | Com ¦ Strip Curtains | 2019 | Technical | MW | After Competition Groups | 28.3622 | 0 | 0 | 1825.9253 | 0.015533 | 10 | Commercial_2019_Technical_MW_After Competition Groups_10 | Strip Curtains | 1.553% | 0 | 28.3622 | Commercial_2019_Technical_MW_After Competition Groups_Strip Curtains
Commercial | Com ¦ Variable Frequency Drive (VFD) | 2019 | Technical | MW | After Competition Groups | 25.7535 | 0 | 0 | 1825.9253 | 0.014104 | 11 | Commercial_2019_Technical_MW_After Competition Groups_11 | Variable Frequency Drive (VFD) | 1.41% | 0 | 25.7535 | Commercial_2019_Technical_MW_After Competition Groups_Variable Frequency Drive (VFD)
Commercial | Com ¦ Central Lighting Control System | 2019 | Technical | MW | After Competition Groups | 24.1244 | 0 | 0 | 1825.9253 | 0.013212 | 12 | Commercial_2019_Technical_MW_After Competition Groups_12 | Central Lighting Control System | 1.321% | 0 | 24.1244 | Commercial_2019_Technical_MW_After Competition Groups_Central Lighting Control System
Commercial | Com ¦ VFD on Pumps | 2019 | Technical | MW | After Competition Groups | 24.0968 | 0 | 0 | 1825.9253 | 0.013197 | 13 | Commercial_2019_Technical_MW_After Competition Groups_13 | VFD on Pumps | 1.32% | 0 | 24.0968 | Commercial_2019_Technical_MW_After Competition Groups_VFD on Pumps
Commercial | Com ¦ Adding reflective (White) roof treatment or a green roof | 2019 | Technical | MW | After Competition Groups | 22.4957 | 0 | 0 | 1825.9253 | 0.01232 | 14 | Commercial_2019_Technical_MW_After Competition Groups_14 | Adding reflective (White) roof treatment or a green roof | 1.232% | 0 | 22.4957 | Commercial_2019_Technical_MW_After Competition Groups_Adding reflective (White) roof treatment or a green roof
Commercial | Com ¦ Refrigerated Display Case LED | 2019 | Technical | MW | After Competition Groups | 22.3698 | 0 | 0 | 1825.9253 | 0.012251 | 15 | Commercial_2019_Technical_MW_After Competition Groups_15 | Refrigerated Display Case LED | 1.225% | 0 | 22.3698 | Commercial_2019_Technical_MW_After Competition Groups_Refrigerated Display Case LED
Commercial | Com ¦ Demand Control Ventilation | 2019 | Technical | MW | After Competition Groups | 21.1739 | 0 | 0 | 1825.9253 | 0.011596 | 16 | Commercial_2019_Technical_MW_After Competition Groups_16 | Demand Control Ventilation | 1.16% | 0 | 21.1739 | Commercial_2019_Technical_MW_After Competition Groups_Demand Control Ventilation
Commercial | Com ¦ Air Handler with Dedicated Outdoor Air Systems | 2019 | Technical | MW | After Competition Groups | 19.656 | 0 | 0 | 1825.9253 | 0.010765 | 17 | Commercial_2019_Technical_MW_After Competition Groups_17 | Air Handler with Dedicated Outdoor Air Systems | 1.076% | 0 | 19.656 | Commercial_2019_Technical_MW_After Competition Groups_Air Handler with Dedicated Outdoor Air Systems
Commercial | Com ¦ HOTEL OCCUPANCY CONTROLS (HVAC + LIGHTING) | 2019 | Technical | MW | After Competition Groups | 18.5619 | 0 | 0 | 1825.9253 | 0.010166 | 18 | Commercial_2019_Technical_MW_After Competition Groups_18 | HOTEL OCCUPANCY CONTROLS (HVAC + LIGHTING) | 1.017% | 0 | 18.5619 | Commercial_2019_Technical_MW_After Competition Groups_HOTEL OCCUPANCY CONTROLS (HVAC + LIGHTING)
Commercial | Com ¦ High Efficiency Air Source Heat Pump | 2019 | Technical | MW | After Competition Groups | 17.4169 | 0 | 0 | 1825.9253 | 0.0095387 | 19 | Commercial_2019_Technical_MW_After Competition Groups_19 | High Efficiency Air Source Heat Pump | 0.9539% | 0 | 17.4169 | Commercial_2019_Technical_MW_After Competition Groups_High Efficiency Air Source Heat Pump
Commercial | Com ¦ LED or Equivalent Sign Lighting | 2019 | Technical | MW | After Competition Groups | 15.6592 | 0 | 0 | 1825.9253 | 0.0085761 | 20 | Commercial_2019_Technical_MW_After Competition Groups_20 | LED or Equivalent Sign Lighting | 0.8576% | 0 | 15.6592 | Commercial_2019_Technical_MW_After Competition Groups_LED or Equivalent Sign Lighting
Commercial | Com ¦ ENERGY STAR LED LAMPS (General Service Lamps) | 2019 | Technical | MW | After Competition Groups | 15.5987 | 0 | 0 | 1825.9253 | 0.0085429 | 21 | Commercial_2019_Technical_MW_After Competition Groups_21 | ENERGY STAR LED LAMPS (General Service Lamps) | 0.8543% | 0 | 15.5987 | Commercial_2019_Technical_MW_After Competition Groups_ENERGY STAR LED LAMPS (General Service Lamps)
Commercial | Com ¦ Centrally controlled desktop PC/NETWORK PC POWER MANAGEMENT SOFTWARE | 2019 | Technical | MW | After Competition Groups | 14.2964 | 0 | 0 | 1825.9253 | 0.0078297 | 22 | Commercial_2019_Technical_MW_After Competition Groups_22 | Centrally controlled desktop PC/NETWORK PC POWER MANAGEMENT SOFTWARE | 0.783% | 0 | 14.2964 | Commercial_2019_Technical_MW_After Competition Groups_Centrally controlled desktop PC/NETWORK PC POWER MANAGEMENT SOFTWARE
Commercial | Com ¦ ECM MOTORS FOR EVAPORATOR FANS for refrigeration (WALK-IN) | 2019 | Technical | MW | After Competition Groups | 13.3932 | 0 | 0 | 1825.9253 | 0.007335 | 23 | Commercial_2019_Technical_MW_After Competition Groups_23 | ECM MOTORS FOR EVAPORATOR FANS for refrigeration (WALK-IN) | 0.7335% | 0 | 13.3932 | Commercial_2019_Technical_MW_After Competition Groups_ECM MOTORS FOR EVAPORATOR FANS for refrigeration (WALK-IN)
Commercial | Com ¦ Indoor Daylight Sensors/Photocell Dimming Control | 2019 | Technical | MW | After Competition Groups | 13.0026 | 0 | 0 | 1825.9253 | 0.0071211 | 24 | Commercial_2019_Technical_MW_After Competition Groups_24 | Indoor Daylight Sensors/Photocell Dimming Control | 0.7121% | 0 | 13.0026 | Commercial_2019_Technical_MW_After Competition Groups_Indoor Daylight Sensors/Photocell Dimming Control
Commercial | Com ¦ High R-Value Glass Doors/no-heat glass door | 2019 | Technical | MW | After Competition Groups | 12.6765 | 0 | 0 | 1825.9253 | 0.0069425 | 25 | Commercial_2019_Technical_MW_After Competition Groups_25 | High R-Value Glass Doors/no-heat glass door | 0.6943% | 0 | 12.6765 | Commercial_2019_Technical_MW_After Competition Groups_High R-Value Glass Doors/no-heat glass door
Commercial | Com ¦ Unitary Air-Conditioning Unit | 2019 | Technical | MW | After Competition Groups | 11.7947 | 0 | 0 | 1825.9253 | 0.0064596 | 26 | Commercial_2019_Technical_MW_After Competition Groups_26 | Unitary Air-Conditioning Unit | 0.646% | 0 | 11.7947 | Commercial_2019_Technical_MW_After Competition Groups_Unitary Air-Conditioning Unit
Commercial | Com ¦ Freezer Case Light Sensor | 2019 | Technical | MW | After Competition Groups | 11.588 | 0 | 0 | 1825.9253 | 0.0063463 | 27 | Commercial_2019_Technical_MW_After Competition Groups_27 | Freezer Case Light Sensor | 0.6346% | 0 | 11.588 | Commercial_2019_Technical_MW_After Competition Groups_Freezer Case Light Sensor
Commercial | Com ¦ Evaporator Fan Controls | 2019 | Technical | MW | After Competition Groups | 11.2895 | 0 | 0 | 1825.9253 | 0.0061829 | 28 | Commercial_2019_Technical_MW_After Competition Groups_28 | Evaporator Fan Controls | 0.6183% | 0 | 11.2895 | Commercial_2019_Technical_MW_After Competition Groups_Evaporator Fan Controls
Commercial | Com ¦ Smart Strip Plug Outlets | 2019 | Technical | MW | After Competition Groups | 9.6654 | 0 | 0 | 1825.9253 | 0.0052934 | 29 | Commercial_2019_Technical_MW_After Competition Groups_29 | Smart Strip Plug Outlets | 0.5293% | 0 | 9.6654 | Commercial_2019_Technical_MW_After Competition Groups_Smart Strip Plug Outlets
Commercial | Com ¦ Data Center Storage/Server Virtualization | 2019 | Technical | MW | After Competition Groups | 9.4531 | 0 | 0 | 1825.9253 | 0.0051771 | 30 | Commercial_2019_Technical_MW_After Competition Groups_30 | Data Center Storage/Server Virtualization | 0.5177% | 0 | 9.4531 | Commercial_2019_Technical_MW_After Competition Groups_Data Center Storage/Server Virtualization
Commercial | Com ¦ ENERGY STAR FREEZER | 2019 | Technical | MW | After Competition Groups | 9.2129 | 0 | 0 | 1825.9253 | 0.0050456 | 31 | Commercial_2019_Technical_MW_After Competition Groups_31 | ENERGY STAR FREEZER | 0.5046% | 0 | 9.2129 | Commercial_2019_Technical_MW_After Competition Groups_ENERGY STAR FREEZER
Commercial | Com ¦ Occupancy Sensors | 2019 | Technical | MW | After Competition Groups | 9.0952 | 0 | 0 | 1825.9253 | 0.0049811 | 32 | Commercial_2019_Technical_MW_After Competition Groups_32 | Occupancy Sensors | 0.4981% | 0 | 9.0952 | Commercial_2019_Technical_MW_After Competition Groups_Occupancy Sensors
Commercial | Com ¦ LED Replacement Lamp (Tube) | 2019 | Technical | MW | After Competition Groups | 8.6231 | 0 | 0 | 1825.9253 | 0.0047226 | 33 | Commercial_2019_Technical_MW_After Competition Groups_33 | LED Replacement Lamp (Tube) | 0.4723% | 0 | 8.6231 | Commercial_2019_Technical_MW_After Competition Groups_LED Replacement Lamp (Tube)
Commercial | Com ¦ Refrigeration Commissioning | 2019 | Technical | MW | After Competition Groups | 7.8633 | 0 | 0 | 1825.9253 | 0.0043065 | 34 | Commercial_2019_Technical_MW_After Competition Groups_34 | Refrigeration Commissioning | 0.4306% | 0 | 7.8633 | Commercial_2019_Technical_MW_After Competition Groups_Refrigeration Commissioning
Commercial | Com ¦ Demand Control Kitchen Ventilation | 2019 | Technical | MW | After Competition Groups | 7.3653 | 0 | 0 | 1825.9253 | 0.0040338 | 35 | Commercial_2019_Technical_MW_After Competition Groups_35 | Demand Control Kitchen Ventilation | 0.4034% | 0 | 7.3653 | Commercial_2019_Technical_MW_After Competition Groups_Demand Control Kitchen Ventilation
Commercial | Com ¦ Duct Insulation, R8 | 2019 | Technical | MW | After Competition Groups | 6.7955 | 0 | 0 | 1825.9253 | 0.0037217 | 36 | Commercial_2019_Technical_MW_After Competition Groups_36 | Duct Insulation, R8 | 0.3722% | 0 | 6.7955 | Commercial_2019_Technical_MW_After Competition Groups_Duct Insulation, R8
Commercial | Com ¦ Door Gasket Freezer/Refrigerator | 2019 | Technical | MW | After Competition Groups | 6.0505 | 0 | 0 | 1825.9253 | 0.0033137 | 37 | Commercial_2019_Technical_MW_After Competition Groups_37 | Door Gasket Freezer/Refrigerator | 0.3314% | 0 | 6.0505 | Commercial_2019_Technical_MW_After Competition Groups_Door Gasket Freezer/Refrigerator
Commercial | Com ¦ Refrigeration Optimization | 2019 | Technical | MW | After Competition Groups | 6.02 | 0 | 0 | 1825.9253 | 0.003297 | 38 | Commercial_2019_Technical_MW_After Competition Groups_38 | Refrigeration Optimization | 0.3297% | 0 | 6.02 | Commercial_2019_Technical_MW_After Competition Groups_Refrigeration Optimization
Commercial | Com ¦ Refrigerated Display Case Doors | 2019 | Technical | MW | After Competition Groups | 5.4556 | 0 | 0 | 1825.9253 | 0.0029879 | 39 | Commercial_2019_Technical_MW_After Competition Groups_39 | Refrigerated Display Case Doors | 0.2988% | 0 | 5.4556 | Commercial_2019_Technical_MW_After Competition Groups_Refrigerated Display Case Doors
Commercial | Com ¦ ENERGY STAR Refrigerator | 2019 | Technical | MW | After Competition Groups | 4.4213 | 0 | 0 | 1825.9253 | 0.0024214 | 40 | Commercial_2019_Technical_MW_After Competition Groups_40 | ENERGY STAR Refrigerator | 0.2421% | 0 | 4.4213 | Commercial_2019_Technical_MW_After Competition Groups_ENERGY STAR Refrigerator
Commercial | Com ¦ Temperature Adjustment in Commercial Freezers | 2019 | Technical | MW | After Competition Groups | 4.1275 | 0 | 0 | 1825.9253 | 0.0022605 | 41 | Commercial_2019_Technical_MW_After Competition Groups_41 | Temperature Adjustment in Commercial Freezers | 0.226% | 0 | 4.1275 | Commercial_2019_Technical_MW_After Competition Groups_Temperature Adjustment in Commercial Freezers
Commercial | Com ¦ LED EXTERIOR AREA LIGHTS - LED fixture (200W) | 2019 | Technical | MW | After Competition Groups | 4.0313 | 0 | 0 | 1825.9253 | 0.0022078 | 42 | Commercial_2019_Technical_MW_After Competition Groups_42 | LED EXTERIOR AREA LIGHTS - LED fixture (200W) | 0.2208% | 0 | 4.0313 | Commercial_2019_Technical_MW_After Competition Groups_LED EXTERIOR AREA LIGHTS - LED fixture (200W)
Commercial | Com ¦ LED parking lot fixture | 2019 | Technical | MW | After Competition Groups | 3.9226 | 0 | 0 | 1825.9253 | 0.0021483 | 43 | Commercial_2019_Technical_MW_After Competition Groups_43 | LED parking lot fixture | 0.2148% | 0 | 3.9226 | Commercial_2019_Technical_MW_After Competition Groups_LED parking lot fixture
Commercial | Com ¦ Roof Insulation/Ceiling Insulation (R25 Code to R35) | 2019 | Technical | MW | After Competition Groups | 3.5455 | 0 | 0 | 1825.9253 | 0.0019417 | 44 | Commercial_2019_Technical_MW_After Competition Groups_44 | Roof Insulation/Ceiling Insulation (R25 Code to R35) | 0.1942% | 0 | 3.5455 | Commercial_2019_Technical_MW_After Competition Groups_Roof Insulation/Ceiling Insulation (R25 Code to R35)
Commercial | Com ¦ Vertical Night Covers | 2019 | Technical | MW | After Competition Groups | 3.4133 | 0 | 0 | 1825.9253 | 0.0018693 | 45 | Commercial_2019_Technical_MW_After Competition Groups_45 | Vertical Night Covers | 0.1869% | 0 | 3.4133 | Commercial_2019_Technical_MW_After Competition Groups_Vertical Night Covers
Commercial | Com ¦ Reach-in Shaded Pole to ECM/PSC Evaporator Fan Motor | 2019 | Technical | MW | After Competition Groups | 3.3525 | 0 | 0 | 1825.9253 | 0.0018361 | 46 | Commercial_2019_Technical_MW_After Competition Groups_46 | Reach-in Shaded Pole to ECM/PSC Evaporator Fan Motor | 0.1836% | 0 | 3.3525 | Commercial_2019_Technical_MW_After Competition Groups_Reach-in Shaded Pole to ECM/PSC Evaporator Fan Motor
Commercial | Com ¦ Energy Efficient Laboratory Fume Hood | 2019 | Technical | MW | After Competition Groups | 3.3405 | 0 | 0 | 1825.9253 | 0.0018295 | 47 | Commercial_2019_Technical_MW_After Competition Groups_47 | Energy Efficient Laboratory Fume Hood | 0.1829% | 0 | 3.3405 | Commercial_2019_Technical_MW_After Competition Groups_Energy Efficient Laboratory Fume Hood
Commercial | Com ¦ Elec Storage WH 2.30 Et | 2019 | Technical | MW | After Competition Groups | 3.1688 | 0 | 0 | 1825.9253 | 0.0017355 | 48 | Commercial_2019_Technical_MW_After Competition Groups_48 | Elec Storage WH 2.30 Et | 0.1735% | 0 | 3.1688 | Commercial_2019_Technical_MW_After Competition Groups_Elec Storage WH 2.30 Et
Commercial | Com ¦ Anti-sweat heat (ASH) controls - Cooler/Freezer | 2019 | Technical | MW | After Competition Groups | 3.0211 | 0 | 0 | 1825.9253 | 0.0016546 | 49 | Commercial_2019_Technical_MW_After Competition Groups_49 | Anti-sweat heat (ASH) controls - Cooler/Freezer | 0.1655% | 0 | 3.0211 | Commercial_2019_Technical_MW_After Competition Groups_Anti-sweat heat (ASH) controls - Cooler/Freezer
Commercial | Com ¦ CO Sensors for parking garage exhaust fans | 2019 | Technical | MW | After Competition Groups | 2.8776 | 0 | 0 | 1825.9253 | 0.0015759 | 50 | Commercial_2019_Technical_MW_After Competition Groups_50 | CO Sensors for parking garage exhaust fans | 0.1576% | 0 | 2.8776 | Commercial_2019_Technical_MW_After Competition Groups_CO Sensors for parking garage exhaust fans
Commercial | Com ¦ BEVERAGE VENDING MACHINE CONTROLS | 2019 | Technical | MW | After Competition Groups | 2.8632 | 0 | 0 | 1825.9253 | 0.0015681 | 51 | Commercial_2019_Technical_MW_After Competition Groups_51 | BEVERAGE VENDING MACHINE CONTROLS | 0.1568% | 0 | 2.8632 | Commercial_2019_Technical_MW_After Competition Groups_BEVERAGE VENDING MACHINE CONTROLS
Commercial | Com ¦ Chilled Water Optimization | 2019 | Technical | MW | After Competition Groups | 2.7572 | 0 | 0 | 1825.9253 | 0.00151 | 52 | Commercial_2019_Technical_MW_After Competition Groups_52 | Chilled Water Optimization | 0.151% | 0 | 2.7572 | Commercial_2019_Technical_MW_After Competition Groups_Chilled Water Optimization
Commercial | Com ¦ Water Heating (DHW) Pipe Insulation (Add 3/4\ Foam)" | 2019 | Technical | MW | After Competition Groups | 2.605 | 0 | 0 | 1825.9253 | 0.0014267 | 53 | Commercial_2019_Technical_MW_After Competition Groups_53 | Water Heating (DHW) Pipe Insulation (Add 3/4\ Foam)" | 0.1427% | 0 | 2.605 | Commercial_2019_Technical_MW_After Competition Groups_Water Heating (DHW) Pipe Insulation (Add 3/4\ Foam)"
Commercial | Com ¦ LED street light fixture | 2019 | Technical | MW | After Competition Groups | 2.3442 | 0 | 0 | 1825.9253 | 0.0012839 | 54 | Commercial_2019_Technical_MW_After Competition Groups_54 | LED street light fixture | 0.1284% | 0 | 2.3442 | Commercial_2019_Technical_MW_After Competition Groups_LED street light fixture
Commercial | Com ¦ ENERGY STAR ICE MACHINES - Ice Making Head | 2019 | Technical | MW | After Competition Groups | 1.7772 | 0 | 0 | 1825.9253 | 0.00097334 | 55 | Commercial_2019_Technical_MW_After Competition Groups_55 | ENERGY STAR ICE MACHINES - Ice Making Head | 0.09733% | 0 | 1.7772 | Commercial_2019_Technical_MW_After Competition Groups_ENERGY STAR ICE MACHINES - Ice Making Head
Commercial | Com ¦ Suction Pipe Insulation Freezer/Refrigerator | 2019 | Technical | MW | After Competition Groups | 1.7739 | 0 | 0 | 1825.9253 | 0.0009715 | 56 | Commercial_2019_Technical_MW_After Competition Groups_56 | Suction Pipe Insulation Freezer/Refrigerator | 0.09715% | 0 | 1.7739 | Commercial_2019_Technical_MW_After Competition Groups_Suction Pipe Insulation Freezer/Refrigerator
Commercial | Com ¦ Outside Air Economizer | 2019 | Technical | MW | After Competition Groups | 1.7022 | 0 | 0 | 1825.9253 | 0.00093224 | 57 | Commercial_2019_Technical_MW_After Competition Groups_57 | Outside Air Economizer | 0.09322% | 0 | 1.7022 | Commercial_2019_Technical_MW_After Competition Groups_Outside Air Economizer
Commercial | Com ¦ Evaporator Coil Defrost (Cooler) | 2019 | Technical | MW | After Competition Groups | 1.5092 | 0 | 0 | 1825.9253 | 0.00082656 | 58 | Commercial_2019_Technical_MW_After Competition Groups_58 | Evaporator Coil Defrost (Cooler) | 0.08266% | 0 | 1.5092 | Commercial_2019_Technical_MW_After Competition Groups_Evaporator Coil Defrost (Cooler)
Commercial | Com ¦ Water Source Heat Pump (4 ton) | 2019 | Technical | MW | After Competition Groups | 0.96523 | 0 | 0 | 1825.9253 | 0.00052862 | 59 | Commercial_2019_Technical_MW_After Competition Groups_59 | Water Source Heat Pump (4 ton) | 0.05286% | 0 | 0.96523 | Commercial_2019_Technical_MW_After Competition Groups_Water Source Heat Pump (4 ton)
Commercial | Com ¦ ENERGY STAR Dishwasher | 2019 | Technical | MW | After Competition Groups | 0.90804 | 0 | 0 | 1825.9253 | 0.0004973 | 60 | Commercial_2019_Technical_MW_After Competition Groups_60 | ENERGY STAR Dishwasher | 0.04973% | 0 | 0.90804 | Commercial_2019_Technical_MW_After Competition Groups_ENERGY STAR Dishwasher
Commercial | Com ¦ Wall Insulation | 2019 | Technical | MW | After Competition Groups | 0.81708 | 0 | 0 | 1825.9253 | 0.00044749 | 61 | Commercial_2019_Technical_MW_After Competition Groups_61 | Wall Insulation | 0.04475% | 0 | 0.81708 | Commercial_2019_Technical_MW_After Competition Groups_Wall Insulation
Commercial | Com ¦ LED RECESSED DOWNLIGHTS | 2019 | Technical | MW | After Competition Groups | 0.81558 | 0 | 0 | 1825.9253 | 0.00044667 | 62 | Commercial_2019_Technical_MW_After Competition Groups_62 | LED RECESSED DOWNLIGHTS | 0.04467% | 0 | 0.81558 | Commercial_2019_Technical_MW_After Competition Groups_LED RECESSED DOWNLIGHTS
Commercial | Com ¦ Solar Preheat Make up Air | 2019 | Technical | MW | After Competition Groups | 0.80711 | 0 | 0 | 1825.9253 | 0.00044203 | 63 | Commercial_2019_Technical_MW_After Competition Groups_63 | Solar Preheat Make up Air | 0.0442% | 0 | 0.80711 | Commercial_2019_Technical_MW_After Competition Groups_Solar Preheat Make up Air
Commercial | Com ¦ ENERGY STAR Griddle (74% eff) | 2019 | Technical | MW | After Competition Groups | 0.74145 | 0 | 0 | 1825.9253 | 0.00040607 | 64 | Commercial_2019_Technical_MW_After Competition Groups_64 | ENERGY STAR Griddle (74% eff) | 0.04061% | 0 | 0.74145 | Commercial_2019_Technical_MW_After Competition Groups_ENERGY STAR Griddle (74% eff)
Commercial | Com ¦ Ozone Laundry Treatment | 2019 | Technical | MW | After Competition Groups | 0.72198 | 0 | 0 | 1825.9253 | 0.0003954 | 65 | Commercial_2019_Technical_MW_After Competition Groups_65 | Ozone Laundry Treatment | 0.03954% | 0 | 0.72198 | Commercial_2019_Technical_MW_After Competition Groups_Ozone Laundry Treatment
Commercial | Com ¦ Condensing Make Up Air Unit | 2019 | Technical | MW | After Competition Groups | 0.64778 | 0 | 0 | 1825.9253 | 0.00035477 | 66 | Commercial_2019_Technical_MW_After Competition Groups_66 | Condensing Make Up Air Unit | 0.03548% | 0 | 0.64778 | Commercial_2019_Technical_MW_After Competition Groups_Condensing Make Up Air Unit
Commercial | Com ¦ Super-High Efficiency Furnaces (Emerging Tech) | 2019 | Technical | MW | After Competition Groups | 0.63029 | 0 | 0 | 1825.9253 | 0.00034519 | 67 | Commercial_2019_Technical_MW_After Competition Groups_67 | Super-High Efficiency Furnaces (Emerging Tech) | 0.03452% | 0 | 0.63029 | Commercial_2019_Technical_MW_After Competition Groups_Super-High Efficiency Furnaces (Emerging Tech)
Commercial | Com ¦ Efficient compressor motor | 2019 | Technical | MW | After Competition Groups | 0.61412 | 0 | 0 | 1825.9253 | 0.00033633 | 68 | Commercial_2019_Technical_MW_After Competition Groups_68 | Efficient compressor motor | 0.03363% | 0 | 0.61412 | Commercial_2019_Technical_MW_After Competition Groups_Efficient compressor motor
Commercial | Com ¦ SYNCHRONOUS BELT | 2019 | Technical | MW | After Competition Groups | 0.41029 | 0 | 0 | 1825.9253 | 0.0002247 | 69 | Commercial_2019_Technical_MW_After Competition Groups_69 | SYNCHRONOUS BELT | 0.02247% | 0 | 0.41029 | Commercial_2019_Technical_MW_After Competition Groups_SYNCHRONOUS BELT
Commercial | Com ¦ ECM MOTORS FOR HVAC APPLICATION (FAN-POWERED VAV BOX) | 2019 | Technical | MW | After Competition Groups | 0.2828 | 0 | 0 | 1825.9253 | 0.00015488 | 70 | Commercial_2019_Technical_MW_After Competition Groups_70 | ECM MOTORS FOR HVAC APPLICATION (FAN-POWERED VAV BOX) | 0.01549% | 0 | 0.2828 | Commercial_2019_Technical_MW_After Competition Groups_ECM MOTORS FOR HVAC APPLICATION (FAN-POWERED VAV BOX)
Commercial | Com ¦ Ground Source Heat Pump | 2019 | Technical | MW | After Competition Groups | 0.25424 | 0 | 0 | 1825.9253 | 0.00013924 | 71 | Commercial_2019_Technical_MW_After Competition Groups_71 | Ground Source Heat Pump | 0.01392% | 0 | 0.25424 | Commercial_2019_Technical_MW_After Competition Groups_Ground Source Heat Pump
Commercial | Com ¦ ENERGY STAR Fryer (84% eff) | 2019 | Technical | MW | After Competition Groups | 0.20902 | 0 | 0 | 1825.9253 | 0.00011448 | 72 | Commercial_2019_Technical_MW_After Competition Groups_72 | ENERGY STAR Fryer (84% eff) | 0.01145% | 0 | 0.20902 | Commercial_2019_Technical_MW_After Competition Groups_ENERGY STAR Fryer (84% eff)
Commercial | Com ¦ Room AC (w/ louvered sides) 14 SEER from 12 SEER code | 2019 | Technical | MW | After Competition Groups | 0.19981 | 0 | 0 | 1825.9253 | 0.00010943 | 73 | Commercial_2019_Technical_MW_After Competition Groups_73 | Room AC (w/ louvered sides) 14 SEER from 12 SEER code | 0.01094% | 0 | 0.19981 | Commercial_2019_Technical_MW_After Competition Groups_Room AC (w/ louvered sides) 14 SEER from 12 SEER code
Commercial | Com ¦ Auto Off Time Switch or Time Clock control | 2019 | Technical | MW | After Competition Groups | 0.17169 | 0 | 0 | 1825.9253 | 9.4032e-05 | 74 | Commercial_2019_Technical_MW_After Competition Groups_74 | Auto Off Time Switch or Time Clock control | 0.009403% | 0 | 0.17169 | Commercial_2019_Technical_MW_After Competition Groups_Auto Off Time Switch or Time Clock control
Commercial | Com ¦ Demand controlled Circulating Systems | 2019 | Technical | MW | After Competition Groups | 0.1671 | 0 | 0 | 1825.9253 | 9.1517e-05 | 75 | Commercial_2019_Technical_MW_After Competition Groups_75 | Demand controlled Circulating Systems | 0.009152% | 0 | 0.1671 | Commercial_2019_Technical_MW_After Competition Groups_Demand controlled Circulating Systems
Commercial | Com ¦ Thermostat Setback | 2019 | Technical | MW | After Competition Groups | 0.15549 | 0 | 0 | 1825.9253 | 8.5159e-05 | 76 | Commercial_2019_Technical_MW_After Competition Groups_76 | Thermostat Setback | 0.008516% | 0 | 0.15549 | Commercial_2019_Technical_MW_After Competition Groups_Thermostat Setback
Commercial | Com ¦ ENERGY STAR Steam Cookers | 2019 | Technical | MW | After Competition Groups | 0.13606 | 0 | 0 | 1825.9253 | 7.4513e-05 | 77 | Commercial_2019_Technical_MW_After Competition Groups_77 | ENERGY STAR Steam Cookers | 0.007451% | 0 | 0.13606 | Commercial_2019_Technical_MW_After Competition Groups_ENERGY STAR Steam Cookers
Commercial | Com ¦ PTAC (12 EER/10,000 BTU) | 2019 | Technical | MW | After Competition Groups | 0.093409 | 0 | 0 | 1825.9253 | 5.1157e-05 | 78 | Commercial_2019_Technical_MW_After Competition Groups_78 | PTAC (12 EER/10,000 BTU) | 0.005116% | 0 | 0.093409 | Commercial_2019_Technical_MW_After Competition Groups_PTAC (12 EER/10,000 BTU)
Commercial | Com ¦ HVAC Optimization | 2019 | Technical | MW | After Competition Groups | 0.061696 | 0 | 0 | 1825.9253 | 3.3789e-05 | 79 | Commercial_2019_Technical_MW_After Competition Groups_79 | HVAC Optimization | 0.003379% | 0 | 0.061696 | Commercial_2019_Technical_MW_After Competition Groups_HVAC Optimization
Commercial | Com ¦ Condensing Unit Heaters or other Efficient Unit Heating System | 2019 | Technical | MW | After Competition Groups | 0.058224 | 0 | 0 | 1825.9253 | 3.1887e-05 | 80 | Commercial_2019_Technical_MW_After Competition Groups_80 | Condensing Unit Heaters or other Efficient Unit Heating System | 0.003189% | 0 | 0.058224 | Commercial_2019_Technical_MW_After Competition Groups_Condensing Unit Heaters or other Efficient Unit Heating System
Commercial | Com ¦ Solar Water Preheat (Pools/DHW) | 2019 | Technical | MW | After Competition Groups | 0.038994 | 0 | 0 | 1825.9253 | 2.1356e-05 | 81 | Commercial_2019_Technical_MW_After Competition Groups_81 | Solar Water Preheat (Pools/DHW) | 0.002136% | 0 | 0.038994 | Commercial_2019_Technical_MW_After Competition Groups_Solar Water Preheat (Pools/DHW)
Commercial | COM ¦ Ductless Mini-Split Heat Pumps | 2019 | Technical | MW | After Competition Groups | 0.038688 | 0 | 0 | 1825.9253 | 2.1188e-05 | 82 | Commercial_2019_Technical_MW_After Competition Groups_82 | Ductless Mini-Split Heat Pumps | 0.002119% | 0 | 0.038688 | Commercial_2019_Technical_MW_After Competition Groups_Ductless Mini-Split Heat Pumps
Commercial | Com ¦ High Efficiency Chiller (avg of water and air cooled) | 2019 | Technical | MW | After Competition Groups | 0.037029 | 0 | 0 | 1825.9253 | 2.0279e-05 | 83 | Commercial_2019_Technical_MW_After Competition Groups_83 | High Efficiency Chiller (avg of water and air cooled) | 0.002028% | 0 | 0.037029 | Commercial_2019_Technical_MW_After Competition Groups_High Efficiency Chiller (avg of water and air cooled)
Commercial | Com ¦ Commercial Hot Food Holding Cabinets | 2019 | Technical | MW | After Competition Groups | 0.032091 | 0 | 0 | 1825.9253 | 1.7575e-05 | 84 | Commercial_2019_Technical_MW_After Competition Groups_84 | Commercial Hot Food Holding Cabinets | 0.001758% | 0 | 0.032091 | Commercial_2019_Technical_MW_After Competition Groups_Commercial Hot Food Holding Cabinets
Commercial | Com ¦ CEE Tier 2/Energy Star Clothes Washers | 2019 | Technical | MW | After Competition Groups | 0.024932 | 0 | 0 | 1825.9253 | 1.3654e-05 | 85 | Commercial_2019_Technical_MW_After Competition Groups_85 | CEE Tier 2/Energy Star Clothes Washers | 0.001365% | 0 | 0.024932 | Commercial_2019_Technical_MW_After Competition Groups_CEE Tier 2/Energy Star Clothes Washers
Commercial | Com ¦ Low Flow Pre-Rinse Spray Nozzle | 2019 | Technical | MW | After Competition Groups | 0.023038 | 0 | 0 | 1825.9253 | 1.2617e-05 | 86 | Commercial_2019_Technical_MW_After Competition Groups_86 | Low Flow Pre-Rinse Spray Nozzle | 0.001262% | 0 | 0.023038 | Commercial_2019_Technical_MW_After Competition Groups_Low Flow Pre-Rinse Spray Nozzle
Commercial | Com ¦ EC Plug Fan for Data Center (under cabinet) | 2019 | Technical | MW | After Competition Groups | 0.020385 | 0 | 0 | 1825.9253 | 1.1164e-05 | 87 | Commercial_2019_Technical_MW_After Competition Groups_87 | EC Plug Fan for Data Center (under cabinet) | 0.001116% | 0 | 0.020385 | Commercial_2019_Technical_MW_After Competition Groups_EC Plug Fan for Data Center (under cabinet)
Commercial | Com ¦ Exterior Photocell | 2019 | Technical | MW | After Competition Groups | 0.018934 | 0 | 0 | 1825.9253 | 1.037e-05 | 88 | Commercial_2019_Technical_MW_After Competition Groups_88 | Exterior Photocell | 0.001037% | 0 | 0.018934 | Commercial_2019_Technical_MW_After Competition Groups_Exterior Photocell
Commercial | Com ¦ Heat Pump Water Heater (50 Gallons) | 2019 | Technical | MW | After Competition Groups | 0.012453 | 0 | 0 | 1825.9253 | 6.8204e-06 | 89 | Commercial_2019_Technical_MW_After Competition Groups_89 | Heat Pump Water Heater (50 Gallons) | 0.000682% | 0 | 0.012453 | Commercial_2019_Technical_MW_After Competition Groups_Heat Pump Water Heater (50 Gallons)
Commercial | Com ¦ Air Curtains | 2019 | Technical | MW | After Competition Groups | 0.0059069 | 0 | 0 | 1825.9253 | 3.235e-06 | 90 | Commercial_2019_Technical_MW_After Competition Groups_90 | Air Curtains | 0.0003235% | 0 | 0.0059069 | Commercial_2019_Technical_MW_After Competition Groups_Air Curtains
Commercial | Com ¦ VSD Air Compressor | 2019 | Technical | MW | After Competition Groups | 0.0034394 | 0 | 0 | 1825.9253 | 1.8837e-06 | 91 | Commercial_2019_Technical_MW_After Competition Groups_91 | VSD Air Compressor | 0.0001884% | 0 | 0.0034394 | Commercial_2019_Technical_MW_After Competition Groups_VSD Air Compressor
Commercial | Com ¦ eCube | 2019 | Technical | MW | After Competition Groups | 0.0024422 | 0 | 0 | 1825.9253 | 1.3375e-06 | 92 | Commercial_2019_Technical_MW_After Competition Groups_92 | eCube | 0.0001338% | 0 | 0.0024422 | Commercial_2019_Technical_MW_After Competition Groups_eCube
Commercial | Com ¦ High Efficiency Induction Cooking | 2019 | Technical | MW | After Competition Groups | 0.00082923 | 0 | 0 | 1825.9253 | 4.5414e-07 | 93 | Commercial_2019_Technical_MW_After Competition Groups_93 | High Efficiency Induction Cooking | 4.541e-05% | 0 | 0.00082923 | Commercial_2019_Technical_MW_After Competition Groups_High Efficiency Induction Cooking
Commercial | Com ¦ Electric Convection Combination Ovens | 2019 | Technical | MW | After Competition Groups | 4.2808e-05 | 0 | 0 | 1825.9253 | 2.3445e-08 | 94 | Commercial_2019_Technical_MW_After Competition Groups_94 | Electric Convection Combination Ovens | 2.344e-06% | 0 | 4.2808e-05 | Commercial_2019_Technical_MW_After Competition Groups_Electric Convection Combination Ovens
Commercial | Com ¦ Building Recommissioning, Operations and Maintenance (O&M) Improvements | 2020 | Economic | MW | After Competition Groups | 297.9868 | 0 | 0 | 1398.7797 | 0.21303 | 1 | Commercial_2020_Economic_MW_After Competition Groups_1 | Building Recommissioning, Operations and Maintenance (O&M) Improvements | 21.3% | 0 | 297.9868 | Commercial_2020_Economic_MW_After Competition Groups_Building Recommissioning, Operations and Maintenance (O&M) Improvements
Commercial | Com ¦ Education and Capacity Building/Energy Behavior | 2020 | Economic | MW | After Competition Groups | 234.7065 | 0 | 0 | 1398.7797 | 0.16779 | 2 | Commercial_2020_Economic_MW_After Competition Groups_2 | Education and Capacity Building/Energy Behavior | 16.78% | 0 | 234.7065 | Commercial_2020_Economic_MW_After Competition Groups_Education and Capacity Building/Energy Behavior
Commercial | Com ¦ LED Troffer/Surface/Suspended | 2020 | Economic | MW | After Competition Groups | 141.5112 | 0 | 0 | 1398.7797 | 0.10117 | 3 | Commercial_2020_Economic_MW_After Competition Groups_3 | LED Troffer/Surface/Suspended | 10.12% | 0 | 141.5112 | Commercial_2020_Economic_MW_After Competition Groups_LED Troffer/Surface/Suspended
Commercial | Com ¦ ENERGY STAR LED LAMPS (REFLECTOR LAMPs/MR16/PAR 16) | 2020 | Economic | MW | After Competition Groups | 100.5693 | 0 | 0 | 1398.7797 | 0.071898 | 4 | Commercial_2020_Economic_MW_After Competition Groups_4 | ENERGY STAR LED LAMPS (REFLECTOR LAMPs/MR16/PAR 16) | 7.19% | 0 | 100.5693 | Commercial_2020_Economic_MW_After Competition Groups_ENERGY STAR LED LAMPS (REFLECTOR LAMPs/MR16/PAR 16)
Commercial | Com ¦ Advanced BAS/Controllers | 2020 | Economic | MW | After Competition Groups | 90.6665 | 0 | 0 | 1398.7797 | 0.064818 | 5 | Commercial_2020_Economic_MW_After Competition Groups_5 | Advanced BAS/Controllers | 6.482% | 0 | 90.6665 | Commercial_2020_Economic_MW_After Competition Groups_Advanced BAS/Controllers
Commercial | Com ¦ LED Low/High Bay | 2020 | Economic | MW | After Competition Groups | 79.6112 | 0 | 0 | 1398.7797 | 0.056915 | 6 | Commercial_2020_Economic_MW_After Competition Groups_6 | LED Low/High Bay | 5.691% | 0 | 79.6112 | Commercial_2020_Economic_MW_After Competition Groups_LED Low/High Bay
Commercial | Com ¦ Adaptive Thermostats | 2020 | Economic | MW | After Competition Groups | 38.2768 | 0 | 0 | 1398.7797 | 0.027364 | 7 | Commercial_2020_Economic_MW_After Competition Groups_7 | Adaptive Thermostats | 2.736% | 0 | 38.2768 | Commercial_2020_Economic_MW_After Competition Groups_Adaptive Thermostats
Commercial | Com ¦ Furnace Tune-Up | 2020 | Economic | MW | After Competition Groups | 36.2449 | 0 | 0 | 1398.7797 | 0.025912 | 8 | Commercial_2020_Economic_MW_After Competition Groups_8 | Furnace Tune-Up | 2.591% | 0 | 36.2449 | Commercial_2020_Economic_MW_After Competition Groups_Furnace Tune-Up
Commercial | Com ¦ High Efficiency Air Source Heat Pump | 2020 | Economic | MW | After Competition Groups | 34.1127 | 0 | 0 | 1398.7797 | 0.024387 | 9 | Commercial_2020_Economic_MW_After Competition Groups_9 | High Efficiency Air Source Heat Pump | 2.439% | 0 | 34.1127 | Commercial_2020_Economic_MW_After Competition Groups_High Efficiency Air Source Heat Pump
Commercial | Com ¦ Strip Curtains | 2020 | Economic | MW | After Competition Groups | 28.8732 | 0 | 0 | 1398.7797 | 0.020642 | 10 | Commercial_2020_Economic_MW_After Competition Groups_10 | Strip Curtains | 2.064% | 0 | 28.8732 | Commercial_2020_Economic_MW_After Competition Groups_Strip Curtains
Commercial | Com ¦ Variable Frequency Drive (VFD) | 2020 | Economic | MW | After Competition Groups | 25.2312 | 0 | 0 | 1398.7797 | 0.018038 | 11 | Commercial_2020_Economic_MW_After Competition Groups_11 | Variable Frequency Drive (VFD) | 1.804% | 0 | 25.2312 | Commercial_2020_Economic_MW_After Competition Groups_Variable Frequency Drive (VFD)
Commercial | Com ¦ VFD on Pumps | 2020 | Economic | MW | After Competition Groups | 23.6108 | 0 | 0 | 1398.7797 | 0.01688 | 12 | Commercial_2020_Economic_MW_After Competition Groups_12 | VFD on Pumps | 1.688% | 0 | 23.6108 | Commercial_2020_Economic_MW_After Competition Groups_VFD on Pumps
Commercial | Com ¦ Unitary Air-Conditioning Unit | 2020 | Economic | MW | After Competition Groups | 22.8696 | 0 | 0 | 1398.7797 | 0.01635 | 13 | Commercial_2020_Economic_MW_After Competition Groups_13 | Unitary Air-Conditioning Unit | 1.635% | 0 | 22.8696 | Commercial_2020_Economic_MW_After Competition Groups_Unitary Air-Conditioning Unit
Commercial | Com ¦ Demand Control Ventilation | 2020 | Economic | MW | After Competition Groups | 22.3105 | 0 | 0 | 1398.7797 | 0.01595 | 14 | Commercial_2020_Economic_MW_After Competition Groups_14 | Demand Control Ventilation | 1.595% | 0 | 22.3105 | Commercial_2020_Economic_MW_After Competition Groups_Demand Control Ventilation
Commercial | Com ¦ Air Handler with Dedicated Outdoor Air Systems | 2020 | Economic | MW | After Competition Groups | 19.2574 | 0 | 0 | 1398.7797 | 0.013767 | 15 | Commercial_2020_Economic_MW_After Competition Groups_15 | Air Handler with Dedicated Outdoor Air Systems | 1.377% | 0 | 19.2574 | Commercial_2020_Economic_MW_After Competition Groups_Air Handler with Dedicated Outdoor Air Systems
Commercial | Com ¦ ENERGY STAR LED LAMPS (General Service Lamps) | 2020 | Economic | MW | After Competition Groups | 18.5368 | 0 | 0 | 1398.7797 | 0.013252 | 16 | Commercial_2020_Economic_MW_After Competition Groups_16 | ENERGY STAR LED LAMPS (General Service Lamps) | 1.325% | 0 | 18.5368 | Commercial_2020_Economic_MW_After Competition Groups_ENERGY STAR LED LAMPS (General Service Lamps)
Commercial | Com ¦ LED or Equivalent Sign Lighting | 2020 | Economic | MW | After Competition Groups | 17.78 | 0 | 0 | 1398.7797 | 0.012711 | 17 | Commercial_2020_Economic_MW_After Competition Groups_17 | LED or Equivalent Sign Lighting | 1.271% | 0 | 17.78 | Commercial_2020_Economic_MW_After Competition Groups_LED or Equivalent Sign Lighting
Commercial | Com ¦ LED Replacement Lamp (Tube) | 2020 | Economic | MW | After Competition Groups | 16.8608 | 0 | 0 | 1398.7797 | 0.012054 | 18 | Commercial_2020_Economic_MW_After Competition Groups_18 | LED Replacement Lamp (Tube) | 1.205% | 0 | 16.8608 | Commercial_2020_Economic_MW_After Competition Groups_LED Replacement Lamp (Tube)
Commercial | Com ¦ Data Center Storage/Server Virtualization | 2020 | Economic | MW | After Competition Groups | 16.5429 | 0 | 0 | 1398.7797 | 0.011827 | 19 | Commercial_2020_Economic_MW_After Competition Groups_19 | Data Center Storage/Server Virtualization | 1.183% | 0 | 16.5429 | Commercial_2020_Economic_MW_After Competition Groups_Data Center Storage/Server Virtualization
Commercial | Com ¦ Centrally controlled desktop PC/NETWORK PC POWER MANAGEMENT SOFTWARE | 2020 | Economic | MW | After Competition Groups | 16.3337 | 0 | 0 | 1398.7797 | 0.011677 | 20 | Commercial_2020_Economic_MW_After Competition Groups_20 | Centrally controlled desktop PC/NETWORK PC POWER MANAGEMENT SOFTWARE | 1.168% | 0 | 16.3337 | Commercial_2020_Economic_MW_After Competition Groups_Centrally controlled desktop PC/NETWORK PC POWER MANAGEMENT SOFTWARE
Commercial | Com ¦ ECM MOTORS FOR EVAPORATOR FANS for refrigeration (WALK-IN) | 2020 | Economic | MW | After Competition Groups | 13.1235 | 0 | 0 | 1398.7797 | 0.0093821 | 21 | Commercial_2020_Economic_MW_After Competition Groups_21 | ECM MOTORS FOR EVAPORATOR FANS for refrigeration (WALK-IN) | 0.9382% | 0 | 13.1235 | Commercial_2020_Economic_MW_After Competition Groups_ECM MOTORS FOR EVAPORATOR FANS for refrigeration (WALK-IN)
Commercial | Com ¦ Freezer Case Light Sensor | 2020 | Economic | MW | After Competition Groups | 11.3546 | 0 | 0 | 1398.7797 | 0.0081175 | 22 | Commercial_2020_Economic_MW_After Competition Groups_22 | Freezer Case Light Sensor | 0.8118% | 0 | 11.3546 | Commercial_2020_Economic_MW_After Competition Groups_Freezer Case Light Sensor
Commercial | Com ¦ Evaporator Fan Controls | 2020 | Economic | MW | After Competition Groups | 11.0622 | 0 | 0 | 1398.7797 | 0.0079085 | 23 | Commercial_2020_Economic_MW_After Competition Groups_23 | Evaporator Fan Controls | 0.7908% | 0 | 11.0622 | Commercial_2020_Economic_MW_After Competition Groups_Evaporator Fan Controls
Commercial | Com ¦ Occupancy Sensors | 2020 | Economic | MW | After Competition Groups | 9.2411 | 0 | 0 | 1398.7797 | 0.0066066 | 24 | Commercial_2020_Economic_MW_After Competition Groups_24 | Occupancy Sensors | 0.6607% | 0 | 9.2411 | Commercial_2020_Economic_MW_After Competition Groups_Occupancy Sensors
Commercial | Com ¦ Demand Control Kitchen Ventilation | 2020 | Economic | MW | After Competition Groups | 6.7647 | 0 | 0 | 1398.7797 | 0.0048362 | 25 | Commercial_2020_Economic_MW_After Competition Groups_25 | Demand Control Kitchen Ventilation | 0.4836% | 0 | 6.7647 | Commercial_2020_Economic_MW_After Competition Groups_Demand Control Kitchen Ventilation
Commercial | Com ¦ Duct Insulation, R8 | 2020 | Economic | MW | After Competition Groups | 6.6562 | 0 | 0 | 1398.7797 | 0.0047586 | 26 | Commercial_2020_Economic_MW_After Competition Groups_26 | Duct Insulation, R8 | 0.4759% | 0 | 6.6562 | Commercial_2020_Economic_MW_After Competition Groups_Duct Insulation, R8
Commercial | Com ¦ Reach-in Shaded Pole to ECM/PSC Evaporator Fan Motor | 2020 | Economic | MW | After Competition Groups | 6.5529 | 0 | 0 | 1398.7797 | 0.0046847 | 27 | Commercial_2020_Economic_MW_After Competition Groups_27 | Reach-in Shaded Pole to ECM/PSC Evaporator Fan Motor | 0.4685% | 0 | 6.5529 | Commercial_2020_Economic_MW_After Competition Groups_Reach-in Shaded Pole to ECM/PSC Evaporator Fan Motor
Commercial | Com ¦ Chilled Water Optimization | 2020 | Economic | MW | After Competition Groups | 5.4204 | 0 | 0 | 1398.7797 | 0.0038751 | 28 | Commercial_2020_Economic_MW_After Competition Groups_28 | Chilled Water Optimization | 0.3875% | 0 | 5.4204 | Commercial_2020_Economic_MW_After Competition Groups_Chilled Water Optimization
Commercial | Com ¦ LED EXTERIOR AREA LIGHTS - LED fixture (200W) | 2020 | Economic | MW | After Competition Groups | 4.6341 | 0 | 0 | 1398.7797 | 0.003313 | 29 | Commercial_2020_Economic_MW_After Competition Groups_29 | LED EXTERIOR AREA LIGHTS - LED fixture (200W) | 0.3313% | 0 | 4.6341 | Commercial_2020_Economic_MW_After Competition Groups_LED EXTERIOR AREA LIGHTS - LED fixture (200W)
Commercial | Com ¦ LED parking lot fixture | 2020 | Economic | MW | After Competition Groups | 4.5419 | 0 | 0 | 1398.7797 | 0.003247 | 30 | Commercial_2020_Economic_MW_After Competition Groups_30 | LED parking lot fixture | 0.3247% | 0 | 4.5419 | Commercial_2020_Economic_MW_After Competition Groups_LED parking lot fixture
Commercial | Com ¦ Temperature Adjustment in Commercial Freezers | 2020 | Economic | MW | After Competition Groups | 4.0443 | 0 | 0 | 1398.7797 | 0.0028913 | 31 | Commercial_2020_Economic_MW_After Competition Groups_31 | Temperature Adjustment in Commercial Freezers | 0.2891% | 0 | 4.0443 | Commercial_2020_Economic_MW_After Competition Groups_Temperature Adjustment in Commercial Freezers
Commercial | Com ¦ Elec Storage WH 2.30 Et | 2020 | Economic | MW | After Competition Groups | 3.4345 | 0 | 0 | 1398.7797 | 0.0024553 | 32 | Commercial_2020_Economic_MW_After Competition Groups_32 | Elec Storage WH 2.30 Et | 0.2455% | 0 | 3.4345 | Commercial_2020_Economic_MW_After Competition Groups_Elec Storage WH 2.30 Et
Commercial | Com ¦ Vertical Night Covers | 2020 | Economic | MW | After Competition Groups | 3.3445 | 0 | 0 | 1398.7797 | 0.002391 | 33 | Commercial_2020_Economic_MW_After Competition Groups_33 | Vertical Night Covers | 0.2391% | 0 | 3.3445 | Commercial_2020_Economic_MW_After Competition Groups_Vertical Night Covers
Commercial | Com ¦ BEVERAGE VENDING MACHINE CONTROLS | 2020 | Economic | MW | After Competition Groups | 3.2696 | 0 | 0 | 1398.7797 | 0.0023375 | 34 | Commercial_2020_Economic_MW_After Competition Groups_34 | BEVERAGE VENDING MACHINE CONTROLS | 0.2337% | 0 | 3.2696 | Commercial_2020_Economic_MW_After Competition Groups_BEVERAGE VENDING MACHINE CONTROLS
Commercial | Com ¦ CO Sensors for parking garage exhaust fans | 2020 | Economic | MW | After Competition Groups | 2.9292 | 0 | 0 | 1398.7797 | 0.0020941 | 35 | Commercial_2020_Economic_MW_After Competition Groups_35 | CO Sensors for parking garage exhaust fans | 0.2094% | 0 | 2.9292 | Commercial_2020_Economic_MW_After Competition Groups_CO Sensors for parking garage exhaust fans
Commercial | Com ¦ LED street light fixture | 2020 | Economic | MW | After Competition Groups | 2.665 | 0 | 0 | 1398.7797 | 0.0019052 | 36 | Commercial_2020_Economic_MW_After Competition Groups_36 | LED street light fixture | 0.1905% | 0 | 2.665 | Commercial_2020_Economic_MW_After Competition Groups_LED street light fixture
Commercial | Com ¦ Energy Efficient Laboratory Fume Hood | 2020 | Economic | MW | After Competition Groups | 2.5852 | 0 | 0 | 1398.7797 | 0.0018482 | 37 | Commercial_2020_Economic_MW_After Competition Groups_37 | Energy Efficient Laboratory Fume Hood | 0.1848% | 0 | 2.5852 | Commercial_2020_Economic_MW_After Competition Groups_Energy Efficient Laboratory Fume Hood
Commercial | Com ¦ Water Heating (DHW) Pipe Insulation (Add 3/4\ Foam)" | 2020 | Economic | MW | After Competition Groups | 2.5524 | 0 | 0 | 1398.7797 | 0.0018247 | 38 | Commercial_2020_Economic_MW_After Competition Groups_38 | Water Heating (DHW) Pipe Insulation (Add 3/4\ Foam)" | 0.1825% | 0 | 2.5524 | Commercial_2020_Economic_MW_After Competition Groups_Water Heating (DHW) Pipe Insulation (Add 3/4\ Foam)"
Commercial | Com ¦ Refrigerated Display Case LED | 2020 | Economic | MW | After Competition Groups | 2.0021 | 0 | 0 | 1398.7797 | 0.0014313 | 39 | Commercial_2020_Economic_MW_After Competition Groups_39 | Refrigerated Display Case LED | 0.1431% | 0 | 2.0021 | Commercial_2020_Economic_MW_After Competition Groups_Refrigerated Display Case LED
Commercial | Com ¦ Water Source Heat Pump (4 ton) | 2020 | Economic | MW | After Competition Groups | 1.8887 | 0 | 0 | 1398.7797 | 0.0013503 | 40 | Commercial_2020_Economic_MW_After Competition Groups_40 | Water Source Heat Pump (4 ton) | 0.135% | 0 | 1.8887 | Commercial_2020_Economic_MW_After Competition Groups_Water Source Heat Pump (4 ton)
Commercial | Com ¦ Suction Pipe Insulation Freezer/Refrigerator | 2020 | Economic | MW | After Competition Groups | 1.7382 | 0 | 0 | 1398.7797 | 0.0012427 | 41 | Commercial_2020_Economic_MW_After Competition Groups_41 | Suction Pipe Insulation Freezer/Refrigerator | 0.1243% | 0 | 1.7382 | Commercial_2020_Economic_MW_After Competition Groups_Suction Pipe Insulation Freezer/Refrigerator
Commercial | Com ¦ Outside Air Economizer | 2020 | Economic | MW | After Competition Groups | 1.7281 | 0 | 0 | 1398.7797 | 0.0012354 | 42 | Commercial_2020_Economic_MW_After Competition Groups_42 | Outside Air Economizer | 0.1235% | 0 | 1.7281 | Commercial_2020_Economic_MW_After Competition Groups_Outside Air Economizer
Commercial | Com ¦ ENERGY STAR Griddle (74% eff) | 2020 | Economic | MW | After Competition Groups | 1.4389 | 0 | 0 | 1398.7797 | 0.0010287 | 43 | Commercial_2020_Economic_MW_After Competition Groups_43 | ENERGY STAR Griddle (74% eff) | 0.1029% | 0 | 1.4389 | Commercial_2020_Economic_MW_After Competition Groups_ENERGY STAR Griddle (74% eff)
Commercial | Com ¦ ENERGY STAR Dishwasher | 2020 | Economic | MW | After Competition Groups | 0.96989 | 0 | 0 | 1398.7797 | 0.00069338 | 44 | Commercial_2020_Economic_MW_After Competition Groups_44 | ENERGY STAR Dishwasher | 0.06934% | 0 | 0.96989 | Commercial_2020_Economic_MW_After Competition Groups_ENERGY STAR Dishwasher
Commercial | Com ¦ Ozone Laundry Treatment | 2020 | Economic | MW | After Competition Groups | 0.72861 | 0 | 0 | 1398.7797 | 0.00052089 | 45 | Commercial_2020_Economic_MW_After Competition Groups_45 | Ozone Laundry Treatment | 0.05209% | 0 | 0.72861 | Commercial_2020_Economic_MW_After Competition Groups_Ozone Laundry Treatment
Commercial | Com ¦ ENERGY STAR Fryer (84% eff) | 2020 | Economic | MW | After Competition Groups | 0.40542 | 0 | 0 | 1398.7797 | 0.00028984 | 46 | Commercial_2020_Economic_MW_After Competition Groups_46 | ENERGY STAR Fryer (84% eff) | 0.02898% | 0 | 0.40542 | Commercial_2020_Economic_MW_After Competition Groups_ENERGY STAR Fryer (84% eff)
Commercial | Com ¦ ECM MOTORS FOR HVAC APPLICATION (FAN-POWERED VAV BOX) | 2020 | Economic | MW | After Competition Groups | 0.27716 | 0 | 0 | 1398.7797 | 0.00019814 | 47 | Commercial_2020_Economic_MW_After Competition Groups_47 | ECM MOTORS FOR HVAC APPLICATION (FAN-POWERED VAV BOX) | 0.01981% | 0 | 0.27716 | Commercial_2020_Economic_MW_After Competition Groups_ECM MOTORS FOR HVAC APPLICATION (FAN-POWERED VAV BOX)
Commercial | Com ¦ Thermostat Setback | 2020 | Economic | MW | After Competition Groups | 0.27676 | 0 | 0 | 1398.7797 | 0.00019786 | 48 | Commercial_2020_Economic_MW_After Competition Groups_48 | Thermostat Setback | 0.01979% | 0 | 0.27676 | Commercial_2020_Economic_MW_After Competition Groups_Thermostat Setback
Commercial | Com ¦ ENERGY STAR Steam Cookers | 2020 | Economic | MW | After Competition Groups | 0.26396 | 0 | 0 | 1398.7797 | 0.00018871 | 49 | Commercial_2020_Economic_MW_After Competition Groups_49 | ENERGY STAR Steam Cookers | 0.01887% | 0 | 0.26396 | Commercial_2020_Economic_MW_After Competition Groups_ENERGY STAR Steam Cookers
Commercial | Com ¦ Auto Off Time Switch or Time Clock control | 2020 | Economic | MW | After Competition Groups | 0.17389 | 0 | 0 | 1398.7797 | 0.00012432 | 50 | Commercial_2020_Economic_MW_After Competition Groups_50 | Auto Off Time Switch or Time Clock control | 0.01243% | 0 | 0.17389 | Commercial_2020_Economic_MW_After Competition Groups_Auto Off Time Switch or Time Clock control
Commercial | Com ¦ Demand controlled Circulating Systems | 2020 | Economic | MW | After Competition Groups | 0.16374 | 0 | 0 | 1398.7797 | 0.00011706 | 51 | Commercial_2020_Economic_MW_After Competition Groups_51 | Demand controlled Circulating Systems | 0.01171% | 0 | 0.16374 | Commercial_2020_Economic_MW_After Competition Groups_Demand controlled Circulating Systems
Commercial | Com ¦ PTAC (12 EER/10,000 BTU) | 2020 | Economic | MW | After Competition Groups | 0.16243 | 0 | 0 | 1398.7797 | 0.00011612 | 52 | Commercial_2020_Economic_MW_After Competition Groups_52 | PTAC (12 EER/10,000 BTU) | 0.01161% | 0 | 0.16243 | Commercial_2020_Economic_MW_After Competition Groups_PTAC (12 EER/10,000 BTU)
Commercial | Com ¦ Solar Water Preheat (Pools/DHW) | 2020 | Economic | MW | After Competition Groups | 0.076111 | 0 | 0 | 1398.7797 | 5.4412e-05 | 53 | Commercial_2020_Economic_MW_After Competition Groups_53 | Solar Water Preheat (Pools/DHW) | 0.005441% | 0 | 0.076111 | Commercial_2020_Economic_MW_After Competition Groups_Solar Water Preheat (Pools/DHW)
Commercial | COM ¦ Ductless Mini-Split Heat Pumps | 2020 | Economic | MW | After Competition Groups | 0.075634 | 0 | 0 | 1398.7797 | 5.4071e-05 | 54 | Commercial_2020_Economic_MW_After Competition Groups_54 | Ductless Mini-Split Heat Pumps | 0.005407% | 0 | 0.075634 | Commercial_2020_Economic_MW_After Competition Groups_Ductless Mini-Split Heat Pumps
Commercial | Com ¦ Wall Insulation | 2020 | Economic | MW | After Competition Groups | 0.058456 | 0 | 0 | 1398.7797 | 4.179e-05 | 55 | Commercial_2020_Economic_MW_After Competition Groups_55 | Wall Insulation | 0.004179% | 0 | 0.058456 | Commercial_2020_Economic_MW_After Competition Groups_Wall Insulation
Commercial | Com ¦ HVAC Optimization | 2020 | Economic | MW | After Competition Groups | 0.057642 | 0 | 0 | 1398.7797 | 4.1209e-05 | 56 | Commercial_2020_Economic_MW_After Competition Groups_56 | HVAC Optimization | 0.004121% | 0 | 0.057642 | Commercial_2020_Economic_MW_After Competition Groups_HVAC Optimization
Commercial | Com ¦ Condensing Unit Heaters or other Efficient Unit Heating System | 2020 | Economic | MW | After Competition Groups | 0.05704 | 0 | 0 | 1398.7797 | 4.0779e-05 | 57 | Commercial_2020_Economic_MW_After Competition Groups_57 | Condensing Unit Heaters or other Efficient Unit Heating System | 0.004078% | 0 | 0.05704 | Commercial_2020_Economic_MW_After Competition Groups_Condensing Unit Heaters or other Efficient Unit Heating System
Commercial | Com ¦ CEE Tier 2/Energy Star Clothes Washers | 2020 | Economic | MW | After Competition Groups | 0.04701 | 0 | 0 | 1398.7797 | 3.3608e-05 | 58 | Commercial_2020_Economic_MW_After Competition Groups_58 | CEE Tier 2/Energy Star Clothes Washers | 0.003361% | 0 | 0.04701 | Commercial_2020_Economic_MW_After Competition Groups_CEE Tier 2/Energy Star Clothes Washers
Commercial | Com ¦ Low Flow Pre-Rinse Spray Nozzle | 2020 | Economic | MW | After Competition Groups | 0.041469 | 0 | 0 | 1398.7797 | 2.9647e-05 | 59 | Commercial_2020_Economic_MW_After Competition Groups_59 | Low Flow Pre-Rinse Spray Nozzle | 0.002965% | 0 | 0.041469 | Commercial_2020_Economic_MW_After Competition Groups_Low Flow Pre-Rinse Spray Nozzle
Commercial | Com ¦ Commercial Hot Food Holding Cabinets | 2020 | Economic | MW | After Competition Groups | 0.024037 | 0 | 0 | 1398.7797 | 1.7185e-05 | 60 | Commercial_2020_Economic_MW_After Competition Groups_60 | Commercial Hot Food Holding Cabinets | 0.001718% | 0 | 0.024037 | Commercial_2020_Economic_MW_After Competition Groups_Commercial Hot Food Holding Cabinets
Commercial | Com ¦ Room AC (w/ louvered sides) 14 SEER from 12 SEER code | 2020 | Economic | MW | After Competition Groups | 0.020165 | 0 | 0 | 1398.7797 | 1.4416e-05 | 61 | Commercial_2020_Economic_MW_After Competition Groups_61 | Room AC (w/ louvered sides) 14 SEER from 12 SEER code | 0.001442% | 0 | 0.020165 | Commercial_2020_Economic_MW_After Competition Groups_Room AC (w/ louvered sides) 14 SEER from 12 SEER code
Commercial | Com ¦ Energy Recovery Ventilation and Ventilation (Enhanced) | 2020 | Economic | MW | After Competition Groups | 0.015827 | 0 | 0 | 1398.7797 | 1.1315e-05 | 62 | Commercial_2020_Economic_MW_After Competition Groups_62 | Energy Recovery Ventilation and Ventilation (Enhanced) | 0.001131% | 0 | 0.015827 | Commercial_2020_Economic_MW_After Competition Groups_Energy Recovery Ventilation and Ventilation (Enhanced)
Commercial | Com ¦ VSD Air Compressor | 2020 | Economic | MW | After Competition Groups | 0.0067007 | 0 | 0 | 1398.7797 | 4.7904e-06 | 63 | Commercial_2020_Economic_MW_After Competition Groups_63 | VSD Air Compressor | 0.000479% | 0 | 0.0067007 | Commercial_2020_Economic_MW_After Competition Groups_VSD Air Compressor
Commercial | Com ¦ Air Curtains | 2020 | Economic | MW | After Competition Groups | 0.0060588 | 0 | 0 | 1398.7797 | 4.3315e-06 | 64 | Commercial_2020_Economic_MW_After Competition Groups_64 | Air Curtains | 0.0004331% | 0 | 0.0060588 | Commercial_2020_Economic_MW_After Competition Groups_Air Curtains
Commercial | Com ¦ High Efficiency Chiller (avg of water and air cooled) | 2020 | Economic | MW | After Competition Groups | 0.0050579 | 0 | 0 | 1398.7797 | 3.6159e-06 | 65 | Commercial_2020_Economic_MW_After Competition Groups_65 | High Efficiency Chiller (avg of water and air cooled) | 0.0003616% | 0 | 0.0050579 | Commercial_2020_Economic_MW_After Competition Groups_High Efficiency Chiller (avg of water and air cooled)
Commercial | Com ¦ EC Plug Fan for Data Center (under cabinet) | 2020 | Economic | MW | After Competition Groups | 0.0013639 | 0 | 0 | 1398.7797 | 9.7506e-07 | 66 | Commercial_2020_Economic_MW_After Competition Groups_66 | EC Plug Fan for Data Center (under cabinet) | 9.751e-05% | 0 | 0.0013639 | Commercial_2020_Economic_MW_After Competition Groups_EC Plug Fan for Data Center (under cabinet)
Commercial | Com ¦ Electric Convection Combination Ovens | 2020 | Economic | MW | After Competition Groups | 8.3016e-05 | 0 | 0 | 1398.7797 | 5.9349e-08 | 67 | Commercial_2020_Economic_MW_After Competition Groups_67 | Electric Convection Combination Ovens | 5.935e-06% | 0 | 8.3016e-05 | Commercial_2020_Economic_MW_After Competition Groups_Electric Convection Combination Ovens
Commercial | Com ¦ Condensing Make Up Air Unit | 2020 | Economic | MW | After Competition Groups | 0 | 0 | 0 | 1398.7797 | 0 | 68 | Commercial_2020_Economic_MW_After Competition Groups_68 | Condensing Make Up Air Unit | 0% | 0 | 0 | Commercial_2020_Economic_MW_After Competition Groups_Condensing Make Up Air Unit
Commercial | Com ¦ Door Gasket Freezer/Refrigerator | 2020 | Economic | MW | After Competition Groups | 0 | 0 | 0 | 1398.7797 | 0 | 69 | Commercial_2020_Economic_MW_After Competition Groups_69 | Door Gasket Freezer/Refrigerator | 0% | 0 | 0 | Commercial_2020_Economic_MW_After Competition Groups_Door Gasket Freezer/Refrigerator
Commercial | Com ¦ Efficient compressor motor | 2020 | Economic | MW | After Competition Groups | 0 | 0 | 0 | 1398.7797 | 0 | 70 | Commercial_2020_Economic_MW_After Competition Groups_70 | Efficient compressor motor | 0% | 0 | 0 | Commercial_2020_Economic_MW_After Competition Groups_Efficient compressor motor
Commercial | Com ¦ Indoor Daylight Sensors/Photocell Dimming Control | 2020 | Economic | MW | After Competition Groups | 0 | 0 | 0 | 1398.7797 | 0 | 71 | Commercial_2020_Economic_MW_After Competition Groups_71 | Indoor Daylight Sensors/Photocell Dimming Control | 0% | 0 | 0 | Commercial_2020_Economic_MW_After Competition Groups_Indoor Daylight Sensors/Photocell Dimming Control
Commercial | Com ¦ LED RECESSED DOWNLIGHTS | 2020 | Economic | MW | After Competition Groups | 0 | 0 | 0 | 1398.7797 | 0 | 72 | Commercial_2020_Economic_MW_After Competition Groups_72 | LED RECESSED DOWNLIGHTS | 0% | 0 | 0 | Commercial_2020_Economic_MW_After Competition Groups_LED RECESSED DOWNLIGHTS
Commercial | Com ¦ Notched V belts for HVAC Systems | 2020 | Economic | MW | After Competition Groups | 0 | 0 | 0 | 1398.7797 | 0 | 73 | Commercial_2020_Economic_MW_After Competition Groups_73 | Notched V belts for HVAC Systems | 0% | 0 | 0 | Commercial_2020_Economic_MW_After Competition Groups_Notched V belts for HVAC Systems
Commercial | Com ¦ Refrigerated Display Case Doors | 2020 | Economic | MW | After Competition Groups | 0 | 0 | 0 | 1398.7797 | 0 | 74 | Commercial_2020_Economic_MW_After Competition Groups_74 | Refrigerated Display Case Doors | 0% | 0 | 0 | Commercial_2020_Economic_MW_After Competition Groups_Refrigerated Display Case Doors
Commercial | Com ¦ Variable Refrigerant Flow Heat Pump | 2020 | Economic | MW | After Competition Groups | 0 | 0 | 0 | 1398.7797 | 0 | 75 | Commercial_2020_Economic_MW_After Competition Groups_75 | Variable Refrigerant Flow Heat Pump | 0% | 0 | 0 | Commercial_2020_Economic_MW_After Competition Groups_Variable Refrigerant Flow Heat Pump
Commercial | Com ¦ ENERGY STAR LED LAMPS (REFLECTOR LAMPs/MR16/PAR 16) | 2020 | SC A | MW | After Competition Groups | 33.7118 | 0 | 0 | 129.5687 | 0.26019 | 1 | Commercial_2020_SC A_MW_After Competition Groups_1 | ENERGY STAR LED LAMPS (REFLECTOR LAMPs/MR16/PAR 16) | 26.02% | 0 | 33.7118 | Commercial_2020_SC A_MW_After Competition Groups_ENERGY STAR LED LAMPS (REFLECTOR LAMPs/MR16/PAR 16)
Commercial | Com ¦ LED Replacement Lamp (Tube) | 2020 | SC A | MW | After Competition Groups | 12.0205 | 0 | 0 | 129.5687 | 0.092773 | 2 | Commercial_2020_SC A_MW_After Competition Groups_2 | LED Replacement Lamp (Tube) | 9.277% | 0 | 12.0205 | Commercial_2020_SC A_MW_After Competition Groups_LED Replacement Lamp (Tube)
Commercial | Com ¦ LED Troffer/Surface/Suspended | 2020 | SC A | MW | After Competition Groups | 8.5036 | 0 | 0 | 129.5687 | 0.06563 | 3 | Commercial_2020_SC A_MW_After Competition Groups_3 | LED Troffer/Surface/Suspended | 6.563% | 0 | 8.5036 | Commercial_2020_SC A_MW_After Competition Groups_LED Troffer/Surface/Suspended
Commercial | Com ¦ High Efficiency Air Source Heat Pump | 2020 | SC A | MW | After Competition Groups | 8.4362 | 0 | 0 | 129.5687 | 0.06511 | 4 | Commercial_2020_SC A_MW_After Competition Groups_4 | High Efficiency Air Source Heat Pump | 6.511% | 0 | 8.4362 | Commercial_2020_SC A_MW_After Competition Groups_High Efficiency Air Source Heat Pump
Commercial | Com ¦ LED Low/High Bay | 2020 | SC A | MW | After Competition Groups | 8.3735 | 0 | 0 | 129.5687 | 0.064626 | 5 | Commercial_2020_SC A_MW_After Competition Groups_5 | LED Low/High Bay | 6.463% | 0 | 8.3735 | Commercial_2020_SC A_MW_After Competition Groups_LED Low/High Bay
Commercial | Com ¦ ENERGY STAR LED LAMPS (General Service Lamps) | 2020 | SC A | MW | After Competition Groups | 7.2196 | 0 | 0 | 129.5687 | 0.055721 | 6 | Commercial_2020_SC A_MW_After Competition Groups_6 | ENERGY STAR LED LAMPS (General Service Lamps) | 5.572% | 0 | 7.2196 | Commercial_2020_SC A_MW_After Competition Groups_ENERGY STAR LED LAMPS (General Service Lamps)
Commercial | Com ¦ Data Center Storage/Server Virtualization | 2020 | SC A | MW | After Competition Groups | 6.2231 | 0 | 0 | 129.5687 | 0.04803 | 7 | Commercial_2020_SC A_MW_After Competition Groups_7 | Data Center Storage/Server Virtualization | 4.803% | 0 | 6.2231 | Commercial_2020_SC A_MW_After Competition Groups_Data Center Storage/Server Virtualization
Commercial | Com ¦ Building Recommissioning, Operations and Maintenance (O&M) Improvements | 2020 | SC A | MW | After Competition Groups | 5.5777 | 0 | 0 | 129.5687 | 0.043048 | 8 | Commercial_2020_SC A_MW_After Competition Groups_8 | Building Recommissioning, Operations and Maintenance (O&M) Improvements | 4.305% | 0 | 5.5777 | Commercial_2020_SC A_MW_After Competition Groups_Building Recommissioning, Operations and Maintenance (O&M) Improvements
Commercial | Com ¦ Education and Capacity Building/Energy Behavior | 2020 | SC A | MW | After Competition Groups | 5.1954 | 0 | 0 | 129.5687 | 0.040097 | 9 | Commercial_2020_SC A_MW_After Competition Groups_9 | Education and Capacity Building/Energy Behavior | 4.01% | 0 | 5.1954 | Commercial_2020_SC A_MW_After Competition Groups_Education and Capacity Building/Energy Behavior
Commercial | Com ¦ LED or Equivalent Sign Lighting | 2020 | SC A | MW | After Competition Groups | 4.1616 | 0 | 0 | 129.5687 | 0.032119 | 10 | Commercial_2020_SC A_MW_After Competition Groups_10 | LED or Equivalent Sign Lighting | 3.212% | 0 | 4.1616 | Commercial_2020_SC A_MW_After Competition Groups_LED or Equivalent Sign Lighting
Commercial | Com ¦ Advanced BAS/Controllers | 2020 | SC A | MW | After Competition Groups | 3.7165 | 0 | 0 | 129.5687 | 0.028684 | 11 | Commercial_2020_SC A_MW_After Competition Groups_11 | Advanced BAS/Controllers | 2.868% | 0 | 3.7165 | Commercial_2020_SC A_MW_After Competition Groups_Advanced BAS/Controllers
Commercial | Com ¦ Reach-in Shaded Pole to ECM/PSC Evaporator Fan Motor | 2020 | SC A | MW | After Competition Groups | 3.2525 | 0 | 0 | 129.5687 | 0.025102 | 12 | Commercial_2020_SC A_MW_After Competition Groups_12 | Reach-in Shaded Pole to ECM/PSC Evaporator Fan Motor | 2.51% | 0 | 3.2525 | Commercial_2020_SC A_MW_After Competition Groups_Reach-in Shaded Pole to ECM/PSC Evaporator Fan Motor
Commercial | Com ¦ Adaptive Thermostats | 2020 | SC A | MW | After Competition Groups | 2.1819 | 0 | 0 | 129.5687 | 0.01684 | 13 | Commercial_2020_SC A_MW_After Competition Groups_13 | Adaptive Thermostats | 1.684% | 0 | 2.1819 | Commercial_2020_SC A_MW_After Competition Groups_Adaptive Thermostats
Commercial | Com ¦ Strip Curtains | 2020 | SC A | MW | After Competition Groups | 2.1769 | 0 | 0 | 129.5687 | 0.016801 | 14 | Commercial_2020_SC A_MW_After Competition Groups_14 | Strip Curtains | 1.68% | 0 | 2.1769 | Commercial_2020_SC A_MW_After Competition Groups_Strip Curtains
Commercial | Com ¦ Chilled Water Optimization | 2020 | SC A | MW | After Competition Groups | 1.5935 | 0 | 0 | 129.5687 | 0.012298 | 15 | Commercial_2020_SC A_MW_After Competition Groups_15 | Chilled Water Optimization | 1.23% | 0 | 1.5935 | Commercial_2020_SC A_MW_After Competition Groups_Chilled Water Optimization
Commercial | Com ¦ Furnace Tune-Up | 2020 | SC A | MW | After Competition Groups | 1.4943 | 0 | 0 | 129.5687 | 0.011533 | 16 | Commercial_2020_SC A_MW_After Competition Groups_16 | Furnace Tune-Up | 1.153% | 0 | 1.4943 | Commercial_2020_SC A_MW_After Competition Groups_Furnace Tune-Up
Commercial | Com ¦ LED parking lot fixture | 2020 | SC A | MW | After Competition Groups | 1.4356 | 0 | 0 | 129.5687 | 0.01108 | 17 | Commercial_2020_SC A_MW_After Competition Groups_17 | LED parking lot fixture | 1.108% | 0 | 1.4356 | Commercial_2020_SC A_MW_After Competition Groups_LED parking lot fixture
Commercial | Com ¦ LED EXTERIOR AREA LIGHTS - LED fixture (200W) | 2020 | SC A | MW | After Competition Groups | 1.4002 | 0 | 0 | 129.5687 | 0.010807 | 18 | Commercial_2020_SC A_MW_After Competition Groups_18 | LED EXTERIOR AREA LIGHTS - LED fixture (200W) | 1.081% | 0 | 1.4002 | Commercial_2020_SC A_MW_After Competition Groups_LED EXTERIOR AREA LIGHTS - LED fixture (200W)
Commercial | Com ¦ Centrally controlled desktop PC/NETWORK PC POWER MANAGEMENT SOFTWARE | 2020 | SC A | MW | After Competition Groups | 1.213 | 0 | 0 | 129.5687 | 0.0093616 | 19 | Commercial_2020_SC A_MW_After Competition Groups_19 | Centrally controlled desktop PC/NETWORK PC POWER MANAGEMENT SOFTWARE | 0.9362% | 0 | 1.213 | Commercial_2020_SC A_MW_After Competition Groups_Centrally controlled desktop PC/NETWORK PC POWER MANAGEMENT SOFTWARE
Commercial | Com ¦ Unitary Air-Conditioning Unit | 2020 | SC A | MW | After Competition Groups | 1.2069 | 0 | 0 | 129.5687 | 0.0093148 | 20 | Commercial_2020_SC A_MW_After Competition Groups_20 | Unitary Air-Conditioning Unit | 0.9315% | 0 | 1.2069 | Commercial_2020_SC A_MW_After Competition Groups_Unitary Air-Conditioning Unit
Commercial | Com ¦ Refrigerated Display Case LED | 2020 | SC A | MW | After Competition Groups | 1.0686 | 0 | 0 | 129.5687 | 0.0082477 | 21 | Commercial_2020_SC A_MW_After Competition Groups_21 | Refrigerated Display Case LED | 0.8248% | 0 | 1.0686 | Commercial_2020_SC A_MW_After Competition Groups_Refrigerated Display Case LED
Commercial | Com ¦ Variable Frequency Drive (VFD) | 2020 | SC A | MW | After Competition Groups | 1.0503 | 0 | 0 | 129.5687 | 0.008106 | 22 | Commercial_2020_SC A_MW_After Competition Groups_22 | Variable Frequency Drive (VFD) | 0.8106% | 0 | 1.0503 | Commercial_2020_SC A_MW_After Competition Groups_Variable Frequency Drive (VFD)
Commercial | Com ¦ VFD on Pumps | 2020 | SC A | MW | After Competition Groups | 0.9769 | 0 | 0 | 129.5687 | 0.0075396 | 23 | Commercial_2020_SC A_MW_After Competition Groups_23 | VFD on Pumps | 0.754% | 0 | 0.9769 | Commercial_2020_SC A_MW_After Competition Groups_VFD on Pumps
Commercial | Com ¦ Demand Control Ventilation | 2020 | SC A | MW | After Competition Groups | 0.93843 | 0 | 0 | 129.5687 | 0.0072427 | 24 | Commercial_2020_SC A_MW_After Competition Groups_24 | Demand Control Ventilation | 0.7243% | 0 | 0.93843 | Commercial_2020_SC A_MW_After Competition Groups_Demand Control Ventilation
Commercial | Com ¦ LED street light fixture | 2020 | SC A | MW | After Competition Groups | 0.7507 | 0 | 0 | 129.5687 | 0.0057938 | 25 | Commercial_2020_SC A_MW_After Competition Groups_25 | LED street light fixture | 0.5794% | 0 | 0.7507 | Commercial_2020_SC A_MW_After Competition Groups_LED street light fixture
Commercial | Com ¦ ENERGY STAR Griddle (74% eff) | 2020 | SC A | MW | After Competition Groups | 0.6855 | 0 | 0 | 129.5687 | 0.0052906 | 26 | Commercial_2020_SC A_MW_After Competition Groups_26 | ENERGY STAR Griddle (74% eff) | 0.5291% | 0 | 0.6855 | Commercial_2020_SC A_MW_After Competition Groups_ENERGY STAR Griddle (74% eff)
Commercial | Com ¦ Air Handler with Dedicated Outdoor Air Systems | 2020 | SC A | MW | After Competition Groups | 0.54979 | 0 | 0 | 129.5687 | 0.0042432 | 27 | Commercial_2020_SC A_MW_After Competition Groups_27 | Air Handler with Dedicated Outdoor Air Systems | 0.4243% | 0 | 0.54979 | Commercial_2020_SC A_MW_After Competition Groups_Air Handler with Dedicated Outdoor Air Systems
Commercial | Com ¦ ECM MOTORS FOR EVAPORATOR FANS for refrigeration (WALK-IN) | 2020 | SC A | MW | After Competition Groups | 0.53936 | 0 | 0 | 129.5687 | 0.0041627 | 28 | Commercial_2020_SC A_MW_After Competition Groups_28 | ECM MOTORS FOR EVAPORATOR FANS for refrigeration (WALK-IN) | 0.4163% | 0 | 0.53936 | Commercial_2020_SC A_MW_After Competition Groups_ECM MOTORS FOR EVAPORATOR FANS for refrigeration (WALK-IN)
Commercial | Com ¦ Evaporator Fan Controls | 2020 | SC A | MW | After Competition Groups | 0.45348 | 0 | 0 | 129.5687 | 0.0034999 | 29 | Commercial_2020_SC A_MW_After Competition Groups_29 | Evaporator Fan Controls | 0.35% | 0 | 0.45348 | Commercial_2020_SC A_MW_After Competition Groups_Evaporator Fan Controls
Commercial | Com ¦ Occupancy Sensors | 2020 | SC A | MW | After Competition Groups | 0.4049 | 0 | 0 | 129.5687 | 0.003125 | 30 | Commercial_2020_SC A_MW_After Competition Groups_30 | Occupancy Sensors | 0.3125% | 0 | 0.4049 | Commercial_2020_SC A_MW_After Competition Groups_Occupancy Sensors
Commercial | Com ¦ Freezer Case Light Sensor | 2020 | SC A | MW | After Competition Groups | 0.40026 | 0 | 0 | 129.5687 | 0.0030892 | 31 | Commercial_2020_SC A_MW_After Competition Groups_31 | Freezer Case Light Sensor | 0.3089% | 0 | 0.40026 | Commercial_2020_SC A_MW_After Competition Groups_Freezer Case Light Sensor
Commercial | Com ¦ Demand Control Kitchen Ventilation | 2020 | SC A | MW | After Competition Groups | 0.36602 | 0 | 0 | 129.5687 | 0.0028249 | 32 | Commercial_2020_SC A_MW_After Competition Groups_32 | Demand Control Kitchen Ventilation | 0.2825% | 0 | 0.36602 | Commercial_2020_SC A_MW_After Competition Groups_Demand Control Kitchen Ventilation
Commercial | Com ¦ Duct Insulation, R8 | 2020 | SC A | MW | After Competition Groups | 0.27271 | 0 | 0 | 129.5687 | 0.0021047 | 33 | Commercial_2020_SC A_MW_After Competition Groups_33 | Duct Insulation, R8 | 0.2105% | 0 | 0.27271 | Commercial_2020_SC A_MW_After Competition Groups_Duct Insulation, R8
Commercial | Com ¦ Thermostat Setback | 2020 | SC A | MW | After Competition Groups | 0.2292 | 0 | 0 | 129.5687 | 0.0017689 | 34 | Commercial_2020_SC A_MW_After Competition Groups_34 | Thermostat Setback | 0.1769% | 0 | 0.2292 | Commercial_2020_SC A_MW_After Competition Groups_Thermostat Setback
Commercial | Com ¦ ENERGY STAR Fryer (84% eff) | 2020 | SC A | MW | After Competition Groups | 0.19678 | 0 | 0 | 129.5687 | 0.0015188 | 35 | Commercial_2020_SC A_MW_After Competition Groups_35 | ENERGY STAR Fryer (84% eff) | 0.1519% | 0 | 0.19678 | Commercial_2020_SC A_MW_After Competition Groups_ENERGY STAR Fryer (84% eff)
Commercial | Com ¦ Temperature Adjustment in Commercial Freezers | 2020 | SC A | MW | After Competition Groups | 0.16593 | 0 | 0 | 129.5687 | 0.0012807 | 36 | Commercial_2020_SC A_MW_After Competition Groups_36 | Temperature Adjustment in Commercial Freezers | 0.1281% | 0 | 0.16593 | Commercial_2020_SC A_MW_After Competition Groups_Temperature Adjustment in Commercial Freezers
Commercial | Com ¦ Water Source Heat Pump (4 ton) | 2020 | SC A | MW | After Competition Groups | 0.15647 | 0 | 0 | 129.5687 | 0.0012076 | 37 | Commercial_2020_SC A_MW_After Competition Groups_37 | Water Source Heat Pump (4 ton) | 0.1208% | 0 | 0.15647 | Commercial_2020_SC A_MW_After Competition Groups_Water Source Heat Pump (4 ton)
Commercial | Com ¦ Elec Storage WH 2.30 Et | 2020 | SC A | MW | After Competition Groups | 0.14668 | 0 | 0 | 129.5687 | 0.001132 | 38 | Commercial_2020_SC A_MW_After Competition Groups_38 | Elec Storage WH 2.30 Et | 0.1132% | 0 | 0.14668 | Commercial_2020_SC A_MW_After Competition Groups_Elec Storage WH 2.30 Et
Commercial | Com ¦ Vertical Night Covers | 2020 | SC A | MW | After Competition Groups | 0.1348 | 0 | 0 | 129.5687 | 0.0010404 | 39 | Commercial_2020_SC A_MW_After Competition Groups_39 | Vertical Night Covers | 0.104% | 0 | 0.1348 | Commercial_2020_SC A_MW_After Competition Groups_Vertical Night Covers
Commercial | Com ¦ Outside Air Economizer | 2020 | SC A | MW | After Competition Groups | 0.13423 | 0 | 0 | 129.5687 | 0.001036 | 40 | Commercial_2020_SC A_MW_After Competition Groups_40 | Outside Air Economizer | 0.1036% | 0 | 0.13423 | Commercial_2020_SC A_MW_After Competition Groups_Outside Air Economizer
Commercial | Com ¦ ENERGY STAR Steam Cookers | 2020 | SC A | MW | After Competition Groups | 0.1251 | 0 | 0 | 129.5687 | 0.0009655 | 41 | Commercial_2020_SC A_MW_After Competition Groups_41 | ENERGY STAR Steam Cookers | 0.09655% | 0 | 0.1251 | Commercial_2020_SC A_MW_After Competition Groups_ENERGY STAR Steam Cookers
Commercial | Com ¦ CO Sensors for parking garage exhaust fans | 2020 | SC A | MW | After Competition Groups | 0.12218 | 0 | 0 | 129.5687 | 0.00094296 | 42 | Commercial_2020_SC A_MW_After Competition Groups_42 | CO Sensors for parking garage exhaust fans | 0.0943% | 0 | 0.12218 | Commercial_2020_SC A_MW_After Competition Groups_CO Sensors for parking garage exhaust fans
Commercial | Com ¦ BEVERAGE VENDING MACHINE CONTROLS | 2020 | SC A | MW | After Competition Groups | 0.1126 | 0 | 0 | 129.5687 | 0.00086906 | 43 | Commercial_2020_SC A_MW_After Competition Groups_43 | BEVERAGE VENDING MACHINE CONTROLS | 0.08691% | 0 | 0.1126 | Commercial_2020_SC A_MW_After Competition Groups_BEVERAGE VENDING MACHINE CONTROLS
Commercial | Com ¦ Water Heating (DHW) Pipe Insulation (Add 3/4\ Foam)" | 2020 | SC A | MW | After Competition Groups | 0.10515 | 0 | 0 | 129.5687 | 0.00081156 | 44 | Commercial_2020_SC A_MW_After Competition Groups_44 | Water Heating (DHW) Pipe Insulation (Add 3/4\ Foam)" | 0.08116% | 0 | 0.10515 | Commercial_2020_SC A_MW_After Competition Groups_Water Heating (DHW) Pipe Insulation (Add 3/4\ Foam)"
Commercial | Com ¦ Energy Efficient Laboratory Fume Hood | 2020 | SC A | MW | After Competition Groups | 0.099978 | 0 | 0 | 129.5687 | 0.00077162 | 45 | Commercial_2020_SC A_MW_After Competition Groups_45 | Energy Efficient Laboratory Fume Hood | 0.07716% | 0 | 0.099978 | Commercial_2020_SC A_MW_After Competition Groups_Energy Efficient Laboratory Fume Hood
Commercial | Com ¦ ENERGY STAR Dishwasher | 2020 | SC A | MW | After Competition Groups | 0.081568 | 0 | 0 | 129.5687 | 0.00062953 | 46 | Commercial_2020_SC A_MW_After Competition Groups_46 | ENERGY STAR Dishwasher | 0.06295% | 0 | 0.081568 | Commercial_2020_SC A_MW_After Competition Groups_ENERGY STAR Dishwasher
Commercial | Com ¦ Suction Pipe Insulation Freezer/Refrigerator | 2020 | SC A | MW | After Competition Groups | 0.069481 | 0 | 0 | 129.5687 | 0.00053625 | 47 | Commercial_2020_SC A_MW_After Competition Groups_47 | Suction Pipe Insulation Freezer/Refrigerator | 0.05362% | 0 | 0.069481 | Commercial_2020_SC A_MW_After Competition Groups_Suction Pipe Insulation Freezer/Refrigerator
Commercial | Com ¦ Ozone Laundry Treatment | 2020 | SC A | MW | After Competition Groups | 0.027415 | 0 | 0 | 129.5687 | 0.00021159 | 48 | Commercial_2020_SC A_MW_After Competition Groups_48 | Ozone Laundry Treatment | 0.02116% | 0 | 0.027415 | Commercial_2020_SC A_MW_After Competition Groups_Ozone Laundry Treatment
Commercial | Com ¦ HVAC Optimization | 2020 | SC A | MW | After Competition Groups | 0.022371 | 0 | 0 | 129.5687 | 0.00017266 | 49 | Commercial_2020_SC A_MW_After Competition Groups_49 | HVAC Optimization | 0.01727% | 0 | 0.022371 | Commercial_2020_SC A_MW_After Competition Groups_HVAC Optimization
Commercial | Com ¦ ECM MOTORS FOR HVAC APPLICATION (FAN-POWERED VAV BOX) | 2020 | SC A | MW | After Competition Groups | 0.0162 | 0 | 0 | 129.5687 | 0.00012503 | 50 | Commercial_2020_SC A_MW_After Competition Groups_50 | ECM MOTORS FOR HVAC APPLICATION (FAN-POWERED VAV BOX) | 0.0125% | 0 | 0.0162 | Commercial_2020_SC A_MW_After Competition Groups_ECM MOTORS FOR HVAC APPLICATION (FAN-POWERED VAV BOX)
Commercial | Com ¦ CEE Tier 2/Energy Star Clothes Washers | 2020 | SC A | MW | After Competition Groups | 0.016029 | 0 | 0 | 129.5687 | 0.00012371 | 51 | Commercial_2020_SC A_MW_After Competition Groups_51 | CEE Tier 2/Energy Star Clothes Washers | 0.01237% | 0 | 0.016029 | Commercial_2020_SC A_MW_After Competition Groups_CEE Tier 2/Energy Star Clothes Washers
Commercial | COM ¦ Ductless Mini-Split Heat Pumps | 2020 | SC A | MW | After Competition Groups | 0.012147 | 0 | 0 | 129.5687 | 9.3751e-05 | 52 | Commercial_2020_SC A_MW_After Competition Groups_52 | Ductless Mini-Split Heat Pumps | 0.009375% | 0 | 0.012147 | Commercial_2020_SC A_MW_After Competition Groups_Ductless Mini-Split Heat Pumps
Commercial | Com ¦ Low Flow Pre-Rinse Spray Nozzle | 2020 | SC A | MW | After Competition Groups | 0.01019 | 0 | 0 | 129.5687 | 7.8642e-05 | 53 | Commercial_2020_SC A_MW_After Competition Groups_53 | Low Flow Pre-Rinse Spray Nozzle | 0.007864% | 0 | 0.01019 | Commercial_2020_SC A_MW_After Competition Groups_Low Flow Pre-Rinse Spray Nozzle
Commercial | Com ¦ Auto Off Time Switch or Time Clock control | 2020 | SC A | MW | After Competition Groups | 0.0072806 | 0 | 0 | 129.5687 | 5.6191e-05 | 54 | Commercial_2020_SC A_MW_After Competition Groups_54 | Auto Off Time Switch or Time Clock control | 0.005619% | 0 | 0.0072806 | Commercial_2020_SC A_MW_After Competition Groups_Auto Off Time Switch or Time Clock control
Commercial | Com ¦ Demand controlled Circulating Systems | 2020 | SC A | MW | After Competition Groups | 0.0070713 | 0 | 0 | 129.5687 | 5.4576e-05 | 55 | Commercial_2020_SC A_MW_After Competition Groups_55 | Demand controlled Circulating Systems | 0.005458% | 0 | 0.0070713 | Commercial_2020_SC A_MW_After Competition Groups_Demand controlled Circulating Systems
Commercial | Com ¦ Commercial Hot Food Holding Cabinets | 2020 | SC A | MW | After Competition Groups | 0.0033489 | 0 | 0 | 129.5687 | 2.5846e-05 | 56 | Commercial_2020_SC A_MW_After Competition Groups_56 | Commercial Hot Food Holding Cabinets | 0.002585% | 0 | 0.0033489 | Commercial_2020_SC A_MW_After Competition Groups_Commercial Hot Food Holding Cabinets
Commercial | Com ¦ LLLC - Low Impact Application | 2020 | SC A | MW | After Competition Groups | 0.0026284 | 0 | 0 | 129.5687 | 2.0286e-05 | 57 | Commercial_2020_SC A_MW_After Competition Groups_57 | LLLC - Low Impact Application | 0.002029% | 0 | 0.0026284 | Commercial_2020_SC A_MW_After Competition Groups_LLLC - Low Impact Application
Commercial | Com ¦ Wall Insulation | 2020 | SC A | MW | After Competition Groups | 0.0024405 | 0 | 0 | 129.5687 | 1.8836e-05 | 58 | Commercial_2020_SC A_MW_After Competition Groups_58 | Wall Insulation | 0.001884% | 0 | 0.0024405 | Commercial_2020_SC A_MW_After Competition Groups_Wall Insulation
Commercial | Com ¦ Condensing Unit Heaters or other Efficient Unit Heating System | 2020 | SC A | MW | After Competition Groups | 0.0023631 | 0 | 0 | 129.5687 | 1.8238e-05 | 59 | Commercial_2020_SC A_MW_After Competition Groups_59 | Condensing Unit Heaters or other Efficient Unit Heating System | 0.001824% | 0 | 0.0023631 | Commercial_2020_SC A_MW_After Competition Groups_Condensing Unit Heaters or other Efficient Unit Heating System
Commercial | Com ¦ VSD Air Compressor | 2020 | SC A | MW | After Competition Groups | 0.0020716 | 0 | 0 | 129.5687 | 1.5988e-05 | 60 | Commercial_2020_SC A_MW_After Competition Groups_60 | VSD Air Compressor | 0.001599% | 0 | 0.0020716 | Commercial_2020_SC A_MW_After Competition Groups_VSD Air Compressor
Commercial | Com ¦ Air Curtains | 2020 | SC A | MW | After Competition Groups | 0.0018659 | 0 | 0 | 129.5687 | 1.4401e-05 | 61 | Commercial_2020_SC A_MW_After Competition Groups_61 | Air Curtains | 0.00144% | 0 | 0.0018659 | Commercial_2020_SC A_MW_After Competition Groups_Air Curtains
Commercial | Com ¦ PTAC (12 EER/10,000 BTU) | 2020 | SC A | MW | After Competition Groups | 0.0015783 | 0 | 0 | 129.5687 | 1.2181e-05 | 62 | Commercial_2020_SC A_MW_After Competition Groups_62 | PTAC (12 EER/10,000 BTU) | 0.001218% | 0 | 0.0015783 | Commercial_2020_SC A_MW_After Competition Groups_PTAC (12 EER/10,000 BTU)
Commercial | Com ¦ LLLC - High Impact Application | 2020 | SC A | MW | After Competition Groups | 0.00095541 | 0 | 0 | 129.5687 | 7.3737e-06 | 63 | Commercial_2020_SC A_MW_After Competition Groups_63 | LLLC - High Impact Application | 0.0007374% | 0 | 0.00095541 | Commercial_2020_SC A_MW_After Competition Groups_LLLC - High Impact Application
Commercial | Com ¦ Solar Water Preheat (Pools/DHW) | 2020 | SC A | MW | After Competition Groups | 0.00055129 | 0 | 0 | 129.5687 | 4.2548e-06 | 64 | Commercial_2020_SC A_MW_After Competition Groups_64 | Solar Water Preheat (Pools/DHW) | 0.0004255% | 0 | 0.00055129 | Commercial_2020_SC A_MW_After Competition Groups_Solar Water Preheat (Pools/DHW)
Commercial | Com ¦ High Efficiency Chiller (avg of water and air cooled) | 2020 | SC A | MW | After Competition Groups | 0.00049504 | 0 | 0 | 129.5687 | 3.8206e-06 | 65 | Commercial_2020_SC A_MW_After Competition Groups_65 | High Efficiency Chiller (avg of water and air cooled) | 0.0003821% | 0 | 0.00049504 | Commercial_2020_SC A_MW_After Competition Groups_High Efficiency Chiller (avg of water and air cooled)
Commercial | Com ¦ EC Plug Fan for Data Center (under cabinet) | 2020 | SC A | MW | After Competition Groups | 0.00012577 | 0 | 0 | 129.5687 | 9.7071e-07 | 66 | Commercial_2020_SC A_MW_After Competition Groups_66 | EC Plug Fan for Data Center (under cabinet) | 9.707e-05% | 0 | 0.00012577 | Commercial_2020_SC A_MW_After Competition Groups_EC Plug Fan for Data Center (under cabinet)
Commercial | Com ¦ Room AC (w/ louvered sides) 14 SEER from 12 SEER code | 2020 | SC A | MW | After Competition Groups | 0.00012165 | 0 | 0 | 129.5687 | 9.3888e-07 | 67 | Commercial_2020_SC A_MW_After Competition Groups_67 | Room AC (w/ louvered sides) 14 SEER from 12 SEER code | 9.389e-05% | 0 | 0.00012165 | Commercial_2020_SC A_MW_After Competition Groups_Room AC (w/ louvered sides) 14 SEER from 12 SEER code
Commercial | Com ¦ Energy Recovery Ventilation and Ventilation (Enhanced) | 2020 | SC A | MW | After Competition Groups | 0.00012057 | 0 | 0 | 129.5687 | 9.3057e-07 | 68 | Commercial_2020_SC A_MW_After Competition Groups_68 | Energy Recovery Ventilation and Ventilation (Enhanced) | 9.306e-05% | 0 | 0.00012057 | Commercial_2020_SC A_MW_After Competition Groups_Energy Recovery Ventilation and Ventilation (Enhanced)
Commercial | Com ¦ Electric Convection Combination Ovens | 2020 | SC A | MW | After Competition Groups | 4.3153e-05 | 0 | 0 | 129.5687 | 3.3305e-07 | 69 | Commercial_2020_SC A_MW_After Competition Groups_69 | Electric Convection Combination Ovens | 3.331e-05% | 0 | 4.3153e-05 | Commercial_2020_SC A_MW_After Competition Groups_Electric Convection Combination Ovens
Commercial | Com ¦ Networked/Connected - High Impact Application | 2020 | SC A | MW | After Competition Groups | 2.8937e-05 | 0 | 0 | 129.5687 | 2.2333e-07 | 70 | Commercial_2020_SC A_MW_After Competition Groups_70 | Networked/Connected - High Impact Application | 2.233e-05% | 0 | 2.8937e-05 | Commercial_2020_SC A_MW_After Competition Groups_Networked/Connected - High Impact Application
Commercial | Com ¦ High Efficiency Small Instantaneous Water Heater | 2020 | SC A | MW | After Competition Groups | 7.2221e-07 | 0 | 0 | 129.5687 | 5.574e-09 | 71 | Commercial_2020_SC A_MW_After Competition Groups_71 | High Efficiency Small Instantaneous Water Heater | 5.574e-07% | 0 | 7.2221e-07 | Commercial_2020_SC A_MW_After Competition Groups_High Efficiency Small Instantaneous Water Heater
Commercial | Com ¦ Condensing Make Up Air Unit | 2020 | SC A | MW | After Competition Groups | 0 | 0 | 0 | 129.5687 | 0 | 72 | Commercial_2020_SC A_MW_After Competition Groups_72 | Condensing Make Up Air Unit | 0% | 0 | 0 | Commercial_2020_SC A_MW_After Competition Groups_Condensing Make Up Air Unit
Commercial | Com ¦ Door Gasket Freezer/Refrigerator | 2020 | SC A | MW | After Competition Groups | 0 | 0 | 0 | 129.5687 | 0 | 73 | Commercial_2020_SC A_MW_After Competition Groups_73 | Door Gasket Freezer/Refrigerator | 0% | 0 | 0 | Commercial_2020_SC A_MW_After Competition Groups_Door Gasket Freezer/Refrigerator
Commercial | Com ¦ Efficient compressor motor | 2020 | SC A | MW | After Competition Groups | 0 | 0 | 0 | 129.5687 | 0 | 74 | Commercial_2020_SC A_MW_After Competition Groups_74 | Efficient compressor motor | 0% | 0 | 0 | Commercial_2020_SC A_MW_After Competition Groups_Efficient compressor motor
Commercial | Com ¦ Indoor Daylight Sensors/Photocell Dimming Control | 2020 | SC A | MW | After Competition Groups | 0 | 0 | 0 | 129.5687 | 0 | 75 | Commercial_2020_SC A_MW_After Competition Groups_75 | Indoor Daylight Sensors/Photocell Dimming Control | 0% | 0 | 0 | Commercial_2020_SC A_MW_After Competition Groups_Indoor Daylight Sensors/Photocell Dimming Control
Commercial | Com ¦ LED RECESSED DOWNLIGHTS | 2020 | SC A | MW | After Competition Groups | 0 | 0 | 0 | 129.5687 | 0 | 76 | Commercial_2020_SC A_MW_After Competition Groups_76 | LED RECESSED DOWNLIGHTS | 0% | 0 | 0 | Commercial_2020_SC A_MW_After Competition Groups_LED RECESSED DOWNLIGHTS
Commercial | Com ¦ Networked/Connected - Low Impact Application | 2020 | SC A | MW | After Competition Groups | 0 | 0 | 0 | 129.5687 | 0 | 77 | Commercial_2020_SC A_MW_After Competition Groups_77 | Networked/Connected - Low Impact Application | 0% | 0 | 0 | Commercial_2020_SC A_MW_After Competition Groups_Networked/Connected - Low Impact Application
Commercial | Com ¦ Notched V belts for HVAC Systems | 2020 | SC A | MW | After Competition Groups | 0 | 0 | 0 | 129.5687 | 0 | 78 | Commercial_2020_SC A_MW_After Competition Groups_78 | Notched V belts for HVAC Systems | 0% | 0 | 0 | Commercial_2020_SC A_MW_After Competition Groups_Notched V belts for HVAC Systems
Commercial | Com ¦ Refrigerated Display Case Doors | 2020 | SC A | MW | After Competition Groups | 0 | 0 | 0 | 129.5687 | 0 | 79 | Commercial_2020_SC A_MW_After Competition Groups_79 | Refrigerated Display Case Doors | 0% | 0 | 0 | Commercial_2020_SC A_MW_After Competition Groups_Refrigerated Display Case Doors
Commercial | Com ¦ Variable Refrigerant Flow Heat Pump | 2020 | SC A | MW | After Competition Groups | 0 | 0 | 0 | 129.5687 | 0 | 80 | Commercial_2020_SC A_MW_After Competition Groups_80 | Variable Refrigerant Flow Heat Pump | 0% | 0 | 0 | Commercial_2020_SC A_MW_After Competition Groups_Variable Refrigerant Flow Heat Pump
Commercial | Com ¦ ENERGY STAR LED LAMPS (REFLECTOR LAMPs/MR16/PAR 16) | 2020 | SC B | MW | After Competition Groups | 33.7118 | 0 | 0 | 175.8697 | 0.19169 | 1 | Commercial_2020_SC B_MW_After Competition Groups_1 | ENERGY STAR LED LAMPS (REFLECTOR LAMPs/MR16/PAR 16) | 19.17% | 0 | 33.7118 | Commercial_2020_SC B_MW_After Competition Groups_ENERGY STAR LED LAMPS (REFLECTOR LAMPs/MR16/PAR 16)
Commercial | Com ¦ Education and Capacity Building/Energy Behavior | 2020 | SC B | MW | After Competition Groups | 25.9768 | 0 | 0 | 175.8697 | 0.1477 | 2 | Commercial_2020_SC B_MW_After Competition Groups_2 | Education and Capacity Building/Energy Behavior | 14.77% | 0 | 25.9768 | Commercial_2020_SC B_MW_After Competition Groups_Education and Capacity Building/Energy Behavior
Commercial | Com ¦ LED Replacement Lamp (Tube) | 2020 | SC B | MW | After Competition Groups | 12.0205 | 0 | 0 | 175.8697 | 0.068349 | 3 | Commercial_2020_SC B_MW_After Competition Groups_3 | LED Replacement Lamp (Tube) | 6.835% | 0 | 12.0205 | Commercial_2020_SC B_MW_After Competition Groups_LED Replacement Lamp (Tube)
Commercial | Com ¦ LED Troffer/Surface/Suspended | 2020 | SC B | MW | After Competition Groups | 9.7455 | 0 | 0 | 175.8697 | 0.055413 | 4 | Commercial_2020_SC B_MW_After Competition Groups_4 | LED Troffer/Surface/Suspended | 5.541% | 0 | 9.7455 | Commercial_2020_SC B_MW_After Competition Groups_LED Troffer/Surface/Suspended
Commercial | Com ¦ LED Low/High Bay | 2020 | SC B | MW | After Competition Groups | 8.7317 | 0 | 0 | 175.8697 | 0.049649 | 5 | Commercial_2020_SC B_MW_After Competition Groups_5 | LED Low/High Bay | 4.965% | 0 | 8.7317 | Commercial_2020_SC B_MW_After Competition Groups_LED Low/High Bay
Commercial | Com ¦ High Efficiency Air Source Heat Pump | 2020 | SC B | MW | After Competition Groups | 8.4362 | 0 | 0 | 175.8697 | 0.047968 | 6 | Commercial_2020_SC B_MW_After Competition Groups_6 | High Efficiency Air Source Heat Pump | 4.797% | 0 | 8.4362 | Commercial_2020_SC B_MW_After Competition Groups_High Efficiency Air Source Heat Pump
Commercial | Com ¦ ENERGY STAR LED LAMPS (General Service Lamps) | 2020 | SC B | MW | After Competition Groups | 7.2196 | 0 | 0 | 175.8697 | 0.041051 | 7 | Commercial_2020_SC B_MW_After Competition Groups_7 | ENERGY STAR LED LAMPS (General Service Lamps) | 4.105% | 0 | 7.2196 | Commercial_2020_SC B_MW_After Competition Groups_ENERGY STAR LED LAMPS (General Service Lamps)
Commercial | Com ¦ Data Center Storage/Server Virtualization | 2020 | SC B | MW | After Competition Groups | 6.5535 | 0 | 0 | 175.8697 | 0.037263 | 8 | Commercial_2020_SC B_MW_After Competition Groups_8 | Data Center Storage/Server Virtualization | 3.726% | 0 | 6.5535 | Commercial_2020_SC B_MW_After Competition Groups_Data Center Storage/Server Virtualization
Commercial | Com ¦ Building Recommissioning, Operations and Maintenance (O&M) Improvements | 2020 | SC B | MW | After Competition Groups | 6.1308 | 0 | 0 | 175.8697 | 0.03486 | 9 | Commercial_2020_SC B_MW_After Competition Groups_9 | Building Recommissioning, Operations and Maintenance (O&M) Improvements | 3.486% | 0 | 6.1308 | Commercial_2020_SC B_MW_After Competition Groups_Building Recommissioning, Operations and Maintenance (O&M) Improvements
Commercial | Com ¦ LED or Equivalent Sign Lighting | 2020 | SC B | MW | After Competition Groups | 5.0518 | 0 | 0 | 175.8697 | 0.028725 | 10 | Commercial_2020_SC B_MW_After Competition Groups_10 | LED or Equivalent Sign Lighting | 2.872% | 0 | 5.0518 | Commercial_2020_SC B_MW_After Competition Groups_LED or Equivalent Sign Lighting
Commercial | Com ¦ Adaptive Thermostats | 2020 | SC B | MW | After Competition Groups | 4.8567 | 0 | 0 | 175.8697 | 0.027615 | 11 | Commercial_2020_SC B_MW_After Competition Groups_11 | Adaptive Thermostats | 2.762% | 0 | 4.8567 | Commercial_2020_SC B_MW_After Competition Groups_Adaptive Thermostats
Commercial | Com ¦ Advanced BAS/Controllers | 2020 | SC B | MW | After Competition Groups | 4.097 | 0 | 0 | 175.8697 | 0.023295 | 12 | Commercial_2020_SC B_MW_After Competition Groups_12 | Advanced BAS/Controllers | 2.33% | 0 | 4.097 | Commercial_2020_SC B_MW_After Competition Groups_Advanced BAS/Controllers
Commercial | Com ¦ Strip Curtains | 2020 | SC B | MW | After Competition Groups | 3.9989 | 0 | 0 | 175.8697 | 0.022738 | 13 | Commercial_2020_SC B_MW_After Competition Groups_13 | Strip Curtains | 2.274% | 0 | 3.9989 | Commercial_2020_SC B_MW_After Competition Groups_Strip Curtains
Commercial | Com ¦ Furnace Tune-Up | 2020 | SC B | MW | After Competition Groups | 3.9693 | 0 | 0 | 175.8697 | 0.022569 | 14 | Commercial_2020_SC B_MW_After Competition Groups_14 | Furnace Tune-Up | 2.257% | 0 | 3.9693 | Commercial_2020_SC B_MW_After Competition Groups_Furnace Tune-Up
Commercial | Com ¦ Reach-in Shaded Pole to ECM/PSC Evaporator Fan Motor | 2020 | SC B | MW | After Competition Groups | 3.3255 | 0 | 0 | 175.8697 | 0.018909 | 15 | Commercial_2020_SC B_MW_After Competition Groups_15 | Reach-in Shaded Pole to ECM/PSC Evaporator Fan Motor | 1.891% | 0 | 3.3255 | Commercial_2020_SC B_MW_After Competition Groups_Reach-in Shaded Pole to ECM/PSC Evaporator Fan Motor
Commercial | Com ¦ Variable Frequency Drive (VFD) | 2020 | SC B | MW | After Competition Groups | 2.7901 | 0 | 0 | 175.8697 | 0.015865 | 16 | Commercial_2020_SC B_MW_After Competition Groups_16 | Variable Frequency Drive (VFD) | 1.586% | 0 | 2.7901 | Commercial_2020_SC B_MW_After Competition Groups_Variable Frequency Drive (VFD)
Commercial | Com ¦ Unitary Air-Conditioning Unit | 2020 | SC B | MW | After Competition Groups | 2.7568 | 0 | 0 | 175.8697 | 0.015675 | 17 | Commercial_2020_SC B_MW_After Competition Groups_17 | Unitary Air-Conditioning Unit | 1.568% | 0 | 2.7568 | Commercial_2020_SC B_MW_After Competition Groups_Unitary Air-Conditioning Unit
Commercial | Com ¦ VFD on Pumps | 2020 | SC B | MW | After Competition Groups | 2.6065 | 0 | 0 | 175.8697 | 0.014821 | 18 | Commercial_2020_SC B_MW_After Competition Groups_18 | VFD on Pumps | 1.482% | 0 | 2.6065 | Commercial_2020_SC B_MW_After Competition Groups_VFD on Pumps
Commercial | Com ¦ Demand Control Ventilation | 2020 | SC B | MW | After Competition Groups | 2.5275 | 0 | 0 | 175.8697 | 0.014371 | 19 | Commercial_2020_SC B_MW_After Competition Groups_19 | Demand Control Ventilation | 1.437% | 0 | 2.5275 | Commercial_2020_SC B_MW_After Competition Groups_Demand Control Ventilation
Commercial | Com ¦ Air Handler with Dedicated Outdoor Air Systems | 2020 | SC B | MW | After Competition Groups | 2.0992 | 0 | 0 | 175.8697 | 0.011936 | 20 | Commercial_2020_SC B_MW_After Competition Groups_20 | Air Handler with Dedicated Outdoor Air Systems | 1.194% | 0 | 2.0992 | Commercial_2020_SC B_MW_After Competition Groups_Air Handler with Dedicated Outdoor Air Systems
Commercial | Com ¦ Chilled Water Optimization | 2020 | SC B | MW | After Competition Groups | 2.0813 | 0 | 0 | 175.8697 | 0.011835 | 21 | Commercial_2020_SC B_MW_After Competition Groups_21 | Chilled Water Optimization | 1.183% | 0 | 2.0813 | Commercial_2020_SC B_MW_After Competition Groups_Chilled Water Optimization
Commercial | Com ¦ Centrally controlled desktop PC/NETWORK PC POWER MANAGEMENT SOFTWARE | 2020 | SC B | MW | After Competition Groups | 2.0774 | 0 | 0 | 175.8697 | 0.011812 | 22 | Commercial_2020_SC B_MW_After Competition Groups_22 | Centrally controlled desktop PC/NETWORK PC POWER MANAGEMENT SOFTWARE | 1.181% | 0 | 2.0774 | Commercial_2020_SC B_MW_After Competition Groups_Centrally controlled desktop PC/NETWORK PC POWER MANAGEMENT SOFTWARE
Commercial | Com ¦ LED parking lot fixture | 2020 | SC B | MW | After Competition Groups | 1.4356 | 0 | 0 | 175.8697 | 0.0081629 | 23 | Commercial_2020_SC B_MW_After Competition Groups_23 | LED parking lot fixture | 0.8163% | 0 | 1.4356 | Commercial_2020_SC B_MW_After Competition Groups_LED parking lot fixture
Commercial | Com ¦ ECM MOTORS FOR EVAPORATOR FANS for refrigeration (WALK-IN) | 2020 | SC B | MW | After Competition Groups | 1.4327 | 0 | 0 | 175.8697 | 0.0081462 | 24 | Commercial_2020_SC B_MW_After Competition Groups_24 | ECM MOTORS FOR EVAPORATOR FANS for refrigeration (WALK-IN) | 0.8146% | 0 | 1.4327 | Commercial_2020_SC B_MW_After Competition Groups_ECM MOTORS FOR EVAPORATOR FANS for refrigeration (WALK-IN)
Commercial | Com ¦ LED EXTERIOR AREA LIGHTS - LED fixture (200W) | 2020 | SC B | MW | After Competition Groups | 1.4004 | 0 | 0 | 175.8697 | 0.0079629 | 25 | Commercial_2020_SC B_MW_After Competition Groups_25 | LED EXTERIOR AREA LIGHTS - LED fixture (200W) | 0.7963% | 0 | 1.4004 | Commercial_2020_SC B_MW_After Competition Groups_LED EXTERIOR AREA LIGHTS - LED fixture (200W)
Commercial | Com ¦ Freezer Case Light Sensor | 2020 | SC B | MW | After Competition Groups | 1.2363 | 0 | 0 | 175.8697 | 0.0070299 | 26 | Commercial_2020_SC B_MW_After Competition Groups_26 | Freezer Case Light Sensor | 0.703% | 0 | 1.2363 | Commercial_2020_SC B_MW_After Competition Groups_Freezer Case Light Sensor
Commercial | Com ¦ Evaporator Fan Controls | 2020 | SC B | MW | After Competition Groups | 1.2045 | 0 | 0 | 175.8697 | 0.0068491 | 27 | Commercial_2020_SC B_MW_After Competition Groups_27 | Evaporator Fan Controls | 0.6849% | 0 | 1.2045 | Commercial_2020_SC B_MW_After Competition Groups_Evaporator Fan Controls
Commercial | Com ¦ Refrigerated Display Case LED | 2020 | SC B | MW | After Competition Groups | 1.1774 | 0 | 0 | 175.8697 | 0.0066949 | 28 | Commercial_2020_SC B_MW_After Competition Groups_28 | Refrigerated Display Case LED | 0.6695% | 0 | 1.1774 | Commercial_2020_SC B_MW_After Competition Groups_Refrigerated Display Case LED
Commercial | Com ¦ Demand Control Kitchen Ventilation | 2020 | SC B | MW | After Competition Groups | 0.76892 | 0 | 0 | 175.8697 | 0.0043721 | 29 | Commercial_2020_SC B_MW_After Competition Groups_29 | Demand Control Kitchen Ventilation | 0.4372% | 0 | 0.76892 | Commercial_2020_SC B_MW_After Competition Groups_Demand Control Kitchen Ventilation
Commercial | Com ¦ LED street light fixture | 2020 | SC B | MW | After Competition Groups | 0.75993 | 0 | 0 | 175.8697 | 0.004321 | 30 | Commercial_2020_SC B_MW_After Competition Groups_30 | LED street light fixture | 0.4321% | 0 | 0.75993 | Commercial_2020_SC B_MW_After Competition Groups_LED street light fixture
Commercial | Com ¦ Duct Insulation, R8 | 2020 | SC B | MW | After Competition Groups | 0.73567 | 0 | 0 | 175.8697 | 0.004183 | 31 | Commercial_2020_SC B_MW_After Competition Groups_31 | Duct Insulation, R8 | 0.4183% | 0 | 0.73567 | Commercial_2020_SC B_MW_After Competition Groups_Duct Insulation, R8
Commercial | Com ¦ ENERGY STAR Griddle (74% eff) | 2020 | SC B | MW | After Competition Groups | 0.68549 | 0 | 0 | 175.8697 | 0.0038977 | 32 | Commercial_2020_SC B_MW_After Competition Groups_32 | ENERGY STAR Griddle (74% eff) | 0.3898% | 0 | 0.68549 | Commercial_2020_SC B_MW_After Competition Groups_ENERGY STAR Griddle (74% eff)
Commercial | Com ¦ Temperature Adjustment in Commercial Freezers | 2020 | SC B | MW | After Competition Groups | 0.44076 | 0 | 0 | 175.8697 | 0.0025062 | 33 | Commercial_2020_SC B_MW_After Competition Groups_33 | Temperature Adjustment in Commercial Freezers | 0.2506% | 0 | 0.44076 | Commercial_2020_SC B_MW_After Competition Groups_Temperature Adjustment in Commercial Freezers
Commercial | Com ¦ Occupancy Sensors | 2020 | SC B | MW | After Competition Groups | 0.4049 | 0 | 0 | 175.8697 | 0.0023023 | 34 | Commercial_2020_SC B_MW_After Competition Groups_34 | Occupancy Sensors | 0.2302% | 0 | 0.4049 | Commercial_2020_SC B_MW_After Competition Groups_Occupancy Sensors
Commercial | Com ¦ Vertical Night Covers | 2020 | SC B | MW | After Competition Groups | 0.36418 | 0 | 0 | 175.8697 | 0.0020707 | 35 | Commercial_2020_SC B_MW_After Competition Groups_35 | Vertical Night Covers | 0.2071% | 0 | 0.36418 | Commercial_2020_SC B_MW_After Competition Groups_Vertical Night Covers
Commercial | Com ¦ Elec Storage WH 2.30 Et | 2020 | SC B | MW | After Competition Groups | 0.33869 | 0 | 0 | 175.8697 | 0.0019258 | 36 | Commercial_2020_SC B_MW_After Competition Groups_36 | Elec Storage WH 2.30 Et | 0.1926% | 0 | 0.33869 | Commercial_2020_SC B_MW_After Competition Groups_Elec Storage WH 2.30 Et
Commercial | Com ¦ CO Sensors for parking garage exhaust fans | 2020 | SC B | MW | After Competition Groups | 0.32145 | 0 | 0 | 175.8697 | 0.0018278 | 37 | Commercial_2020_SC B_MW_After Competition Groups_37 | CO Sensors for parking garage exhaust fans | 0.1828% | 0 | 0.32145 | Commercial_2020_SC B_MW_After Competition Groups_CO Sensors for parking garage exhaust fans
Commercial | Com ¦ BEVERAGE VENDING MACHINE CONTROLS | 2020 | SC B | MW | After Competition Groups | 0.28562 | 0 | 0 | 175.8697 | 0.0016241 | 38 | Commercial_2020_SC B_MW_After Competition Groups_38 | BEVERAGE VENDING MACHINE CONTROLS | 0.1624% | 0 | 0.28562 | Commercial_2020_SC B_MW_After Competition Groups_BEVERAGE VENDING MACHINE CONTROLS
Commercial | Com ¦ Energy Efficient Laboratory Fume Hood | 2020 | SC B | MW | After Competition Groups | 0.2826 | 0 | 0 | 175.8697 | 0.0016069 | 39 | Commercial_2020_SC B_MW_After Competition Groups_39 | Energy Efficient Laboratory Fume Hood | 0.1607% | 0 | 0.2826 | Commercial_2020_SC B_MW_After Competition Groups_Energy Efficient Laboratory Fume Hood
Commercial | Com ¦ Water Heating (DHW) Pipe Insulation (Add 3/4\ Foam)" | 2020 | SC B | MW | After Competition Groups | 0.27932 | 0 | 0 | 175.8697 | 0.0015882 | 40 | Commercial_2020_SC B_MW_After Competition Groups_40 | Water Heating (DHW) Pipe Insulation (Add 3/4\ Foam)" | 0.1588% | 0 | 0.27932 | Commercial_2020_SC B_MW_After Competition Groups_Water Heating (DHW) Pipe Insulation (Add 3/4\ Foam)"
Commercial | Com ¦ Outside Air Economizer | 2020 | SC B | MW | After Competition Groups | 0.24366 | 0 | 0 | 175.8697 | 0.0013854 | 41 | Commercial_2020_SC B_MW_After Competition Groups_41 | Outside Air Economizer | 0.1385% | 0 | 0.24366 | Commercial_2020_SC B_MW_After Competition Groups_Outside Air Economizer
Commercial | Com ¦ Thermostat Setback | 2020 | SC B | MW | After Competition Groups | 0.23045 | 0 | 0 | 175.8697 | 0.0013103 | 42 | Commercial_2020_SC B_MW_After Competition Groups_42 | Thermostat Setback | 0.131% | 0 | 0.23045 | Commercial_2020_SC B_MW_After Competition Groups_Thermostat Setback
Commercial | Com ¦ Water Source Heat Pump (4 ton) | 2020 | SC B | MW | After Competition Groups | 0.2285 | 0 | 0 | 175.8697 | 0.0012992 | 43 | Commercial_2020_SC B_MW_After Competition Groups_43 | Water Source Heat Pump (4 ton) | 0.1299% | 0 | 0.2285 | Commercial_2020_SC B_MW_After Competition Groups_Water Source Heat Pump (4 ton)
Commercial | Com ¦ ENERGY STAR Fryer (84% eff) | 2020 | SC B | MW | After Competition Groups | 0.19678 | 0 | 0 | 175.8697 | 0.0011189 | 44 | Commercial_2020_SC B_MW_After Competition Groups_44 | ENERGY STAR Fryer (84% eff) | 0.1119% | 0 | 0.19678 | Commercial_2020_SC B_MW_After Competition Groups_ENERGY STAR Fryer (84% eff)
Commercial | Com ¦ Suction Pipe Insulation Freezer/Refrigerator | 2020 | SC B | MW | After Competition Groups | 0.18952 | 0 | 0 | 175.8697 | 0.0010776 | 45 | Commercial_2020_SC B_MW_After Competition Groups_45 | Suction Pipe Insulation Freezer/Refrigerator | 0.1078% | 0 | 0.18952 | Commercial_2020_SC B_MW_After Competition Groups_Suction Pipe Insulation Freezer/Refrigerator
Commercial | Com ¦ ENERGY STAR Steam Cookers | 2020 | SC B | MW | After Competition Groups | 0.1251 | 0 | 0 | 175.8697 | 0.00071131 | 46 | Commercial_2020_SC B_MW_After Competition Groups_46 | ENERGY STAR Steam Cookers | 0.07113% | 0 | 0.1251 | Commercial_2020_SC B_MW_After Competition Groups_ENERGY STAR Steam Cookers
Commercial | Com ¦ ENERGY STAR Dishwasher | 2020 | SC B | MW | After Competition Groups | 0.091721 | 0 | 0 | 175.8697 | 0.00052153 | 47 | Commercial_2020_SC B_MW_After Competition Groups_47 | ENERGY STAR Dishwasher | 0.05215% | 0 | 0.091721 | Commercial_2020_SC B_MW_After Competition Groups_ENERGY STAR Dishwasher
Commercial | Com ¦ Ozone Laundry Treatment | 2020 | SC B | MW | After Competition Groups | 0.081111 | 0 | 0 | 175.8697 | 0.0004612 | 48 | Commercial_2020_SC B_MW_After Competition Groups_48 | Ozone Laundry Treatment | 0.04612% | 0 | 0.081111 | Commercial_2020_SC B_MW_After Competition Groups_Ozone Laundry Treatment
Commercial | Com ¦ ECM MOTORS FOR HVAC APPLICATION (FAN-POWERED VAV BOX) | 2020 | SC B | MW | After Competition Groups | 0.03388 | 0 | 0 | 175.8697 | 0.00019264 | 49 | Commercial_2020_SC B_MW_After Competition Groups_49 | ECM MOTORS FOR HVAC APPLICATION (FAN-POWERED VAV BOX) | 0.01926% | 0 | 0.03388 | Commercial_2020_SC B_MW_After Competition Groups_ECM MOTORS FOR HVAC APPLICATION (FAN-POWERED VAV BOX)
Commercial | Com ¦ HVAC Optimization | 2020 | SC B | MW | After Competition Groups | 0.022371 | 0 | 0 | 175.8697 | 0.0001272 | 50 | Commercial_2020_SC B_MW_After Competition Groups_50 | HVAC Optimization | 0.01272% | 0 | 0.022371 | Commercial_2020_SC B_MW_After Competition Groups_HVAC Optimization
Commercial | Com ¦ Demand controlled Circulating Systems | 2020 | SC B | MW | After Competition Groups | 0.018791 | 0 | 0 | 175.8697 | 0.00010685 | 51 | Commercial_2020_SC B_MW_After Competition Groups_51 | Demand controlled Circulating Systems | 0.01068% | 0 | 0.018791 | Commercial_2020_SC B_MW_After Competition Groups_Demand controlled Circulating Systems
Commercial | Com ¦ Auto Off Time Switch or Time Clock control | 2020 | SC B | MW | After Competition Groups | 0.018356 | 0 | 0 | 175.8697 | 0.00010437 | 52 | Commercial_2020_SC B_MW_After Competition Groups_52 | Auto Off Time Switch or Time Clock control | 0.01044% | 0 | 0.018356 | Commercial_2020_SC B_MW_After Competition Groups_Auto Off Time Switch or Time Clock control
Commercial | Com ¦ CEE Tier 2/Energy Star Clothes Washers | 2020 | SC B | MW | After Competition Groups | 0.017257 | 0 | 0 | 175.8697 | 9.8126e-05 | 53 | Commercial_2020_SC B_MW_After Competition Groups_53 | CEE Tier 2/Energy Star Clothes Washers | 0.009813% | 0 | 0.017257 | Commercial_2020_SC B_MW_After Competition Groups_CEE Tier 2/Energy Star Clothes Washers
Commercial | COM ¦ Ductless Mini-Split Heat Pumps | 2020 | SC B | MW | After Competition Groups | 0.013104 | 0 | 0 | 175.8697 | 7.4512e-05 | 54 | Commercial_2020_SC B_MW_After Competition Groups_54 | Ductless Mini-Split Heat Pumps | 0.007451% | 0 | 0.013104 | Commercial_2020_SC B_MW_After Competition Groups_Ductless Mini-Split Heat Pumps
Commercial | Com ¦ Low Flow Pre-Rinse Spray Nozzle | 2020 | SC B | MW | After Competition Groups | 0.011018 | 0 | 0 | 175.8697 | 6.2651e-05 | 55 | Commercial_2020_SC B_MW_After Competition Groups_55 | Low Flow Pre-Rinse Spray Nozzle | 0.006265% | 0 | 0.011018 | Commercial_2020_SC B_MW_After Competition Groups_Low Flow Pre-Rinse Spray Nozzle
Commercial | Com ¦ Wall Insulation | 2020 | SC B | MW | After Competition Groups | 0.0064836 | 0 | 0 | 175.8697 | 3.6866e-05 | 56 | Commercial_2020_SC B_MW_After Competition Groups_56 | Wall Insulation | 0.003687% | 0 | 0.0064836 | Commercial_2020_SC B_MW_After Competition Groups_Wall Insulation
Commercial | Com ¦ Condensing Unit Heaters or other Efficient Unit Heating System | 2020 | SC B | MW | After Competition Groups | 0.0062774 | 0 | 0 | 175.8697 | 3.5694e-05 | 57 | Commercial_2020_SC B_MW_After Competition Groups_57 | Condensing Unit Heaters or other Efficient Unit Heating System | 0.003569% | 0 | 0.0062774 | Commercial_2020_SC B_MW_After Competition Groups_Condensing Unit Heaters or other Efficient Unit Heating System
Commercial | Com ¦ PTAC (12 EER/10,000 BTU) | 2020 | SC B | MW | After Competition Groups | 0.0043533 | 0 | 0 | 175.8697 | 2.4753e-05 | 58 | Commercial_2020_SC B_MW_After Competition Groups_58 | PTAC (12 EER/10,000 BTU) | 0.002475% | 0 | 0.0043533 | Commercial_2020_SC B_MW_After Competition Groups_PTAC (12 EER/10,000 BTU)
Commercial | Com ¦ Commercial Hot Food Holding Cabinets | 2020 | SC B | MW | After Competition Groups | 0.003661 | 0 | 0 | 175.8697 | 2.0816e-05 | 59 | Commercial_2020_SC B_MW_After Competition Groups_59 | Commercial Hot Food Holding Cabinets | 0.002082% | 0 | 0.003661 | Commercial_2020_SC B_MW_After Competition Groups_Commercial Hot Food Holding Cabinets
Commercial | Com ¦ High Efficiency Chiller (avg of water and air cooled) | 2020 | SC B | MW | After Competition Groups | 0.0027544 | 0 | 0 | 175.8697 | 1.5661e-05 | 60 | Commercial_2020_SC B_MW_After Competition Groups_60 | High Efficiency Chiller (avg of water and air cooled) | 0.001566% | 0 | 0.0027544 | Commercial_2020_SC B_MW_After Competition Groups_High Efficiency Chiller (avg of water and air cooled)
Commercial | Com ¦ VSD Air Compressor | 2020 | SC B | MW | After Competition Groups | 0.0021589 | 0 | 0 | 175.8697 | 1.2275e-05 | 61 | Commercial_2020_SC B_MW_After Competition Groups_61 | VSD Air Compressor | 0.001228% | 0 | 0.0021589 | Commercial_2020_SC B_MW_After Competition Groups_VSD Air Compressor
Commercial | Com ¦ Solar Water Preheat (Pools/DHW) | 2020 | SC B | MW | After Competition Groups | 0.0014439 | 0 | 0 | 175.8697 | 8.2098e-06 | 62 | Commercial_2020_SC B_MW_After Competition Groups_62 | Solar Water Preheat (Pools/DHW) | 0.000821% | 0 | 0.0014439 | Commercial_2020_SC B_MW_After Competition Groups_Solar Water Preheat (Pools/DHW)
Commercial | Com ¦ Energy Recovery Ventilation and Ventilation (Enhanced) | 2020 | SC B | MW | After Competition Groups | 0.00074578 | 0 | 0 | 175.8697 | 4.2405e-06 | 63 | Commercial_2020_SC B_MW_After Competition Groups_63 | Energy Recovery Ventilation and Ventilation (Enhanced) | 0.0004241% | 0 | 0.00074578 | Commercial_2020_SC B_MW_After Competition Groups_Energy Recovery Ventilation and Ventilation (Enhanced)
Commercial | Com ¦ Air Curtains | 2020 | SC B | MW | After Competition Groups | 0.00073018 | 0 | 0 | 175.8697 | 4.1518e-06 | 64 | Commercial_2020_SC B_MW_After Competition Groups_64 | Air Curtains | 0.0004152% | 0 | 0.00073018 | Commercial_2020_SC B_MW_After Competition Groups_Air Curtains
Commercial | Com ¦ Room AC (w/ louvered sides) 14 SEER from 12 SEER code | 2020 | SC B | MW | After Competition Groups | 0.0004216 | 0 | 0 | 175.8697 | 2.3972e-06 | 65 | Commercial_2020_SC B_MW_After Competition Groups_65 | Room AC (w/ louvered sides) 14 SEER from 12 SEER code | 0.0002397% | 0 | 0.0004216 | Commercial_2020_SC B_MW_After Competition Groups_Room AC (w/ louvered sides) 14 SEER from 12 SEER code
Commercial | Com ¦ EC Plug Fan for Data Center (under cabinet) | 2020 | SC B | MW | After Competition Groups | 0.00013049 | 0 | 0 | 175.8697 | 7.4199e-07 | 66 | Commercial_2020_SC B_MW_After Competition Groups_66 | EC Plug Fan for Data Center (under cabinet) | 7.42e-05% | 0 | 0.00013049 | Commercial_2020_SC B_MW_After Competition Groups_EC Plug Fan for Data Center (under cabinet)
Commercial | Com ¦ Electric Convection Combination Ovens | 2020 | SC B | MW | After Competition Groups | 4.4196e-05 | 0 | 0 | 175.8697 | 2.513e-07 | 67 | Commercial_2020_SC B_MW_After Competition Groups_67 | Electric Convection Combination Ovens | 2.513e-05% | 0 | 4.4196e-05 | Commercial_2020_SC B_MW_After Competition Groups_Electric Convection Combination Ovens
Commercial | Com ¦ High Efficiency Small Instantaneous Water Heater | 2020 | SC B | MW | After Competition Groups | 7.5276e-07 | 0 | 0 | 175.8697 | 4.2802e-09 | 68 | Commercial_2020_SC B_MW_After Competition Groups_68 | High Efficiency Small Instantaneous Water Heater | 4.28e-07% | 0 | 7.5276e-07 | Commercial_2020_SC B_MW_After Competition Groups_High Efficiency Small Instantaneous Water Heater
Commercial | Com ¦ LLLC - Low Impact Application | 2020 | SC B | MW | After Competition Groups | 9.1631e-20 | 0 | 0 | 175.8697 | 5.2101e-22 | 69 | Commercial_2020_SC B_MW_After Competition Groups_69 | LLLC - Low Impact Application | 5.21e-20% | 0 | 9.1631e-20 | Commercial_2020_SC B_MW_After Competition Groups_LLLC - Low Impact Application
Commercial | Com ¦ LLLC - High Impact Application | 2020 | SC B | MW | After Competition Groups | 2.9082e-20 | 0 | 0 | 175.8697 | 1.6536e-22 | 70 | Commercial_2020_SC B_MW_After Competition Groups_70 | LLLC - High Impact Application | 1.654e-20% | 0 | 2.9082e-20 | Commercial_2020_SC B_MW_After Competition Groups_LLLC - High Impact Application
Commercial | Com ¦ Networked/Connected - High Impact Application | 2020 | SC B | MW | After Competition Groups | 1.1676e-22 | 0 | 0 | 175.8697 | 6.6389e-25 | 71 | Commercial_2020_SC B_MW_After Competition Groups_71 | Networked/Connected - High Impact Application | 6.639e-23% | 0 | 1.1676e-22 | Commercial_2020_SC B_MW_After Competition Groups_Networked/Connected - High Impact Application
Commercial | Com ¦ Condensing Make Up Air Unit | 2020 | SC B | MW | After Competition Groups | 0 | 0 | 0 | 175.8697 | 0 | 72 | Commercial_2020_SC B_MW_After Competition Groups_72 | Condensing Make Up Air Unit | 0% | 0 | 0 | Commercial_2020_SC B_MW_After Competition Groups_Condensing Make Up Air Unit
Commercial | Com ¦ Door Gasket Freezer/Refrigerator | 2020 | SC B | MW | After Competition Groups | 0 | 0 | 0 | 175.8697 | 0 | 73 | Commercial_2020_SC B_MW_After Competition Groups_73 | Door Gasket Freezer/Refrigerator | 0% | 0 | 0 | Commercial_2020_SC B_MW_After Competition Groups_Door Gasket Freezer/Refrigerator
Commercial | Com ¦ Efficient compressor motor | 2020 | SC B | MW | After Competition Groups | 0 | 0 | 0 | 175.8697 | 0 | 74 | Commercial_2020_SC B_MW_After Competition Groups_74 | Efficient compressor motor | 0% | 0 | 0 | Commercial_2020_SC B_MW_After Competition Groups_Efficient compressor motor
Commercial | Com ¦ Indoor Daylight Sensors/Photocell Dimming Control | 2020 | SC B | MW | After Competition Groups | 0 | 0 | 0 | 175.8697 | 0 | 75 | Commercial_2020_SC B_MW_After Competition Groups_75 | Indoor Daylight Sensors/Photocell Dimming Control | 0% | 0 | 0 | Commercial_2020_SC B_MW_After Competition Groups_Indoor Daylight Sensors/Photocell Dimming Control
Commercial | Com ¦ LED RECESSED DOWNLIGHTS | 2020 | SC B | MW | After Competition Groups | 0 | 0 | 0 | 175.8697 | 0 | 76 | Commercial_2020_SC B_MW_After Competition Groups_76 | LED RECESSED DOWNLIGHTS | 0% | 0 | 0 | Commercial_2020_SC B_MW_After Competition Groups_LED RECESSED DOWNLIGHTS
Commercial | Com ¦ Networked/Connected - Low Impact Application | 2020 | SC B | MW | After Competition Groups | 0 | 0 | 0 | 175.8697 | 0 | 77 | Commercial_2020_SC B_MW_After Competition Groups_77 | Networked/Connected - Low Impact Application | 0% | 0 | 0 | Commercial_2020_SC B_MW_After Competition Groups_Networked/Connected - Low Impact Application
Commercial | Com ¦ Notched V belts for HVAC Systems | 2020 | SC B | MW | After Competition Groups | 0 | 0 | 0 | 175.8697 | 0 | 78 | Commercial_2020_SC B_MW_After Competition Groups_78 | Notched V belts for HVAC Systems | 0% | 0 | 0 | Commercial_2020_SC B_MW_After Competition Groups_Notched V belts for HVAC Systems
Commercial | Com ¦ Refrigerated Display Case Doors | 2020 | SC B | MW | After Competition Groups | 0 | 0 | 0 | 175.8697 | 0 | 79 | Commercial_2020_SC B_MW_After Competition Groups_79 | Refrigerated Display Case Doors | 0% | 0 | 0 | Commercial_2020_SC B_MW_After Competition Groups_Refrigerated Display Case Doors
Commercial | Com ¦ Variable Refrigerant Flow Heat Pump | 2020 | SC B | MW | After Competition Groups | 0 | 0 | 0 | 175.8697 | 0 | 80 | Commercial_2020_SC B_MW_After Competition Groups_80 | Variable Refrigerant Flow Heat Pump | 0% | 0 | 0 | Commercial_2020_SC B_MW_After Competition Groups_Variable Refrigerant Flow Heat Pump
Commercial | Com ¦ ENERGY STAR LED LAMPS (REFLECTOR LAMPs/MR16/PAR 16) | 2020 | SC C | MW | After Competition Groups | 33.7118 | 0 | 0 | 134.3101 | 0.251 | 1 | Commercial_2020_SC C_MW_After Competition Groups_1 | ENERGY STAR LED LAMPS (REFLECTOR LAMPs/MR16/PAR 16) | 25.1% | 0 | 33.7118 | Commercial_2020_SC C_MW_After Competition Groups_ENERGY STAR LED LAMPS (REFLECTOR LAMPs/MR16/PAR 16)
Commercial | Com ¦ LED Replacement Lamp (Tube) | 2020 | SC C | MW | After Competition Groups | 12.0205 | 0 | 0 | 134.3101 | 0.089498 | 2 | Commercial_2020_SC C_MW_After Competition Groups_2 | LED Replacement Lamp (Tube) | 8.95% | 0 | 12.0205 | Commercial_2020_SC C_MW_After Competition Groups_LED Replacement Lamp (Tube)
Commercial | Com ¦ LED Troffer/Surface/Suspended | 2020 | SC C | MW | After Competition Groups | 9.5656 | 0 | 0 | 134.3101 | 0.07122 | 3 | Commercial_2020_SC C_MW_After Competition Groups_3 | LED Troffer/Surface/Suspended | 7.122% | 0 | 9.5656 | Commercial_2020_SC C_MW_After Competition Groups_LED Troffer/Surface/Suspended
Commercial | Com ¦ LED Low/High Bay | 2020 | SC C | MW | After Competition Groups | 8.5474 | 0 | 0 | 134.3101 | 0.063639 | 4 | Commercial_2020_SC C_MW_After Competition Groups_4 | LED Low/High Bay | 6.364% | 0 | 8.5474 | Commercial_2020_SC C_MW_After Competition Groups_LED Low/High Bay
Commercial | Com ¦ High Efficiency Air Source Heat Pump | 2020 | SC C | MW | After Competition Groups | 8.4362 | 0 | 0 | 134.3101 | 0.062811 | 5 | Commercial_2020_SC C_MW_After Competition Groups_5 | High Efficiency Air Source Heat Pump | 6.281% | 0 | 8.4362 | Commercial_2020_SC C_MW_After Competition Groups_High Efficiency Air Source Heat Pump
Commercial | Com ¦ ENERGY STAR LED LAMPS (General Service Lamps) | 2020 | SC C | MW | After Competition Groups | 7.2196 | 0 | 0 | 134.3101 | 0.053754 | 6 | Commercial_2020_SC C_MW_After Competition Groups_6 | ENERGY STAR LED LAMPS (General Service Lamps) | 5.375% | 0 | 7.2196 | Commercial_2020_SC C_MW_After Competition Groups_ENERGY STAR LED LAMPS (General Service Lamps)
Commercial | Com ¦ Data Center Storage/Server Virtualization | 2020 | SC C | MW | After Competition Groups | 6.2231 | 0 | 0 | 134.3101 | 0.046334 | 7 | Commercial_2020_SC C_MW_After Competition Groups_7 | Data Center Storage/Server Virtualization | 4.633% | 0 | 6.2231 | Commercial_2020_SC C_MW_After Competition Groups_Data Center Storage/Server Virtualization
Commercial | Com ¦ Building Recommissioning, Operations and Maintenance (O&M) Improvements | 2020 | SC C | MW | After Competition Groups | 5.6181 | 0 | 0 | 134.3101 | 0.041829 | 8 | Commercial_2020_SC C_MW_After Competition Groups_8 | Building Recommissioning, Operations and Maintenance (O&M) Improvements | 4.183% | 0 | 5.6181 | Commercial_2020_SC C_MW_After Competition Groups_Building Recommissioning, Operations and Maintenance (O&M) Improvements
Commercial | Com ¦ Education and Capacity Building/Energy Behavior | 2020 | SC C | MW | After Competition Groups | 5.1954 | 0 | 0 | 134.3101 | 0.038682 | 9 | Commercial_2020_SC C_MW_After Competition Groups_9 | Education and Capacity Building/Energy Behavior | 3.868% | 0 | 5.1954 | Commercial_2020_SC C_MW_After Competition Groups_Education and Capacity Building/Energy Behavior
Commercial | Com ¦ LED or Equivalent Sign Lighting | 2020 | SC C | MW | After Competition Groups | 5.0518 | 0 | 0 | 134.3101 | 0.037613 | 10 | Commercial_2020_SC C_MW_After Competition Groups_10 | LED or Equivalent Sign Lighting | 3.761% | 0 | 5.0518 | Commercial_2020_SC C_MW_After Competition Groups_LED or Equivalent Sign Lighting
Commercial | Com ¦ Advanced BAS/Controllers | 2020 | SC C | MW | After Competition Groups | 3.7777 | 0 | 0 | 134.3101 | 0.028127 | 11 | Commercial_2020_SC C_MW_After Competition Groups_11 | Advanced BAS/Controllers | 2.813% | 0 | 3.7777 | Commercial_2020_SC C_MW_After Competition Groups_Advanced BAS/Controllers
Commercial | Com ¦ Reach-in Shaded Pole to ECM/PSC Evaporator Fan Motor | 2020 | SC C | MW | After Competition Groups | 3.2525 | 0 | 0 | 134.3101 | 0.024216 | 12 | Commercial_2020_SC C_MW_After Competition Groups_12 | Reach-in Shaded Pole to ECM/PSC Evaporator Fan Motor | 2.422% | 0 | 3.2525 | Commercial_2020_SC C_MW_After Competition Groups_Reach-in Shaded Pole to ECM/PSC Evaporator Fan Motor
Commercial | Com ¦ Unitary Air-Conditioning Unit | 2020 | SC C | MW | After Competition Groups | 2.485 | 0 | 0 | 134.3101 | 0.018502 | 13 | Commercial_2020_SC C_MW_After Competition Groups_13 | Unitary Air-Conditioning Unit | 1.85% | 0 | 2.485 | Commercial_2020_SC C_MW_After Competition Groups_Unitary Air-Conditioning Unit
Commercial | Com ¦ Adaptive Thermostats | 2020 | SC C | MW | After Competition Groups | 2.3722 | 0 | 0 | 134.3101 | 0.017662 | 14 | Commercial_2020_SC C_MW_After Competition Groups_14 | Adaptive Thermostats | 1.766% | 0 | 2.3722 | Commercial_2020_SC C_MW_After Competition Groups_Adaptive Thermostats
Commercial | Com ¦ Strip Curtains | 2020 | SC C | MW | After Competition Groups | 2.1769 | 0 | 0 | 134.3101 | 0.016208 | 15 | Commercial_2020_SC C_MW_After Competition Groups_15 | Strip Curtains | 1.621% | 0 | 2.1769 | Commercial_2020_SC C_MW_After Competition Groups_Strip Curtains
Commercial | Com ¦ Chilled Water Optimization | 2020 | SC C | MW | After Competition Groups | 2.0814 | 0 | 0 | 134.3101 | 0.015497 | 16 | Commercial_2020_SC C_MW_After Competition Groups_16 | Chilled Water Optimization | 1.55% | 0 | 2.0814 | Commercial_2020_SC C_MW_After Competition Groups_Chilled Water Optimization
Commercial | Com ¦ Furnace Tune-Up | 2020 | SC C | MW | After Competition Groups | 1.4943 | 0 | 0 | 134.3101 | 0.011125 | 17 | Commercial_2020_SC C_MW_After Competition Groups_17 | Furnace Tune-Up | 1.113% | 0 | 1.4943 | Commercial_2020_SC C_MW_After Competition Groups_Furnace Tune-Up
Commercial | Com ¦ LED parking lot fixture | 2020 | SC C | MW | After Competition Groups | 1.4356 | 0 | 0 | 134.3101 | 0.010689 | 18 | Commercial_2020_SC C_MW_After Competition Groups_18 | LED parking lot fixture | 1.069% | 0 | 1.4356 | Commercial_2020_SC C_MW_After Competition Groups_LED parking lot fixture
Commercial | Com ¦ LED EXTERIOR AREA LIGHTS - LED fixture (200W) | 2020 | SC C | MW | After Competition Groups | 1.4004 | 0 | 0 | 134.3101 | 0.010427 | 19 | Commercial_2020_SC C_MW_After Competition Groups_19 | LED EXTERIOR AREA LIGHTS - LED fixture (200W) | 1.043% | 0 | 1.4004 | Commercial_2020_SC C_MW_After Competition Groups_LED EXTERIOR AREA LIGHTS - LED fixture (200W)
Commercial | Com ¦ Centrally controlled desktop PC/NETWORK PC POWER MANAGEMENT SOFTWARE | 2020 | SC C | MW | After Competition Groups | 1.213 | 0 | 0 | 134.3101 | 0.0090311 | 20 | Commercial_2020_SC C_MW_After Competition Groups_20 | Centrally controlled desktop PC/NETWORK PC POWER MANAGEMENT SOFTWARE | 0.9031% | 0 | 1.213 | Commercial_2020_SC C_MW_After Competition Groups_Centrally controlled desktop PC/NETWORK PC POWER MANAGEMENT SOFTWARE
Commercial | Com ¦ Refrigerated Display Case LED | 2020 | SC C | MW | After Competition Groups | 1.1461 | 0 | 0 | 134.3101 | 0.008533 | 21 | Commercial_2020_SC C_MW_After Competition Groups_21 | Refrigerated Display Case LED | 0.8533% | 0 | 1.1461 | Commercial_2020_SC C_MW_After Competition Groups_Refrigerated Display Case LED
Commercial | Com ¦ Demand Control Ventilation | 2020 | SC C | MW | After Competition Groups | 1.0743 | 0 | 0 | 134.3101 | 0.007999 | 22 | Commercial_2020_SC C_MW_After Competition Groups_22 | Demand Control Ventilation | 0.7999% | 0 | 1.0743 | Commercial_2020_SC C_MW_After Competition Groups_Demand Control Ventilation
Commercial | Com ¦ Variable Frequency Drive (VFD) | 2020 | SC C | MW | After Competition Groups | 1.0503 | 0 | 0 | 134.3101 | 0.0078199 | 23 | Commercial_2020_SC C_MW_After Competition Groups_23 | Variable Frequency Drive (VFD) | 0.782% | 0 | 1.0503 | Commercial_2020_SC C_MW_After Competition Groups_Variable Frequency Drive (VFD)
Commercial | Com ¦ VFD on Pumps | 2020 | SC C | MW | After Competition Groups | 0.98117 | 0 | 0 | 134.3101 | 0.0073052 | 24 | Commercial_2020_SC C_MW_After Competition Groups_24 | VFD on Pumps | 0.7305% | 0 | 0.98117 | Commercial_2020_SC C_MW_After Competition Groups_VFD on Pumps
Commercial | Com ¦ LED street light fixture | 2020 | SC C | MW | After Competition Groups | 0.75993 | 0 | 0 | 134.3101 | 0.005658 | 25 | Commercial_2020_SC C_MW_After Competition Groups_25 | LED street light fixture | 0.5658% | 0 | 0.75993 | Commercial_2020_SC C_MW_After Competition Groups_LED street light fixture
Commercial | Com ¦ ENERGY STAR Griddle (74% eff) | 2020 | SC C | MW | After Competition Groups | 0.6855 | 0 | 0 | 134.3101 | 0.0051038 | 26 | Commercial_2020_SC C_MW_After Competition Groups_26 | ENERGY STAR Griddle (74% eff) | 0.5104% | 0 | 0.6855 | Commercial_2020_SC C_MW_After Competition Groups_ENERGY STAR Griddle (74% eff)
Commercial | Com ¦ Air Handler with Dedicated Outdoor Air Systems | 2020 | SC C | MW | After Competition Groups | 0.60843 | 0 | 0 | 134.3101 | 0.00453 | 27 | Commercial_2020_SC C_MW_After Competition Groups_27 | Air Handler with Dedicated Outdoor Air Systems | 0.453% | 0 | 0.60843 | Commercial_2020_SC C_MW_After Competition Groups_Air Handler with Dedicated Outdoor Air Systems
Commercial | Com ¦ ECM MOTORS FOR EVAPORATOR FANS for refrigeration (WALK-IN) | 2020 | SC C | MW | After Competition Groups | 0.53936 | 0 | 0 | 134.3101 | 0.0040157 | 28 | Commercial_2020_SC C_MW_After Competition Groups_28 | ECM MOTORS FOR EVAPORATOR FANS for refrigeration (WALK-IN) | 0.4016% | 0 | 0.53936 | Commercial_2020_SC C_MW_After Competition Groups_ECM MOTORS FOR EVAPORATOR FANS for refrigeration (WALK-IN)
Commercial | Com ¦ Freezer Case Light Sensor | 2020 | SC C | MW | After Competition Groups | 0.46547 | 0 | 0 | 134.3101 | 0.0034656 | 29 | Commercial_2020_SC C_MW_After Competition Groups_29 | Freezer Case Light Sensor | 0.3466% | 0 | 0.46547 | Commercial_2020_SC C_MW_After Competition Groups_Freezer Case Light Sensor
Commercial | Com ¦ Evaporator Fan Controls | 2020 | SC C | MW | After Competition Groups | 0.45348 | 0 | 0 | 134.3101 | 0.0033764 | 30 | Commercial_2020_SC C_MW_After Competition Groups_30 | Evaporator Fan Controls | 0.3376% | 0 | 0.45348 | Commercial_2020_SC C_MW_After Competition Groups_Evaporator Fan Controls
Commercial | Com ¦ Occupancy Sensors | 2020 | SC C | MW | After Competition Groups | 0.4049 | 0 | 0 | 134.3101 | 0.0030147 | 31 | Commercial_2020_SC C_MW_After Competition Groups_31 | Occupancy Sensors | 0.3015% | 0 | 0.4049 | Commercial_2020_SC C_MW_After Competition Groups_Occupancy Sensors
Commercial | Com ¦ Demand Control Kitchen Ventilation | 2020 | SC C | MW | After Competition Groups | 0.3742 | 0 | 0 | 134.3101 | 0.0027861 | 32 | Commercial_2020_SC C_MW_After Competition Groups_32 | Demand Control Kitchen Ventilation | 0.2786% | 0 | 0.3742 | Commercial_2020_SC C_MW_After Competition Groups_Demand Control Kitchen Ventilation
Commercial | Com ¦ Duct Insulation, R8 | 2020 | SC C | MW | After Competition Groups | 0.27681 | 0 | 0 | 134.3101 | 0.0020609 | 33 | Commercial_2020_SC C_MW_After Competition Groups_33 | Duct Insulation, R8 | 0.2061% | 0 | 0.27681 | Commercial_2020_SC C_MW_After Competition Groups_Duct Insulation, R8
Commercial | Com ¦ Thermostat Setback | 2020 | SC C | MW | After Competition Groups | 0.2292 | 0 | 0 | 134.3101 | 0.0017065 | 34 | Commercial_2020_SC C_MW_After Competition Groups_34 | Thermostat Setback | 0.1706% | 0 | 0.2292 | Commercial_2020_SC C_MW_After Competition Groups_Thermostat Setback
Commercial | Com ¦ Water Source Heat Pump (4 ton) | 2020 | SC C | MW | After Competition Groups | 0.20611 | 0 | 0 | 134.3101 | 0.0015346 | 35 | Commercial_2020_SC C_MW_After Competition Groups_35 | Water Source Heat Pump (4 ton) | 0.1535% | 0 | 0.20611 | Commercial_2020_SC C_MW_After Competition Groups_Water Source Heat Pump (4 ton)
Commercial | Com ¦ ENERGY STAR Fryer (84% eff) | 2020 | SC C | MW | After Competition Groups | 0.19678 | 0 | 0 | 134.3101 | 0.0014651 | 36 | Commercial_2020_SC C_MW_After Competition Groups_36 | ENERGY STAR Fryer (84% eff) | 0.1465% | 0 | 0.19678 | Commercial_2020_SC C_MW_After Competition Groups_ENERGY STAR Fryer (84% eff)
Commercial | Com ¦ Temperature Adjustment in Commercial Freezers | 2020 | SC C | MW | After Competition Groups | 0.16593 | 0 | 0 | 134.3101 | 0.0012354 | 37 | Commercial_2020_SC C_MW_After Competition Groups_37 | Temperature Adjustment in Commercial Freezers | 0.1235% | 0 | 0.16593 | Commercial_2020_SC C_MW_After Competition Groups_Temperature Adjustment in Commercial Freezers
Commercial | Com ¦ Elec Storage WH 2.30 Et | 2020 | SC C | MW | After Competition Groups | 0.14697 | 0 | 0 | 134.3101 | 0.0010943 | 38 | Commercial_2020_SC C_MW_After Competition Groups_38 | Elec Storage WH 2.30 Et | 0.1094% | 0 | 0.14697 | Commercial_2020_SC C_MW_After Competition Groups_Elec Storage WH 2.30 Et
Commercial | Com ¦ Vertical Night Covers | 2020 | SC C | MW | After Competition Groups | 0.1371 | 0 | 0 | 134.3101 | 0.0010208 | 39 | Commercial_2020_SC C_MW_After Competition Groups_39 | Vertical Night Covers | 0.1021% | 0 | 0.1371 | Commercial_2020_SC C_MW_After Competition Groups_Vertical Night Covers
Commercial | Com ¦ Outside Air Economizer | 2020 | SC C | MW | After Competition Groups | 0.13423 | 0 | 0 | 134.3101 | 0.00099938 | 40 | Commercial_2020_SC C_MW_After Competition Groups_40 | Outside Air Economizer | 0.09994% | 0 | 0.13423 | Commercial_2020_SC C_MW_After Competition Groups_Outside Air Economizer
Commercial | Com ¦ CO Sensors for parking garage exhaust fans | 2020 | SC C | MW | After Competition Groups | 0.1342 | 0 | 0 | 134.3101 | 0.00099915 | 41 | Commercial_2020_SC C_MW_After Competition Groups_41 | CO Sensors for parking garage exhaust fans | 0.09991% | 0 | 0.1342 | Commercial_2020_SC C_MW_After Competition Groups_CO Sensors for parking garage exhaust fans
Commercial | Com ¦ ENERGY STAR Steam Cookers | 2020 | SC C | MW | After Competition Groups | 0.1251 | 0 | 0 | 134.3101 | 0.00093141 | 42 | Commercial_2020_SC C_MW_After Competition Groups_42 | ENERGY STAR Steam Cookers | 0.09314% | 0 | 0.1251 | Commercial_2020_SC C_MW_After Competition Groups_ENERGY STAR Steam Cookers
Commercial | Com ¦ BEVERAGE VENDING MACHINE CONTROLS | 2020 | SC C | MW | After Competition Groups | 0.1142 | 0 | 0 | 134.3101 | 0.00085025 | 43 | Commercial_2020_SC C_MW_After Competition Groups_43 | BEVERAGE VENDING MACHINE CONTROLS | 0.08503% | 0 | 0.1142 | Commercial_2020_SC C_MW_After Competition Groups_BEVERAGE VENDING MACHINE CONTROLS
Commercial | Com ¦ Energy Efficient Laboratory Fume Hood | 2020 | SC C | MW | After Competition Groups | 0.10639 | 0 | 0 | 134.3101 | 0.00079213 | 44 | Commercial_2020_SC C_MW_After Competition Groups_44 | Energy Efficient Laboratory Fume Hood | 0.07921% | 0 | 0.10639 | Commercial_2020_SC C_MW_After Competition Groups_Energy Efficient Laboratory Fume Hood
Commercial | Com ¦ Water Heating (DHW) Pipe Insulation (Add 3/4\ Foam)" | 2020 | SC C | MW | After Competition Groups | 0.10515 | 0 | 0 | 134.3101 | 0.00078291 | 45 | Commercial_2020_SC C_MW_After Competition Groups_45 | Water Heating (DHW) Pipe Insulation (Add 3/4\ Foam)" | 0.07829% | 0 | 0.10515 | Commercial_2020_SC C_MW_After Competition Groups_Water Heating (DHW) Pipe Insulation (Add 3/4\ Foam)"
Commercial | Com ¦ ENERGY STAR Dishwasher | 2020 | SC C | MW | After Competition Groups | 0.084468 | 0 | 0 | 134.3101 | 0.0006289 | 46 | Commercial_2020_SC C_MW_After Competition Groups_46 | ENERGY STAR Dishwasher | 0.06289% | 0 | 0.084468 | Commercial_2020_SC C_MW_After Competition Groups_ENERGY STAR Dishwasher
Commercial | Com ¦ LLLC - High Impact Application | 2020 | SC C | MW | After Competition Groups | 0.075877 | 0 | 0 | 134.3101 | 0.00056494 | 47 | Commercial_2020_SC C_MW_After Competition Groups_47 | LLLC - High Impact Application | 0.05649% | 0 | 0.075877 | Commercial_2020_SC C_MW_After Competition Groups_LLLC - High Impact Application
Commercial | Com ¦ Suction Pipe Insulation Freezer/Refrigerator | 2020 | SC C | MW | After Competition Groups | 0.071351 | 0 | 0 | 134.3101 | 0.00053124 | 48 | Commercial_2020_SC C_MW_After Competition Groups_48 | Suction Pipe Insulation Freezer/Refrigerator | 0.05312% | 0 | 0.071351 | Commercial_2020_SC C_MW_After Competition Groups_Suction Pipe Insulation Freezer/Refrigerator
Commercial | Com ¦ LLLC - Low Impact Application | 2020 | SC C | MW | After Competition Groups | 0.036375 | 0 | 0 | 134.3101 | 0.00027083 | 49 | Commercial_2020_SC C_MW_After Competition Groups_49 | LLLC - Low Impact Application | 0.02708% | 0 | 0.036375 | Commercial_2020_SC C_MW_After Competition Groups_LLLC - Low Impact Application
Commercial | Com ¦ Ozone Laundry Treatment | 2020 | SC C | MW | After Competition Groups | 0.032765 | 0 | 0 | 134.3101 | 0.00024395 | 50 | Commercial_2020_SC C_MW_After Competition Groups_50 | Ozone Laundry Treatment | 0.02439% | 0 | 0.032765 | Commercial_2020_SC C_MW_After Competition Groups_Ozone Laundry Treatment
Commercial | Com ¦ HVAC Optimization | 2020 | SC C | MW | After Competition Groups | 0.022371 | 0 | 0 | 134.3101 | 0.00016657 | 51 | Commercial_2020_SC C_MW_After Competition Groups_51 | HVAC Optimization | 0.01666% | 0 | 0.022371 | Commercial_2020_SC C_MW_After Competition Groups_HVAC Optimization
Commercial | Com ¦ CEE Tier 2/Energy Star Clothes Washers | 2020 | SC C | MW | After Competition Groups | 0.016497 | 0 | 0 | 134.3101 | 0.00012283 | 52 | Commercial_2020_SC C_MW_After Competition Groups_52 | CEE Tier 2/Energy Star Clothes Washers | 0.01228% | 0 | 0.016497 | Commercial_2020_SC C_MW_After Competition Groups_CEE Tier 2/Energy Star Clothes Washers
Commercial | Com ¦ ECM MOTORS FOR HVAC APPLICATION (FAN-POWERED VAV BOX) | 2020 | SC C | MW | After Competition Groups | 0.016224 | 0 | 0 | 134.3101 | 0.00012079 | 53 | Commercial_2020_SC C_MW_After Competition Groups_53 | ECM MOTORS FOR HVAC APPLICATION (FAN-POWERED VAV BOX) | 0.01208% | 0 | 0.016224 | Commercial_2020_SC C_MW_After Competition Groups_ECM MOTORS FOR HVAC APPLICATION (FAN-POWERED VAV BOX)
Commercial | COM ¦ Ductless Mini-Split Heat Pumps | 2020 | SC C | MW | After Competition Groups | 0.012147 | 0 | 0 | 134.3101 | 9.0442e-05 | 54 | Commercial_2020_SC C_MW_After Competition Groups_54 | Ductless Mini-Split Heat Pumps | 0.009044% | 0 | 0.012147 | Commercial_2020_SC C_MW_After Competition Groups_Ductless Mini-Split Heat Pumps
Commercial | Com ¦ Low Flow Pre-Rinse Spray Nozzle | 2020 | SC C | MW | After Competition Groups | 0.01019 | 0 | 0 | 134.3101 | 7.5866e-05 | 55 | Commercial_2020_SC C_MW_After Competition Groups_55 | Low Flow Pre-Rinse Spray Nozzle | 0.007587% | 0 | 0.01019 | Commercial_2020_SC C_MW_After Competition Groups_Low Flow Pre-Rinse Spray Nozzle
Commercial | Com ¦ Auto Off Time Switch or Time Clock control | 2020 | SC C | MW | After Competition Groups | 0.0072806 | 0 | 0 | 134.3101 | 5.4207e-05 | 56 | Commercial_2020_SC C_MW_After Competition Groups_56 | Auto Off Time Switch or Time Clock control | 0.005421% | 0 | 0.0072806 | Commercial_2020_SC C_MW_After Competition Groups_Auto Off Time Switch or Time Clock control
Commercial | Com ¦ Demand controlled Circulating Systems | 2020 | SC C | MW | After Competition Groups | 0.0070713 | 0 | 0 | 134.3101 | 5.2649e-05 | 57 | Commercial_2020_SC C_MW_After Competition Groups_57 | Demand controlled Circulating Systems | 0.005265% | 0 | 0.0070713 | Commercial_2020_SC C_MW_After Competition Groups_Demand controlled Circulating Systems
Commercial | Com ¦ Commercial Hot Food Holding Cabinets | 2020 | SC C | MW | After Competition Groups | 0.0033489 | 0 | 0 | 134.3101 | 2.4934e-05 | 58 | Commercial_2020_SC C_MW_After Competition Groups_58 | Commercial Hot Food Holding Cabinets | 0.002493% | 0 | 0.0033489 | Commercial_2020_SC C_MW_After Competition Groups_Commercial Hot Food Holding Cabinets
Commercial | Com ¦ High Efficiency Chiller (avg of water and air cooled) | 2020 | SC C | MW | After Competition Groups | 0.0027545 | 0 | 0 | 134.3101 | 2.0509e-05 | 59 | Commercial_2020_SC C_MW_After Competition Groups_59 | High Efficiency Chiller (avg of water and air cooled) | 0.002051% | 0 | 0.0027545 | Commercial_2020_SC C_MW_After Competition Groups_High Efficiency Chiller (avg of water and air cooled)
Commercial | Com ¦ Wall Insulation | 2020 | SC C | MW | After Competition Groups | 0.0024405 | 0 | 0 | 134.3101 | 1.8171e-05 | 60 | Commercial_2020_SC C_MW_After Competition Groups_60 | Wall Insulation | 0.001817% | 0 | 0.0024405 | Commercial_2020_SC C_MW_After Competition Groups_Wall Insulation
Commercial | Com ¦ Condensing Unit Heaters or other Efficient Unit Heating System | 2020 | SC C | MW | After Competition Groups | 0.0023631 | 0 | 0 | 134.3101 | 1.7594e-05 | 61 | Commercial_2020_SC C_MW_After Competition Groups_61 | Condensing Unit Heaters or other Efficient Unit Heating System | 0.001759% | 0 | 0.0023631 | Commercial_2020_SC C_MW_After Competition Groups_Condensing Unit Heaters or other Efficient Unit Heating System
Commercial | Com ¦ VSD Air Compressor | 2020 | SC C | MW | After Competition Groups | 0.0020716 | 0 | 0 | 134.3101 | 1.5424e-05 | 62 | Commercial_2020_SC C_MW_After Competition Groups_62 | VSD Air Compressor | 0.001542% | 0 | 0.0020716 | Commercial_2020_SC C_MW_After Competition Groups_VSD Air Compressor
Commercial | Com ¦ Air Curtains | 2020 | SC C | MW | After Competition Groups | 0.0019733 | 0 | 0 | 134.3101 | 1.4692e-05 | 63 | Commercial_2020_SC C_MW_After Competition Groups_63 | Air Curtains | 0.001469% | 0 | 0.0019733 | Commercial_2020_SC C_MW_After Competition Groups_Air Curtains
Commercial | Com ¦ PTAC (12 EER/10,000 BTU) | 2020 | SC C | MW | After Competition Groups | 0.0016622 | 0 | 0 | 134.3101 | 1.2376e-05 | 64 | Commercial_2020_SC C_MW_After Competition Groups_64 | PTAC (12 EER/10,000 BTU) | 0.001238% | 0 | 0.0016622 | Commercial_2020_SC C_MW_After Competition Groups_PTAC (12 EER/10,000 BTU)
Commercial | Com ¦ Solar Water Preheat (Pools/DHW) | 2020 | SC C | MW | After Competition Groups | 0.00055129 | 0 | 0 | 134.3101 | 4.1046e-06 | 65 | Commercial_2020_SC C_MW_After Competition Groups_65 | Solar Water Preheat (Pools/DHW) | 0.0004105% | 0 | 0.00055129 | Commercial_2020_SC C_MW_After Competition Groups_Solar Water Preheat (Pools/DHW)
Commercial | Com ¦ Room AC (w/ louvered sides) 14 SEER from 12 SEER code | 2020 | SC C | MW | After Competition Groups | 0.00016098 | 0 | 0 | 134.3101 | 1.1986e-06 | 66 | Commercial_2020_SC C_MW_After Competition Groups_66 | Room AC (w/ louvered sides) 14 SEER from 12 SEER code | 0.0001199% | 0 | 0.00016098 | Commercial_2020_SC C_MW_After Competition Groups_Room AC (w/ louvered sides) 14 SEER from 12 SEER code
Commercial | Com ¦ Energy Recovery Ventilation and Ventilation (Enhanced) | 2020 | SC C | MW | After Competition Groups | 0.00015149 | 0 | 0 | 134.3101 | 1.1279e-06 | 67 | Commercial_2020_SC C_MW_After Competition Groups_67 | Energy Recovery Ventilation and Ventilation (Enhanced) | 0.0001128% | 0 | 0.00015149 | Commercial_2020_SC C_MW_After Competition Groups_Energy Recovery Ventilation and Ventilation (Enhanced)
Commercial | Com ¦ EC Plug Fan for Data Center (under cabinet) | 2020 | SC C | MW | After Competition Groups | 0.0001305 | 0 | 0 | 134.3101 | 9.7161e-07 | 68 | Commercial_2020_SC C_MW_After Competition Groups_68 | EC Plug Fan for Data Center (under cabinet) | 9.716e-05% | 0 | 0.0001305 | Commercial_2020_SC C_MW_After Competition Groups_EC Plug Fan for Data Center (under cabinet)
Commercial | Com ¦ Networked/Connected - High Impact Application | 2020 | SC C | MW | After Competition Groups | 0.00011439 | 0 | 0 | 134.3101 | 8.5167e-07 | 69 | Commercial_2020_SC C_MW_After Competition Groups_69 | Networked/Connected - High Impact Application | 8.517e-05% | 0 | 0.00011439 | Commercial_2020_SC C_MW_After Competition Groups_Networked/Connected - High Impact Application
Commercial | Com ¦ Electric Convection Combination Ovens | 2020 | SC C | MW | After Competition Groups | 4.3153e-05 | 0 | 0 | 134.3101 | 3.213e-07 | 70 | Commercial_2020_SC C_MW_After Competition Groups_70 | Electric Convection Combination Ovens | 3.213e-05% | 0 | 4.3153e-05 | Commercial_2020_SC C_MW_After Competition Groups_Electric Convection Combination Ovens
Commercial | Com ¦ High Efficiency Small Instantaneous Water Heater | 2020 | SC C | MW | After Competition Groups | 7.5275e-07 | 0 | 0 | 134.3101 | 5.6046e-09 | 71 | Commercial_2020_SC C_MW_After Competition Groups_71 | High Efficiency Small Instantaneous Water Heater | 5.605e-07% | 0 | 7.5275e-07 | Commercial_2020_SC C_MW_After Competition Groups_High Efficiency Small Instantaneous Water Heater
Commercial | Com ¦ Condensing Make Up Air Unit | 2020 | SC C | MW | After Competition Groups | 0 | 0 | 0 | 134.3101 | 0 | 72 | Commercial_2020_SC C_MW_After Competition Groups_72 | Condensing Make Up Air Unit | 0% | 0 | 0 | Commercial_2020_SC C_MW_After Competition Groups_Condensing Make Up Air Unit
Commercial | Com ¦ Door Gasket Freezer/Refrigerator | 2020 | SC C | MW | After Competition Groups | 0 | 0 | 0 | 134.3101 | 0 | 73 | Commercial_2020_SC C_MW_After Competition Groups_73 | Door Gasket Freezer/Refrigerator | 0% | 0 | 0 | Commercial_2020_SC C_MW_After Competition Groups_Door Gasket Freezer/Refrigerator
Commercial | Com ¦ Efficient compressor motor | 2020 | SC C | MW | After Competition Groups | 0 | 0 | 0 | 134.3101 | 0 | 74 | Commercial_2020_SC C_MW_After Competition Groups_74 | Efficient compressor motor | 0% | 0 | 0 | Commercial_2020_SC C_MW_After Competition Groups_Efficient compressor motor
Commercial | Com ¦ Indoor Daylight Sensors/Photocell Dimming Control | 2020 | SC C | MW | After Competition Groups | 0 | 0 | 0 | 134.3101 | 0 | 75 | Commercial_2020_SC C_MW_After Competition Groups_75 | Indoor Daylight Sensors/Photocell Dimming Control | 0% | 0 | 0 | Commercial_2020_SC C_MW_After Competition Groups_Indoor Daylight Sensors/Photocell Dimming Control
Commercial | Com ¦ LED RECESSED DOWNLIGHTS | 2020 | SC C | MW | After Competition Groups | 0 | 0 | 0 | 134.3101 | 0 | 76 | Commercial_2020_SC C_MW_After Competition Groups_76 | LED RECESSED DOWNLIGHTS | 0% | 0 | 0 | Commercial_2020_SC C_MW_After Competition Groups_LED RECESSED DOWNLIGHTS
Commercial | Com ¦ Networked/Connected - Low Impact Application | 2020 | SC C | MW | After Competition Groups | 0 | 0 | 0 | 134.3101 | 0 | 77 | Commercial_2020_SC C_MW_After Competition Groups_77 | Networked/Connected - Low Impact Application | 0% | 0 | 0 | Commercial_2020_SC C_MW_After Competition Groups_Networked/Connected - Low Impact Application
Commercial | Com ¦ Notched V belts for HVAC Systems | 2020 | SC C | MW | After Competition Groups | 0 | 0 | 0 | 134.3101 | 0 | 78 | Commercial_2020_SC C_MW_After Competition Groups_78 | Notched V belts for HVAC Systems | 0% | 0 | 0 | Commercial_2020_SC C_MW_After Competition Groups_Notched V belts for HVAC Systems
Commercial | Com ¦ Refrigerated Display Case Doors | 2020 | SC C | MW | After Competition Groups | 0 | 0 | 0 | 134.3101 | 0 | 79 | Commercial_2020_SC C_MW_After Competition Groups_79 | Refrigerated Display Case Doors | 0% | 0 | 0 | Commercial_2020_SC C_MW_After Competition Groups_Refrigerated Display Case Doors
Commercial | Com ¦ Variable Refrigerant Flow Heat Pump | 2020 | SC C | MW | After Competition Groups | 0 | 0 | 0 | 134.3101 | 0 | 80 | Commercial_2020_SC C_MW_After Competition Groups_80 | Variable Refrigerant Flow Heat Pump | 0% | 0 | 0 | Commercial_2020_SC C_MW_After Competition Groups_Variable Refrigerant Flow Heat Pump
Commercial | Com ¦ ENERGY STAR LED LAMPS (REFLECTOR LAMPs/MR16/PAR 16) | 2020 | SC D | MW | After Competition Groups | 33.7113 | 9248723.159 | 9.2487 | 129.5242 | 0.26027 | 1 | Commercial_2020_SC D_MW_After Competition Groups_1 | ENERGY STAR LED LAMPS (REFLECTOR LAMPs/MR16/PAR 16) | 26.03% | 9.2487 | 33.7113 | Commercial_2020_SC D_MW_After Competition Groups_ENERGY STAR LED LAMPS (REFLECTOR LAMPs/MR16/PAR 16)
Commercial | Com ¦ LED Replacement Lamp (Tube) | 2020 | SC D | MW | After Competition Groups | 12.0205 | 0 | 0 | 129.5242 | 0.092805 | 2 | Commercial_2020_SC D_MW_After Competition Groups_2 | LED Replacement Lamp (Tube) | 9.281% | 0 | 12.0205 | Commercial_2020_SC D_MW_After Competition Groups_LED Replacement Lamp (Tube)
Commercial | Com ¦ High Efficiency Air Source Heat Pump | 2020 | SC D | MW | After Competition Groups | 8.4362 | 837552.668 | 0.83755 | 129.5242 | 0.065132 | 3 | Commercial_2020_SC D_MW_After Competition Groups_3 | High Efficiency Air Source Heat Pump | 6.513% | 0.83755 | 8.4362 | Commercial_2020_SC D_MW_After Competition Groups_High Efficiency Air Source Heat Pump
Commercial | Com ¦ LED Low/High Bay | 2020 | SC D | MW | After Competition Groups | 8.1716 | 8292058.1332 | 8.2921 | 129.5242 | 0.06309 | 4 | Commercial_2020_SC D_MW_After Competition Groups_4 | LED Low/High Bay | 6.309% | 8.2921 | 8.1716 | Commercial_2020_SC D_MW_After Competition Groups_LED Low/High Bay
Commercial | Com ¦ LED Troffer/Surface/Suspended | 2020 | SC D | MW | After Competition Groups | 7.6521 | 15360073.8231 | 15.3601 | 129.5242 | 0.059079 | 5 | Commercial_2020_SC D_MW_After Competition Groups_5 | LED Troffer/Surface/Suspended | 5.908% | 15.3601 | 7.6521 | Commercial_2020_SC D_MW_After Competition Groups_LED Troffer/Surface/Suspended
Commercial | Com ¦ ENERGY STAR LED LAMPS (General Service Lamps) | 2020 | SC D | MW | After Competition Groups | 7.2195 | 1165015.7467 | 1.165 | 129.5242 | 0.055739 | 6 | Commercial_2020_SC D_MW_After Competition Groups_6 | ENERGY STAR LED LAMPS (General Service Lamps) | 5.574% | 1.165 | 7.2195 | Commercial_2020_SC D_MW_After Competition Groups_ENERGY STAR LED LAMPS (General Service Lamps)
Commercial | Com ¦ Data Center Storage/Server Virtualization | 2020 | SC D | MW | After Competition Groups | 6.2231 | 0 | 0 | 129.5242 | 0.048046 | 7 | Commercial_2020_SC D_MW_After Competition Groups_7 | Data Center Storage/Server Virtualization | 4.805% | 0 | 6.2231 | Commercial_2020_SC D_MW_After Competition Groups_Data Center Storage/Server Virtualization
Commercial | Com ¦ Building Recommissioning, Operations and Maintenance (O&M) Improvements | 2020 | SC D | MW | After Competition Groups | 5.6133 | 2260507.6721 | 2.2605 | 129.5242 | 0.043338 | 8 | Commercial_2020_SC D_MW_After Competition Groups_8 | Building Recommissioning, Operations and Maintenance (O&M) Improvements | 4.334% | 2.2605 | 5.6133 | Commercial_2020_SC D_MW_After Competition Groups_Building Recommissioning, Operations and Maintenance (O&M) Improvements
Commercial | Com ¦ Education and Capacity Building/Energy Behavior | 2020 | SC D | MW | After Competition Groups | 5.1954 | 1721527.9971 | 1.7215 | 129.5242 | 0.040111 | 9 | Commercial_2020_SC D_MW_After Competition Groups_9 | Education and Capacity Building/Energy Behavior | 4.011% | 1.7215 | 5.1954 | Commercial_2020_SC D_MW_After Competition Groups_Education and Capacity Building/Energy Behavior
Commercial | Com ¦ Advanced BAS/Controllers | 2020 | SC D | MW | After Competition Groups | 3.968 | 2345507.975 | 2.3455 | 129.5242 | 0.030635 | 10 | Commercial_2020_SC D_MW_After Competition Groups_10 | Advanced BAS/Controllers | 3.063% | 2.3455 | 3.968 | Commercial_2020_SC D_MW_After Competition Groups_Advanced BAS/Controllers
Commercial | Com ¦ LED or Equivalent Sign Lighting | 2020 | SC D | MW | After Competition Groups | 3.9044 | 2441970.6858 | 2.442 | 129.5242 | 0.030144 | 11 | Commercial_2020_SC D_MW_After Competition Groups_11 | LED or Equivalent Sign Lighting | 3.014% | 2.442 | 3.9044 | Commercial_2020_SC D_MW_After Competition Groups_LED or Equivalent Sign Lighting
Commercial | Com ¦ Reach-in Shaded Pole to ECM/PSC Evaporator Fan Motor | 2020 | SC D | MW | After Competition Groups | 3.2525 | 1996901.5902 | 1.9969 | 129.5242 | 0.025111 | 12 | Commercial_2020_SC D_MW_After Competition Groups_12 | Reach-in Shaded Pole to ECM/PSC Evaporator Fan Motor | 2.511% | 1.9969 | 3.2525 | Commercial_2020_SC D_MW_After Competition Groups_Reach-in Shaded Pole to ECM/PSC Evaporator Fan Motor
Commercial | Com ¦ Adaptive Thermostats | 2020 | SC D | MW | After Competition Groups | 2.2815 | 1531235.0494 | 1.5312 | 129.5242 | 0.017614 | 13 | Commercial_2020_SC D_MW_After Competition Groups_13 | Adaptive Thermostats | 1.761% | 1.5312 | 2.2815 | Commercial_2020_SC D_MW_After Competition Groups_Adaptive Thermostats
Commercial | Com ¦ Strip Curtains | 2020 | SC D | MW | After Competition Groups | 2.1761 | 77228.0998 | 0.077228 | 129.5242 | 0.016801 | 14 | Commercial_2020_SC D_MW_After Competition Groups_14 | Strip Curtains | 1.68% | 0.077228 | 2.1761 | Commercial_2020_SC D_MW_After Competition Groups_Strip Curtains
Commercial | Com ¦ Unitary Air-Conditioning Unit | 2020 | SC D | MW | After Competition Groups | 2.1656 | 1343779.2154 | 1.3438 | 129.5242 | 0.01672 | 15 | Commercial_2020_SC D_MW_After Competition Groups_15 | Unitary Air-Conditioning Unit | 1.672% | 1.3438 | 2.1656 | Commercial_2020_SC D_MW_After Competition Groups_Unitary Air-Conditioning Unit
Commercial | Com ¦ Chilled Water Optimization | 2020 | SC D | MW | After Competition Groups | 2.0814 | 1105575.3554 | 1.1056 | 129.5242 | 0.01607 | 16 | Commercial_2020_SC D_MW_After Competition Groups_16 | Chilled Water Optimization | 1.607% | 1.1056 | 2.0814 | Commercial_2020_SC D_MW_After Competition Groups_Chilled Water Optimization
Commercial | Com ¦ Furnace Tune-Up | 2020 | SC D | MW | After Competition Groups | 1.4943 | 46927.1363 | 0.046927 | 129.5242 | 0.011536 | 17 | Commercial_2020_SC D_MW_After Competition Groups_17 | Furnace Tune-Up | 1.154% | 0.046927 | 1.4943 | Commercial_2020_SC D_MW_After Competition Groups_Furnace Tune-Up
Commercial | Com ¦ LED parking lot fixture | 2020 | SC D | MW | After Competition Groups | 1.4356 | 8313377.1072 | 8.3134 | 129.5242 | 0.011084 | 18 | Commercial_2020_SC D_MW_After Competition Groups_18 | LED parking lot fixture | 1.108% | 8.3134 | 1.4356 | Commercial_2020_SC D_MW_After Competition Groups_LED parking lot fixture
Commercial | Com ¦ LED EXTERIOR AREA LIGHTS - LED fixture (200W) | 2020 | SC D | MW | After Competition Groups | 1.3348 | 706249.5523 | 0.70625 | 129.5242 | 0.010306 | 19 | Commercial_2020_SC D_MW_After Competition Groups_19 | LED EXTERIOR AREA LIGHTS - LED fixture (200W) | 1.031% | 0.70625 | 1.3348 | Commercial_2020_SC D_MW_After Competition Groups_LED EXTERIOR AREA LIGHTS - LED fixture (200W)
Commercial | Com ¦ Centrally controlled desktop PC/NETWORK PC POWER MANAGEMENT SOFTWARE | 2020 | SC D | MW | After Competition Groups | 1.2118 | 345232.8426 | 0.34523 | 129.5242 | 0.0093556 | 20 | Commercial_2020_SC D_MW_After Competition Groups_20 | Centrally controlled desktop PC/NETWORK PC POWER MANAGEMENT SOFTWARE | 0.9356% | 0.34523 | 1.2118 | Commercial_2020_SC D_MW_After Competition Groups_Centrally controlled desktop PC/NETWORK PC POWER MANAGEMENT SOFTWARE
Commercial | Com ¦ Refrigerated Display Case LED | 2020 | SC D | MW | After Competition Groups | 1.0777 | 565445.7598 | 0.56545 | 129.5242 | 0.0083202 | 21 | Commercial_2020_SC D_MW_After Competition Groups_21 | Refrigerated Display Case LED | 0.832% | 0.56545 | 1.0777 | Commercial_2020_SC D_MW_After Competition Groups_Refrigerated Display Case LED
Commercial | Com ¦ Variable Frequency Drive (VFD) | 2020 | SC D | MW | After Competition Groups | 1.0257 | 590310.2264 | 0.59031 | 129.5242 | 0.0079193 | 22 | Commercial_2020_SC D_MW_After Competition Groups_22 | Variable Frequency Drive (VFD) | 0.7919% | 0.59031 | 1.0257 | Commercial_2020_SC D_MW_After Competition Groups_Variable Frequency Drive (VFD)
Commercial | Com ¦ VFD on Pumps | 2020 | SC D | MW | After Competition Groups | 0.95348 | 572407.8828 | 0.57241 | 129.5242 | 0.0073614 | 23 | Commercial_2020_SC D_MW_After Competition Groups_23 | VFD on Pumps | 0.7361% | 0.57241 | 0.95348 | Commercial_2020_SC D_MW_After Competition Groups_VFD on Pumps
Commercial | Com ¦ Demand Control Ventilation | 2020 | SC D | MW | After Competition Groups | 0.83372 | 382053.3086 | 0.38205 | 129.5242 | 0.0064368 | 24 | Commercial_2020_SC D_MW_After Competition Groups_24 | Demand Control Ventilation | 0.6437% | 0.38205 | 0.83372 | Commercial_2020_SC D_MW_After Competition Groups_Demand Control Ventilation
Commercial | Com ¦ ENERGY STAR Griddle (74% eff) | 2020 | SC D | MW | After Competition Groups | 0.6855 | 205536.2883 | 0.20554 | 129.5242 | 0.0052924 | 25 | Commercial_2020_SC D_MW_After Competition Groups_25 | ENERGY STAR Griddle (74% eff) | 0.5292% | 0.20554 | 0.6855 | Commercial_2020_SC D_MW_After Competition Groups_ENERGY STAR Griddle (74% eff)
Commercial | Com ¦ LED street light fixture | 2020 | SC D | MW | After Competition Groups | 0.59701 | 0 | 0 | 129.5242 | 0.0046093 | 26 | Commercial_2020_SC D_MW_After Competition Groups_26 | LED street light fixture | 0.4609% | 0 | 0.59701 | Commercial_2020_SC D_MW_After Competition Groups_LED street light fixture
Commercial | Com ¦ ECM MOTORS FOR EVAPORATOR FANS for refrigeration (WALK-IN) | 2020 | SC D | MW | After Competition Groups | 0.53452 | 466822.7577 | 0.46682 | 129.5242 | 0.0041268 | 27 | Commercial_2020_SC D_MW_After Competition Groups_27 | ECM MOTORS FOR EVAPORATOR FANS for refrigeration (WALK-IN) | 0.4127% | 0.46682 | 0.53452 | Commercial_2020_SC D_MW_After Competition Groups_ECM MOTORS FOR EVAPORATOR FANS for refrigeration (WALK-IN)
Commercial | Com ¦ Air Handler with Dedicated Outdoor Air Systems | 2020 | SC D | MW | After Competition Groups | 0.46685 | 100546.1159 | 0.10055 | 129.5242 | 0.0036044 | 28 | Commercial_2020_SC D_MW_After Competition Groups_28 | Air Handler with Dedicated Outdoor Air Systems | 0.3604% | 0.10055 | 0.46685 | Commercial_2020_SC D_MW_After Competition Groups_Air Handler with Dedicated Outdoor Air Systems
Commercial | Com ¦ Evaporator Fan Controls | 2020 | SC D | MW | After Competition Groups | 0.45348 | 80088.8536 | 0.080089 | 129.5242 | 0.0035011 | 29 | Commercial_2020_SC D_MW_After Competition Groups_29 | Evaporator Fan Controls | 0.3501% | 0.080089 | 0.45348 | Commercial_2020_SC D_MW_After Competition Groups_Evaporator Fan Controls
Commercial | Com ¦ Occupancy Sensors | 2020 | SC D | MW | After Competition Groups | 0.4049 | 3266.7974 | 0.0032668 | 129.5242 | 0.0031261 | 30 | Commercial_2020_SC D_MW_After Competition Groups_30 | Occupancy Sensors | 0.3126% | 0.0032668 | 0.4049 | Commercial_2020_SC D_MW_After Competition Groups_Occupancy Sensors
Commercial | Com ¦ Freezer Case Light Sensor | 2020 | SC D | MW | After Competition Groups | 0.34882 | 320976.9249 | 0.32098 | 129.5242 | 0.0026931 | 31 | Commercial_2020_SC D_MW_After Competition Groups_31 | Freezer Case Light Sensor | 0.2693% | 0.32098 | 0.34882 | Commercial_2020_SC D_MW_After Competition Groups_Freezer Case Light Sensor
Commercial | Com ¦ Demand Control Kitchen Ventilation | 2020 | SC D | MW | After Competition Groups | 0.34689 | 309328.6417 | 0.30933 | 129.5242 | 0.0026782 | 32 | Commercial_2020_SC D_MW_After Competition Groups_32 | Demand Control Kitchen Ventilation | 0.2678% | 0.30933 | 0.34689 | Commercial_2020_SC D_MW_After Competition Groups_Demand Control Kitchen Ventilation
Commercial | Com ¦ Duct Insulation, R8 | 2020 | SC D | MW | After Competition Groups | 0.27546 | 153661.087 | 0.15366 | 129.5242 | 0.0021267 | 33 | Commercial_2020_SC D_MW_After Competition Groups_33 | Duct Insulation, R8 | 0.2127% | 0.15366 | 0.27546 | Commercial_2020_SC D_MW_After Competition Groups_Duct Insulation, R8
Commercial | Com ¦ Thermostat Setback | 2020 | SC D | MW | After Competition Groups | 0.2292 | 0 | 0 | 129.5242 | 0.0017695 | 34 | Commercial_2020_SC D_MW_After Competition Groups_34 | Thermostat Setback | 0.177% | 0 | 0.2292 | Commercial_2020_SC D_MW_After Competition Groups_Thermostat Setback
Commercial | Com ¦ ENERGY STAR Fryer (84% eff) | 2020 | SC D | MW | After Competition Groups | 0.19536 | 103392.2214 | 0.10339 | 129.5242 | 0.0015083 | 35 | Commercial_2020_SC D_MW_After Competition Groups_35 | ENERGY STAR Fryer (84% eff) | 0.1508% | 0.10339 | 0.19536 | Commercial_2020_SC D_MW_After Competition Groups_ENERGY STAR Fryer (84% eff)
Commercial | Com ¦ Water Source Heat Pump (4 ton) | 2020 | SC D | MW | After Competition Groups | 0.17243 | 117154.3719 | 0.11715 | 129.5242 | 0.0013312 | 36 | Commercial_2020_SC D_MW_After Competition Groups_36 | Water Source Heat Pump (4 ton) | 0.1331% | 0.11715 | 0.17243 | Commercial_2020_SC D_MW_After Competition Groups_Water Source Heat Pump (4 ton)
Commercial | Com ¦ Temperature Adjustment in Commercial Freezers | 2020 | SC D | MW | After Competition Groups | 0.16593 | 0 | 0 | 129.5242 | 0.0012811 | 37 | Commercial_2020_SC D_MW_After Competition Groups_37 | Temperature Adjustment in Commercial Freezers | 0.1281% | 0 | 0.16593 | Commercial_2020_SC D_MW_After Competition Groups_Temperature Adjustment in Commercial Freezers
Commercial | Com ¦ Outside Air Economizer | 2020 | SC D | MW | After Competition Groups | 0.13423 | 65192.9489 | 0.065193 | 129.5242 | 0.0010363 | 38 | Commercial_2020_SC D_MW_After Competition Groups_38 | Outside Air Economizer | 0.1036% | 0.065193 | 0.13423 | Commercial_2020_SC D_MW_After Competition Groups_Outside Air Economizer
Commercial | Com ¦ Elec Storage WH 2.30 Et | 2020 | SC D | MW | After Competition Groups | 0.13273 | 137698.8947 | 0.1377 | 129.5242 | 0.0010248 | 39 | Commercial_2020_SC D_MW_After Competition Groups_39 | Elec Storage WH 2.30 Et | 0.1025% | 0.1377 | 0.13273 | Commercial_2020_SC D_MW_After Competition Groups_Elec Storage WH 2.30 Et
Commercial | Com ¦ Vertical Night Covers | 2020 | SC D | MW | After Competition Groups | 0.13181 | 37773.7893 | 0.037774 | 129.5242 | 0.0010177 | 40 | Commercial_2020_SC D_MW_After Competition Groups_40 | Vertical Night Covers | 0.1018% | 0.037774 | 0.13181 | Commercial_2020_SC D_MW_After Competition Groups_Vertical Night Covers
Commercial | Com ¦ ENERGY STAR Steam Cookers | 2020 | SC D | MW | After Competition Groups | 0.12443 | 65340.9953 | 0.065341 | 129.5242 | 0.00096066 | 41 | Commercial_2020_SC D_MW_After Competition Groups_41 | ENERGY STAR Steam Cookers | 0.09607% | 0.065341 | 0.12443 | Commercial_2020_SC D_MW_After Competition Groups_ENERGY STAR Steam Cookers
Commercial | Com ¦ CO Sensors for parking garage exhaust fans | 2020 | SC D | MW | After Competition Groups | 0.11065 | 71910.5844 | 0.071911 | 129.5242 | 0.0008543 | 42 | Commercial_2020_SC D_MW_After Competition Groups_42 | CO Sensors for parking garage exhaust fans | 0.08543% | 0.071911 | 0.11065 | Commercial_2020_SC D_MW_After Competition Groups_CO Sensors for parking garage exhaust fans
Commercial | Com ¦ BEVERAGE VENDING MACHINE CONTROLS | 2020 | SC D | MW | After Competition Groups | 0.11022 | 33746.5315 | 0.033747 | 129.5242 | 0.00085093 | 43 | Commercial_2020_SC D_MW_After Competition Groups_43 | BEVERAGE VENDING MACHINE CONTROLS | 0.08509% | 0.033747 | 0.11022 | Commercial_2020_SC D_MW_After Competition Groups_BEVERAGE VENDING MACHINE CONTROLS
Commercial | Com ¦ Water Heating (DHW) Pipe Insulation (Add 3/4\ Foam)" | 2020 | SC D | MW | After Competition Groups | 0.10074 | 66368.6925 | 0.066369 | 129.5242 | 0.00077779 | 44 | Commercial_2020_SC D_MW_After Competition Groups_44 | Water Heating (DHW) Pipe Insulation (Add 3/4\ Foam)" | 0.07778% | 0.066369 | 0.10074 | Commercial_2020_SC D_MW_After Competition Groups_Water Heating (DHW) Pipe Insulation (Add 3/4\ Foam)"
Commercial | Com ¦ Energy Efficient Laboratory Fume Hood | 2020 | SC D | MW | After Competition Groups | 0.090471 | 69889.6811 | 0.06989 | 129.5242 | 0.00069849 | 45 | Commercial_2020_SC D_MW_After Competition Groups_45 | Energy Efficient Laboratory Fume Hood | 0.06985% | 0.06989 | 0.090471 | Commercial_2020_SC D_MW_After Competition Groups_Energy Efficient Laboratory Fume Hood
Commercial | Com ¦ ENERGY STAR Dishwasher | 2020 | SC D | MW | After Competition Groups | 0.07453 | 24153.3974 | 0.024153 | 129.5242 | 0.00057541 | 46 | Commercial_2020_SC D_MW_After Competition Groups_46 | ENERGY STAR Dishwasher | 0.05754% | 0.024153 | 0.07453 | Commercial_2020_SC D_MW_After Competition Groups_ENERGY STAR Dishwasher
Commercial | Com ¦ Suction Pipe Insulation Freezer/Refrigerator | 2020 | SC D | MW | After Competition Groups | 0.066715 | 35681.1829 | 0.035681 | 129.5242 | 0.00051508 | 47 | Commercial_2020_SC D_MW_After Competition Groups_47 | Suction Pipe Insulation Freezer/Refrigerator | 0.05151% | 0.035681 | 0.066715 | Commercial_2020_SC D_MW_After Competition Groups_Suction Pipe Insulation Freezer/Refrigerator
Commercial | Com ¦ Ozone Laundry Treatment | 2020 | SC D | MW | After Competition Groups | 0.024484 | 15580.0552 | 0.01558 | 129.5242 | 0.00018903 | 48 | Commercial_2020_SC D_MW_After Competition Groups_48 | Ozone Laundry Treatment | 0.0189% | 0.01558 | 0.024484 | Commercial_2020_SC D_MW_After Competition Groups_Ozone Laundry Treatment
Commercial | Com ¦ HVAC Optimization | 2020 | SC D | MW | After Competition Groups | 0.022371 | 329.4378 | 0.00032944 | 129.5242 | 0.00017272 | 49 | Commercial_2020_SC D_MW_After Competition Groups_49 | HVAC Optimization | 0.01727% | 0.00032944 | 0.022371 | Commercial_2020_SC D_MW_After Competition Groups_HVAC Optimization
Commercial | Com ¦ CEE Tier 2/Energy Star Clothes Washers | 2020 | SC D | MW | After Competition Groups | 0.015685 | 5758.6775 | 0.0057587 | 129.5242 | 0.0001211 | 50 | Commercial_2020_SC D_MW_After Competition Groups_50 | CEE Tier 2/Energy Star Clothes Washers | 0.01211% | 0.0057587 | 0.015685 | Commercial_2020_SC D_MW_After Competition Groups_CEE Tier 2/Energy Star Clothes Washers
Commercial | Com ¦ ECM MOTORS FOR HVAC APPLICATION (FAN-POWERED VAV BOX) | 2020 | SC D | MW | After Competition Groups | 0.01563 | 10675.8213 | 0.010676 | 129.5242 | 0.00012067 | 51 | Commercial_2020_SC D_MW_After Competition Groups_51 | ECM MOTORS FOR HVAC APPLICATION (FAN-POWERED VAV BOX) | 0.01207% | 0.010676 | 0.01563 | Commercial_2020_SC D_MW_After Competition Groups_ECM MOTORS FOR HVAC APPLICATION (FAN-POWERED VAV BOX)
Commercial | COM ¦ Ductless Mini-Split Heat Pumps | 2020 | SC D | MW | After Competition Groups | 0.012147 | 59.5623 | 5.9562e-05 | 129.5242 | 9.3783e-05 | 52 | Commercial_2020_SC D_MW_After Competition Groups_52 | Ductless Mini-Split Heat Pumps | 0.009378% | 5.9562e-05 | 0.012147 | Commercial_2020_SC D_MW_After Competition Groups_Ductless Mini-Split Heat Pumps
Commercial | Com ¦ Low Flow Pre-Rinse Spray Nozzle | 2020 | SC D | MW | After Competition Groups | 0.010161 | 2437.8581 | 0.0024379 | 129.5242 | 7.8447e-05 | 53 | Commercial_2020_SC D_MW_After Competition Groups_53 | Low Flow Pre-Rinse Spray Nozzle | 0.007845% | 0.0024379 | 0.010161 | Commercial_2020_SC D_MW_After Competition Groups_Low Flow Pre-Rinse Spray Nozzle
Commercial | Com ¦ Auto Off Time Switch or Time Clock control | 2020 | SC D | MW | After Competition Groups | 0.0072806 | 30.5589 | 3.0559e-05 | 129.5242 | 5.621e-05 | 54 | Commercial_2020_SC D_MW_After Competition Groups_54 | Auto Off Time Switch or Time Clock control | 0.005621% | 3.0559e-05 | 0.0072806 | Commercial_2020_SC D_MW_After Competition Groups_Auto Off Time Switch or Time Clock control
Commercial | Com ¦ Demand controlled Circulating Systems | 2020 | SC D | MW | After Competition Groups | 0.0069803 | 4968.1206 | 0.0049681 | 129.5242 | 5.3892e-05 | 55 | Commercial_2020_SC D_MW_After Competition Groups_55 | Demand controlled Circulating Systems | 0.005389% | 0.0049681 | 0.0069803 | Commercial_2020_SC D_MW_After Competition Groups_Demand controlled Circulating Systems
Commercial | Com ¦ Commercial Hot Food Holding Cabinets | 2020 | SC D | MW | After Competition Groups | 0.0033489 | 917.5022 | 0.0009175 | 129.5242 | 2.5855e-05 | 56 | Commercial_2020_SC D_MW_After Competition Groups_56 | Commercial Hot Food Holding Cabinets | 0.002586% | 0.0009175 | 0.0033489 | Commercial_2020_SC D_MW_After Competition Groups_Commercial Hot Food Holding Cabinets
Commercial | Com ¦ Condensing Unit Heaters or other Efficient Unit Heating System | 2020 | SC D | MW | After Competition Groups | 0.0023552 | 0 | 0 | 129.5242 | 1.8183e-05 | 57 | Commercial_2020_SC D_MW_After Competition Groups_57 | Condensing Unit Heaters or other Efficient Unit Heating System | 0.001818% | 0 | 0.0023552 | Commercial_2020_SC D_MW_After Competition Groups_Condensing Unit Heaters or other Efficient Unit Heating System
Commercial | Com ¦ Wall Insulation | 2020 | SC D | MW | After Competition Groups | 0.0022282 | 0 | 0 | 129.5242 | 1.7203e-05 | 58 | Commercial_2020_SC D_MW_After Competition Groups_58 | Wall Insulation | 0.00172% | 0 | 0.0022282 | Commercial_2020_SC D_MW_After Competition Groups_Wall Insulation
Commercial | Com ¦ VSD Air Compressor | 2020 | SC D | MW | After Competition Groups | 0.0020716 | 304.9193 | 0.00030492 | 129.5242 | 1.5994e-05 | 59 | Commercial_2020_SC D_MW_After Competition Groups_59 | VSD Air Compressor | 0.001599% | 0.00030492 | 0.0020716 | Commercial_2020_SC D_MW_After Competition Groups_VSD Air Compressor
Commercial | Com ¦ High Efficiency Chiller (avg of water and air cooled) | 2020 | SC D | MW | After Competition Groups | 0.0018823 | 1512.3028 | 0.0015123 | 129.5242 | 1.4532e-05 | 60 | Commercial_2020_SC D_MW_After Competition Groups_60 | High Efficiency Chiller (avg of water and air cooled) | 0.001453% | 0.0015123 | 0.0018823 | Commercial_2020_SC D_MW_After Competition Groups_High Efficiency Chiller (avg of water and air cooled)
Commercial | Com ¦ Air Curtains | 2020 | SC D | MW | After Competition Groups | 0.0017667 | 1143.8787 | 0.0011439 | 129.5242 | 1.364e-05 | 61 | Commercial_2020_SC D_MW_After Competition Groups_61 | Air Curtains | 0.001364% | 0.0011439 | 0.0017667 | Commercial_2020_SC D_MW_After Competition Groups_Air Curtains
Commercial | Com ¦ PTAC (12 EER/10,000 BTU) | 2020 | SC D | MW | After Competition Groups | 0.0016172 | 1290.8803 | 0.0012909 | 129.5242 | 1.2486e-05 | 62 | Commercial_2020_SC D_MW_After Competition Groups_62 | PTAC (12 EER/10,000 BTU) | 0.001249% | 0.0012909 | 0.0016172 | Commercial_2020_SC D_MW_After Competition Groups_PTAC (12 EER/10,000 BTU)
Commercial | Com ¦ LLLC - High Impact Application | 2020 | SC D | MW | After Competition Groups | 0.0007535 | 0.010173 | 1.0173e-08 | 129.5242 | 5.8175e-06 | 63 | Commercial_2020_SC D_MW_After Competition Groups_63 | LLLC - High Impact Application | 0.0005817% | 1.0173e-08 | 0.0007535 | Commercial_2020_SC D_MW_After Competition Groups_LLLC - High Impact Application
Commercial | Com ¦ Solar Water Preheat (Pools/DHW) | 2020 | SC D | MW | After Competition Groups | 0.00055129 | 100.5731 | 0.00010057 | 129.5242 | 4.2563e-06 | 64 | Commercial_2020_SC D_MW_After Competition Groups_64 | Solar Water Preheat (Pools/DHW) | 0.0004256% | 0.00010057 | 0.00055129 | Commercial_2020_SC D_MW_After Competition Groups_Solar Water Preheat (Pools/DHW)
Commercial | Com ¦ Room AC (w/ louvered sides) 14 SEER from 12 SEER code | 2020 | SC D | MW | After Competition Groups | 0.00016083 | 139.7041 | 0.0001397 | 129.5242 | 1.2417e-06 | 65 | Commercial_2020_SC D_MW_After Competition Groups_65 | Room AC (w/ louvered sides) 14 SEER from 12 SEER code | 0.0001242% | 0.0001397 | 0.00016083 | Commercial_2020_SC D_MW_After Competition Groups_Room AC (w/ louvered sides) 14 SEER from 12 SEER code
Commercial | Com ¦ EC Plug Fan for Data Center (under cabinet) | 2020 | SC D | MW | After Competition Groups | 0.00011832 | 86.8477 | 8.6848e-05 | 129.5242 | 9.1349e-07 | 66 | Commercial_2020_SC D_MW_After Competition Groups_66 | EC Plug Fan for Data Center (under cabinet) | 9.135e-05% | 8.6848e-05 | 0.00011832 | Commercial_2020_SC D_MW_After Competition Groups_EC Plug Fan for Data Center (under cabinet)
Commercial | Com ¦ Energy Recovery Ventilation and Ventilation (Enhanced) | 2020 | SC D | MW | After Competition Groups | 6.1893e-05 | 0 | 0 | 129.5242 | 4.7785e-07 | 67 | Commercial_2020_SC D_MW_After Competition Groups_67 | Energy Recovery Ventilation and Ventilation (Enhanced) | 4.778e-05% | 0 | 6.1893e-05 | Commercial_2020_SC D_MW_After Competition Groups_Energy Recovery Ventilation and Ventilation (Enhanced)
Commercial | Com ¦ Electric Convection Combination Ovens | 2020 | SC D | MW | After Competition Groups | 4.3153e-05 | 3.0982 | 3.0982e-06 | 129.5242 | 3.3317e-07 | 68 | Commercial_2020_SC D_MW_After Competition Groups_68 | Electric Convection Combination Ovens | 3.332e-05% | 3.0982e-06 | 4.3153e-05 | Commercial_2020_SC D_MW_After Competition Groups_Electric Convection Combination Ovens
Commercial | Com ¦ LLLC - Low Impact Application | 2020 | SC D | MW | After Competition Groups | 1.8549e-05 | 20.8476 | 2.0848e-05 | 129.5242 | 1.4321e-07 | 69 | Commercial_2020_SC D_MW_After Competition Groups_69 | LLLC - Low Impact Application | 1.432e-05% | 2.0848e-05 | 1.8549e-05 | Commercial_2020_SC D_MW_After Competition Groups_LLLC - Low Impact Application
Commercial | Com ¦ High Efficiency Small Instantaneous Water Heater | 2020 | SC D | MW | After Competition Groups | 6.9525e-07 | 0.7499 | 7.499e-07 | 129.5242 | 5.3677e-09 | 70 | Commercial_2020_SC D_MW_After Competition Groups_70 | High Efficiency Small Instantaneous Water Heater | 5.368e-07% | 7.499e-07 | 6.9525e-07 | Commercial_2020_SC D_MW_After Competition Groups_High Efficiency Small Instantaneous Water Heater
Commercial | Com ¦ Networked/Connected - High Impact Application | 2020 | SC D | MW | After Competition Groups | 5.9938e-10 | 0.00097075 | 9.7075e-10 | 129.5242 | 4.6276e-12 | 71 | Commercial_2020_SC D_MW_After Competition Groups_71 | Networked/Connected - High Impact Application | 4.628e-10% | 9.7075e-10 | 5.9938e-10 | Commercial_2020_SC D_MW_After Competition Groups_Networked/Connected - High Impact Application
Commercial | Com ¦ Condensing Make Up Air Unit | 2020 | SC D | MW | After Competition Groups | 0 | 0 | 0 | 129.5242 | 0 | 72 | Commercial_2020_SC D_MW_After Competition Groups_72 | Condensing Make Up Air Unit | 0% | 0 | 0 | Commercial_2020_SC D_MW_After Competition Groups_Condensing Make Up Air Unit
Commercial | Com ¦ Door Gasket Freezer/Refrigerator | 2020 | SC D | MW | After Competition Groups | 0 | 0 | 0 | 129.5242 | 0 | 73 | Commercial_2020_SC D_MW_After Competition Groups_73 | Door Gasket Freezer/Refrigerator | 0% | 0 | 0 | Commercial_2020_SC D_MW_After Competition Groups_Door Gasket Freezer/Refrigerator
Commercial | Com ¦ Efficient compressor motor | 2020 | SC D | MW | After Competition Groups | 0 | 0 | 0 | 129.5242 | 0 | 74 | Commercial_2020_SC D_MW_After Competition Groups_74 | Efficient compressor motor | 0% | 0 | 0 | Commercial_2020_SC D_MW_After Competition Groups_Efficient compressor motor
Commercial | Com ¦ Indoor Daylight Sensors/Photocell Dimming Control | 2020 | SC D | MW | After Competition Groups | 0 | 0 | 0 | 129.5242 | 0 | 75 | Commercial_2020_SC D_MW_After Competition Groups_75 | Indoor Daylight Sensors/Photocell Dimming Control | 0% | 0 | 0 | Commercial_2020_SC D_MW_After Competition Groups_Indoor Daylight Sensors/Photocell Dimming Control
Commercial | Com ¦ LED RECESSED DOWNLIGHTS | 2020 | SC D | MW | After Competition Groups | 0 | 0 | 0 | 129.5242 | 0 | 76 | Commercial_2020_SC D_MW_After Competition Groups_76 | LED RECESSED DOWNLIGHTS | 0% | 0 | 0 | Commercial_2020_SC D_MW_After Competition Groups_LED RECESSED DOWNLIGHTS
Commercial | Com ¦ Networked/Connected - Low Impact Application | 2020 | SC D | MW | After Competition Groups | 0 | 0 | 0 | 129.5242 | 0 | 77 | Commercial_2020_SC D_MW_After Competition Groups_77 | Networked/Connected - Low Impact Application | 0% | 0 | 0 | Commercial_2020_SC D_MW_After Competition Groups_Networked/Connected - Low Impact Application
Commercial | Com ¦ Notched V belts for HVAC Systems | 2020 | SC D | MW | After Competition Groups | 0 | 0 | 0 | 129.5242 | 0 | 78 | Commercial_2020_SC D_MW_After Competition Groups_78 | Notched V belts for HVAC Systems | 0% | 0 | 0 | Commercial_2020_SC D_MW_After Competition Groups_Notched V belts for HVAC Systems
Commercial | Com ¦ Refrigerated Display Case Doors | 2020 | SC D | MW | After Competition Groups | 0 | 0 | 0 | 129.5242 | 0 | 79 | Commercial_2020_SC D_MW_After Competition Groups_79 | Refrigerated Display Case Doors | 0% | 0 | 0 | Commercial_2020_SC D_MW_After Competition Groups_Refrigerated Display Case Doors
Commercial | Com ¦ Variable Refrigerant Flow Heat Pump | 2020 | SC D | MW | After Competition Groups | 0 | 0 | 0 | 129.5242 | 0 | 80 | Commercial_2020_SC D_MW_After Competition Groups_80 | Variable Refrigerant Flow Heat Pump | 0% | 0 | 0 | Commercial_2020_SC D_MW_After Competition Groups_Variable Refrigerant Flow Heat Pump
Commercial | Com ¦ Building Recommissioning, Operations and Maintenance (O&M) Improvements | 2020 | Technical | MW | After Competition Groups | 303.6157 | 0 | 0 | 1940.7106 | 0.15645 | 1 | Commercial_2020_Technical_MW_After Competition Groups_1 | Building Recommissioning, Operations and Maintenance (O&M) Improvements | 15.64% | 0 | 303.6157 | Commercial_2020_Technical_MW_After Competition Groups_Building Recommissioning, Operations and Maintenance (O&M) Improvements
Commercial | Com ¦ Education and Capacity Building/Energy Behavior | 2020 | Technical | MW | After Competition Groups | 273.6185 | 0 | 0 | 1940.7106 | 0.14099 | 2 | Commercial_2020_Technical_MW_After Competition Groups_2 | Education and Capacity Building/Energy Behavior | 14.1% | 0 | 273.6185 | Commercial_2020_Technical_MW_After Competition Groups_Education and Capacity Building/Energy Behavior
Commercial | Com ¦ LED Low/High Bay | 2020 | Technical | MW | After Competition Groups | 218.2371 | 0 | 0 | 1940.7106 | 0.11245 | 3 | Commercial_2020_Technical_MW_After Competition Groups_3 | LED Low/High Bay | 11.25% | 0 | 218.2371 | Commercial_2020_Technical_MW_After Competition Groups_LED Low/High Bay
Commercial | Com ¦ LED Troffer/Surface/Suspended | 2020 | Technical | MW | After Competition Groups | 162.5324 | 0 | 0 | 1940.7106 | 0.083749 | 4 | Commercial_2020_Technical_MW_After Competition Groups_4 | LED Troffer/Surface/Suspended | 8.375% | 0 | 162.5324 | Commercial_2020_Technical_MW_After Competition Groups_LED Troffer/Surface/Suspended
Commercial | Com ¦ ENERGY STAR LED LAMPS (REFLECTOR LAMPs/MR16/PAR 16) | 2020 | Technical | MW | After Competition Groups | 113.9887 | 0 | 0 | 1940.7106 | 0.058736 | 5 | Commercial_2020_Technical_MW_After Competition Groups_5 | ENERGY STAR LED LAMPS (REFLECTOR LAMPs/MR16/PAR 16) | 5.874% | 0 | 113.9887 | Commercial_2020_Technical_MW_After Competition Groups_ENERGY STAR LED LAMPS (REFLECTOR LAMPs/MR16/PAR 16)
Commercial | Com ¦ Variable Refrigerant Flow Heat Pump | 2020 | Technical | MW | After Competition Groups | 95.9297 | 0 | 0 | 1940.7106 | 0.04943 | 6 | Commercial_2020_Technical_MW_After Competition Groups_6 | Variable Refrigerant Flow Heat Pump | 4.943% | 0 | 95.9297 | Commercial_2020_Technical_MW_After Competition Groups_Variable Refrigerant Flow Heat Pump
Commercial | Com ¦ Advanced BAS/Controllers | 2020 | Technical | MW | After Competition Groups | 90.6665 | 0 | 0 | 1940.7106 | 0.046718 | 7 | Commercial_2020_Technical_MW_After Competition Groups_7 | Advanced BAS/Controllers | 4.672% | 0 | 90.6665 | Commercial_2020_Technical_MW_After Competition Groups_Advanced BAS/Controllers
Commercial | Com ¦ Central Lighting Control System | 2020 | Technical | MW | After Competition Groups | 47.2308 | 0 | 0 | 1940.7106 | 0.024337 | 8 | Commercial_2020_Technical_MW_After Competition Groups_8 | Central Lighting Control System | 2.434% | 0 | 47.2308 | Commercial_2020_Technical_MW_After Competition Groups_Central Lighting Control System
Commercial | Com ¦ Adaptive Thermostats | 2020 | Technical | MW | After Competition Groups | 38.2768 | 0 | 0 | 1940.7106 | 0.019723 | 9 | Commercial_2020_Technical_MW_After Competition Groups_9 | Adaptive Thermostats | 1.972% | 0 | 38.2768 | Commercial_2020_Technical_MW_After Competition Groups_Adaptive Thermostats
Commercial | Com ¦ Furnace Tune-Up | 2020 | Technical | MW | After Competition Groups | 36.2449 | 0 | 0 | 1940.7106 | 0.018676 | 10 | Commercial_2020_Technical_MW_After Competition Groups_10 | Furnace Tune-Up | 1.868% | 0 | 36.2449 | Commercial_2020_Technical_MW_After Competition Groups_Furnace Tune-Up
Commercial | Com ¦ High Efficiency Air Source Heat Pump | 2020 | Technical | MW | After Competition Groups | 34.1127 | 0 | 0 | 1940.7106 | 0.017577 | 11 | Commercial_2020_Technical_MW_After Competition Groups_11 | High Efficiency Air Source Heat Pump | 1.758% | 0 | 34.1127 | Commercial_2020_Technical_MW_After Competition Groups_High Efficiency Air Source Heat Pump
Commercial | Com ¦ Strip Curtains | 2020 | Technical | MW | After Competition Groups | 28.8732 | 0 | 0 | 1940.7106 | 0.014878 | 12 | Commercial_2020_Technical_MW_After Competition Groups_12 | Strip Curtains | 1.488% | 0 | 28.8732 | Commercial_2020_Technical_MW_After Competition Groups_Strip Curtains
Commercial | Com ¦ Variable Frequency Drive (VFD) | 2020 | Technical | MW | After Competition Groups | 25.2312 | 0 | 0 | 1940.7106 | 0.013001 | 13 | Commercial_2020_Technical_MW_After Competition Groups_13 | Variable Frequency Drive (VFD) | 1.3% | 0 | 25.2312 | Commercial_2020_Technical_MW_After Competition Groups_Variable Frequency Drive (VFD)
Commercial | Com ¦ VFD on Pumps | 2020 | Technical | MW | After Competition Groups | 23.6108 | 0 | 0 | 1940.7106 | 0.012166 | 14 | Commercial_2020_Technical_MW_After Competition Groups_14 | VFD on Pumps | 1.217% | 0 | 23.6108 | Commercial_2020_Technical_MW_After Competition Groups_VFD on Pumps
Commercial | Com ¦ Unitary Air-Conditioning Unit | 2020 | Technical | MW | After Competition Groups | 23.0705 | 0 | 0 | 1940.7106 | 0.011888 | 15 | Commercial_2020_Technical_MW_After Competition Groups_15 | Unitary Air-Conditioning Unit | 1.189% | 0 | 23.0705 | Commercial_2020_Technical_MW_After Competition Groups_Unitary Air-Conditioning Unit
Commercial | Com ¦ Refrigerated Display Case LED | 2020 | Technical | MW | After Competition Groups | 22.9227 | 0 | 0 | 1940.7106 | 0.011812 | 16 | Commercial_2020_Technical_MW_After Competition Groups_16 | Refrigerated Display Case LED | 1.181% | 0 | 22.9227 | Commercial_2020_Technical_MW_After Competition Groups_Refrigerated Display Case LED
Commercial | Com ¦ Adding reflective (White) roof treatment or a green roof | 2020 | Technical | MW | After Competition Groups | 22.8563 | 0 | 0 | 1940.7106 | 0.011777 | 17 | Commercial_2020_Technical_MW_After Competition Groups_17 | Adding reflective (White) roof treatment or a green roof | 1.178% | 0 | 22.8563 | Commercial_2020_Technical_MW_After Competition Groups_Adding reflective (White) roof treatment or a green roof
Commercial | Com ¦ Demand Control Ventilation | 2020 | Technical | MW | After Competition Groups | 22.7456 | 0 | 0 | 1940.7106 | 0.01172 | 18 | Commercial_2020_Technical_MW_After Competition Groups_18 | Demand Control Ventilation | 1.172% | 0 | 22.7456 | Commercial_2020_Technical_MW_After Competition Groups_Demand Control Ventilation
Commercial | Com ¦ Air Handler with Dedicated Outdoor Air Systems | 2020 | Technical | MW | After Competition Groups | 19.2574 | 0 | 0 | 1940.7106 | 0.0099228 | 19 | Commercial_2020_Technical_MW_After Competition Groups_19 | Air Handler with Dedicated Outdoor Air Systems | 0.9923% | 0 | 19.2574 | Commercial_2020_Technical_MW_After Competition Groups_Air Handler with Dedicated Outdoor Air Systems
Commercial | Com ¦ HOTEL OCCUPANCY CONTROLS (HVAC + LIGHTING) | 2020 | Technical | MW | After Competition Groups | 18.6387 | 0 | 0 | 1940.7106 | 0.009604 | 20 | Commercial_2020_Technical_MW_After Competition Groups_20 | HOTEL OCCUPANCY CONTROLS (HVAC + LIGHTING) | 0.9604% | 0 | 18.6387 | Commercial_2020_Technical_MW_After Competition Groups_HOTEL OCCUPANCY CONTROLS (HVAC + LIGHTING)
Commercial | Com ¦ ENERGY STAR LED LAMPS (General Service Lamps) | 2020 | Technical | MW | After Competition Groups | 18.5368 | 0 | 0 | 1940.7106 | 0.0095515 | 21 | Commercial_2020_Technical_MW_After Competition Groups_21 | ENERGY STAR LED LAMPS (General Service Lamps) | 0.9552% | 0 | 18.5368 | Commercial_2020_Technical_MW_After Competition Groups_ENERGY STAR LED LAMPS (General Service Lamps)
Commercial | Com ¦ Smart Strip Plug Outlets | 2020 | Technical | MW | After Competition Groups | 18.2549 | 0 | 0 | 1940.7106 | 0.0094063 | 22 | Commercial_2020_Technical_MW_After Competition Groups_22 | Smart Strip Plug Outlets | 0.9406% | 0 | 18.2549 | Commercial_2020_Technical_MW_After Competition Groups_Smart Strip Plug Outlets
Commercial | Com ¦ LED or Equivalent Sign Lighting | 2020 | Technical | MW | After Competition Groups | 17.78 | 0 | 0 | 1940.7106 | 0.0091616 | 23 | Commercial_2020_Technical_MW_After Competition Groups_23 | LED or Equivalent Sign Lighting | 0.9162% | 0 | 17.78 | Commercial_2020_Technical_MW_After Competition Groups_LED or Equivalent Sign Lighting
Commercial | Com ¦ LED Replacement Lamp (Tube) | 2020 | Technical | MW | After Competition Groups | 16.8608 | 0 | 0 | 1940.7106 | 0.0086879 | 24 | Commercial_2020_Technical_MW_After Competition Groups_24 | LED Replacement Lamp (Tube) | 0.8688% | 0 | 16.8608 | Commercial_2020_Technical_MW_After Competition Groups_LED Replacement Lamp (Tube)
Commercial | Com ¦ Data Center Storage/Server Virtualization | 2020 | Technical | MW | After Competition Groups | 16.5429 | 0 | 0 | 1940.7106 | 0.0085241 | 25 | Commercial_2020_Technical_MW_After Competition Groups_25 | Data Center Storage/Server Virtualization | 0.8524% | 0 | 16.5429 | Commercial_2020_Technical_MW_After Competition Groups_Data Center Storage/Server Virtualization
Commercial | Com ¦ Centrally controlled desktop PC/NETWORK PC POWER MANAGEMENT SOFTWARE | 2020 | Technical | MW | After Competition Groups | 16.3337 | 0 | 0 | 1940.7106 | 0.0084164 | 26 | Commercial_2020_Technical_MW_After Competition Groups_26 | Centrally controlled desktop PC/NETWORK PC POWER MANAGEMENT SOFTWARE | 0.8416% | 0 | 16.3337 | Commercial_2020_Technical_MW_After Competition Groups_Centrally controlled desktop PC/NETWORK PC POWER MANAGEMENT SOFTWARE
Commercial | Com ¦ Indoor Daylight Sensors/Photocell Dimming Control | 2020 | Technical | MW | After Competition Groups | 13.2072 | 0 | 0 | 1940.7106 | 0.0068053 | 27 | Commercial_2020_Technical_MW_After Competition Groups_27 | Indoor Daylight Sensors/Photocell Dimming Control | 0.6805% | 0 | 13.2072 | Commercial_2020_Technical_MW_After Competition Groups_Indoor Daylight Sensors/Photocell Dimming Control
Commercial | Com ¦ ECM MOTORS FOR EVAPORATOR FANS for refrigeration (WALK-IN) | 2020 | Technical | MW | After Competition Groups | 13.1235 | 0 | 0 | 1940.7106 | 0.0067622 | 28 | Commercial_2020_Technical_MW_After Competition Groups_28 | ECM MOTORS FOR EVAPORATOR FANS for refrigeration (WALK-IN) | 0.6762% | 0 | 13.1235 | Commercial_2020_Technical_MW_After Competition Groups_ECM MOTORS FOR EVAPORATOR FANS for refrigeration (WALK-IN)
Commercial | Com ¦ High R-Value Glass Doors/no-heat glass door | 2020 | Technical | MW | After Competition Groups | 12.4212 | 0 | 0 | 1940.7106 | 0.0064003 | 29 | Commercial_2020_Technical_MW_After Competition Groups_29 | High R-Value Glass Doors/no-heat glass door | 0.64% | 0 | 12.4212 | Commercial_2020_Technical_MW_After Competition Groups_High R-Value Glass Doors/no-heat glass door
Commercial | Com ¦ Freezer Case Light Sensor | 2020 | Technical | MW | After Competition Groups | 11.3546 | 0 | 0 | 1940.7106 | 0.0058508 | 30 | Commercial_2020_Technical_MW_After Competition Groups_30 | Freezer Case Light Sensor | 0.5851% | 0 | 11.3546 | Commercial_2020_Technical_MW_After Competition Groups_Freezer Case Light Sensor
Commercial | Com ¦ Evaporator Fan Controls | 2020 | Technical | MW | After Competition Groups | 11.0622 | 0 | 0 | 1940.7106 | 0.0057001 | 31 | Commercial_2020_Technical_MW_After Competition Groups_31 | Evaporator Fan Controls | 0.57% | 0 | 11.0622 | Commercial_2020_Technical_MW_After Competition Groups_Evaporator Fan Controls
Commercial | Com ¦ Door Gasket Freezer/Refrigerator | 2020 | Technical | MW | After Competition Groups | 10.5884 | 0 | 0 | 1940.7106 | 0.0054559 | 32 | Commercial_2020_Technical_MW_After Competition Groups_32 | Door Gasket Freezer/Refrigerator | 0.5456% | 0 | 10.5884 | Commercial_2020_Technical_MW_After Competition Groups_Door Gasket Freezer/Refrigerator
Commercial | Com ¦ Refrigerated Display Case Doors | 2020 | Technical | MW | After Competition Groups | 10.5732 | 0 | 0 | 1940.7106 | 0.0054481 | 33 | Commercial_2020_Technical_MW_After Competition Groups_33 | Refrigerated Display Case Doors | 0.5448% | 0 | 10.5732 | Commercial_2020_Technical_MW_After Competition Groups_Refrigerated Display Case Doors
Commercial | Com ¦ Refrigeration Optimization | 2020 | Technical | MW | After Competition Groups | 10.1826 | 0 | 0 | 1940.7106 | 0.0052468 | 34 | Commercial_2020_Technical_MW_After Competition Groups_34 | Refrigeration Optimization | 0.5247% | 0 | 10.1826 | Commercial_2020_Technical_MW_After Competition Groups_Refrigeration Optimization
Commercial | Com ¦ ENERGY STAR FREEZER | 2020 | Technical | MW | After Competition Groups | 9.946 | 0 | 0 | 1940.7106 | 0.005125 | 35 | Commercial_2020_Technical_MW_After Competition Groups_35 | ENERGY STAR FREEZER | 0.5125% | 0 | 9.946 | Commercial_2020_Technical_MW_After Competition Groups_ENERGY STAR FREEZER
Commercial | Com ¦ Occupancy Sensors | 2020 | Technical | MW | After Competition Groups | 9.2411 | 0 | 0 | 1940.7106 | 0.0047617 | 36 | Commercial_2020_Technical_MW_After Competition Groups_36 | Occupancy Sensors | 0.4762% | 0 | 9.2411 | Commercial_2020_Technical_MW_After Competition Groups_Occupancy Sensors
Commercial | Com ¦ Demand Control Kitchen Ventilation | 2020 | Technical | MW | After Competition Groups | 7.8988 | 0 | 0 | 1940.7106 | 0.0040701 | 37 | Commercial_2020_Technical_MW_After Competition Groups_37 | Demand Control Kitchen Ventilation | 0.407% | 0 | 7.8988 | Commercial_2020_Technical_MW_After Competition Groups_Demand Control Kitchen Ventilation
Commercial | Com ¦ Refrigeration Commissioning | 2020 | Technical | MW | After Competition Groups | 7.7049 | 0 | 0 | 1940.7106 | 0.0039701 | 38 | Commercial_2020_Technical_MW_After Competition Groups_38 | Refrigeration Commissioning | 0.397% | 0 | 7.7049 | Commercial_2020_Technical_MW_After Competition Groups_Refrigeration Commissioning
Commercial | Com ¦ Duct Insulation, R8 | 2020 | Technical | MW | After Competition Groups | 6.6562 | 0 | 0 | 1940.7106 | 0.0034298 | 39 | Commercial_2020_Technical_MW_After Competition Groups_39 | Duct Insulation, R8 | 0.343% | 0 | 6.6562 | Commercial_2020_Technical_MW_After Competition Groups_Duct Insulation, R8
Commercial | Com ¦ Reach-in Shaded Pole to ECM/PSC Evaporator Fan Motor | 2020 | Technical | MW | After Competition Groups | 6.5529 | 0 | 0 | 1940.7106 | 0.0033766 | 40 | Commercial_2020_Technical_MW_After Competition Groups_40 | Reach-in Shaded Pole to ECM/PSC Evaporator Fan Motor | 0.3377% | 0 | 6.5529 | Commercial_2020_Technical_MW_After Competition Groups_Reach-in Shaded Pole to ECM/PSC Evaporator Fan Motor
Commercial | Com ¦ Chilled Water Optimization | 2020 | Technical | MW | After Competition Groups | 5.4204 | 0 | 0 | 1940.7106 | 0.002793 | 41 | Commercial_2020_Technical_MW_After Competition Groups_41 | Chilled Water Optimization | 0.2793% | 0 | 5.4204 | Commercial_2020_Technical_MW_After Competition Groups_Chilled Water Optimization
Commercial | Com ¦ ENERGY STAR Refrigerator | 2020 | Technical | MW | After Competition Groups | 4.7811 | 0 | 0 | 1940.7106 | 0.0024636 | 42 | Commercial_2020_Technical_MW_After Competition Groups_42 | ENERGY STAR Refrigerator | 0.2464% | 0 | 4.7811 | Commercial_2020_Technical_MW_After Competition Groups_ENERGY STAR Refrigerator
Commercial | Com ¦ LED EXTERIOR AREA LIGHTS - LED fixture (200W) | 2020 | Technical | MW | After Competition Groups | 4.6341 | 0 | 0 | 1940.7106 | 0.0023878 | 43 | Commercial_2020_Technical_MW_After Competition Groups_43 | LED EXTERIOR AREA LIGHTS - LED fixture (200W) | 0.2388% | 0 | 4.6341 | Commercial_2020_Technical_MW_After Competition Groups_LED EXTERIOR AREA LIGHTS - LED fixture (200W)
Commercial | Com ¦ LED parking lot fixture | 2020 | Technical | MW | After Competition Groups | 4.5419 | 0 | 0 | 1940.7106 | 0.0023403 | 44 | Commercial_2020_Technical_MW_After Competition Groups_44 | LED parking lot fixture | 0.234% | 0 | 4.5419 | Commercial_2020_Technical_MW_After Competition Groups_LED parking lot fixture
Commercial | Com ¦ Temperature Adjustment in Commercial Freezers | 2020 | Technical | MW | After Competition Groups | 4.0443 | 0 | 0 | 1940.7106 | 0.0020839 | 45 | Commercial_2020_Technical_MW_After Competition Groups_45 | Temperature Adjustment in Commercial Freezers | 0.2084% | 0 | 4.0443 | Commercial_2020_Technical_MW_After Competition Groups_Temperature Adjustment in Commercial Freezers
Commercial | Com ¦ Roof Insulation/Ceiling Insulation (R25 Code to R35) | 2020 | Technical | MW | After Competition Groups | 3.6043 | 0 | 0 | 1940.7106 | 0.0018572 | 46 | Commercial_2020_Technical_MW_After Competition Groups_46 | Roof Insulation/Ceiling Insulation (R25 Code to R35) | 0.1857% | 0 | 3.6043 | Commercial_2020_Technical_MW_After Competition Groups_Roof Insulation/Ceiling Insulation (R25 Code to R35)
Commercial | Com ¦ Elec Storage WH 2.30 Et | 2020 | Technical | MW | After Competition Groups | 3.4254 | 0 | 0 | 1940.7106 | 0.001765 | 47 | Commercial_2020_Technical_MW_After Competition Groups_47 | Elec Storage WH 2.30 Et | 0.1765% | 0 | 3.4254 | Commercial_2020_Technical_MW_After Competition Groups_Elec Storage WH 2.30 Et
Commercial | Com ¦ ENERGY STAR ICE MACHINES - Ice Making Head | 2020 | Technical | MW | After Competition Groups | 3.3768 | 0 | 0 | 1940.7106 | 0.00174 | 48 | Commercial_2020_Technical_MW_After Competition Groups_48 | ENERGY STAR ICE MACHINES - Ice Making Head | 0.174% | 0 | 3.3768 | Commercial_2020_Technical_MW_After Competition Groups_ENERGY STAR ICE MACHINES - Ice Making Head
Commercial | Com ¦ Vertical Night Covers | 2020 | Technical | MW | After Competition Groups | 3.3445 | 0 | 0 | 1940.7106 | 0.0017233 | 49 | Commercial_2020_Technical_MW_After Competition Groups_49 | Vertical Night Covers | 0.1723% | 0 | 3.3445 | Commercial_2020_Technical_MW_After Competition Groups_Vertical Night Covers
Commercial | Com ¦ Energy Efficient Laboratory Fume Hood | 2020 | Technical | MW | After Competition Groups | 3.2716 | 0 | 0 | 1940.7106 | 0.0016858 | 50 | Commercial_2020_Technical_MW_After Competition Groups_50 | Energy Efficient Laboratory Fume Hood | 0.1686% | 0 | 3.2716 | Commercial_2020_Technical_MW_After Competition Groups_Energy Efficient Laboratory Fume Hood
Commercial | Com ¦ BEVERAGE VENDING MACHINE CONTROLS | 2020 | Technical | MW | After Competition Groups | 3.2696 | 0 | 0 | 1940.7106 | 0.0016848 | 51 | Commercial_2020_Technical_MW_After Competition Groups_51 | BEVERAGE VENDING MACHINE CONTROLS | 0.1685% | 0 | 3.2696 | Commercial_2020_Technical_MW_After Competition Groups_BEVERAGE VENDING MACHINE CONTROLS
Commercial | Com ¦ Anti-sweat heat (ASH) controls - Cooler/Freezer | 2020 | Technical | MW | After Competition Groups | 3.0444 | 0 | 0 | 1940.7106 | 0.0015687 | 52 | Commercial_2020_Technical_MW_After Competition Groups_52 | Anti-sweat heat (ASH) controls - Cooler/Freezer | 0.1569% | 0 | 3.0444 | Commercial_2020_Technical_MW_After Competition Groups_Anti-sweat heat (ASH) controls - Cooler/Freezer
Commercial | Com ¦ CO Sensors for parking garage exhaust fans | 2020 | Technical | MW | After Competition Groups | 2.9292 | 0 | 0 | 1940.7106 | 0.0015093 | 53 | Commercial_2020_Technical_MW_After Competition Groups_53 | CO Sensors for parking garage exhaust fans | 0.1509% | 0 | 2.9292 | Commercial_2020_Technical_MW_After Competition Groups_CO Sensors for parking garage exhaust fans
Commercial | Com ¦ LED street light fixture | 2020 | Technical | MW | After Competition Groups | 2.665 | 0 | 0 | 1940.7106 | 0.0013732 | 54 | Commercial_2020_Technical_MW_After Competition Groups_54 | LED street light fixture | 0.1373% | 0 | 2.665 | Commercial_2020_Technical_MW_After Competition Groups_LED street light fixture
Commercial | Com ¦ Water Heating (DHW) Pipe Insulation (Add 3/4\ Foam)" | 2020 | Technical | MW | After Competition Groups | 2.5524 | 0 | 0 | 1940.7106 | 0.0013152 | 55 | Commercial_2020_Technical_MW_After Competition Groups_55 | Water Heating (DHW) Pipe Insulation (Add 3/4\ Foam)" | 0.1315% | 0 | 2.5524 | Commercial_2020_Technical_MW_After Competition Groups_Water Heating (DHW) Pipe Insulation (Add 3/4\ Foam)"
Commercial | Com ¦ Water Source Heat Pump (4 ton) | 2020 | Technical | MW | After Competition Groups | 1.8887 | 0 | 0 | 1940.7106 | 0.00097322 | 56 | Commercial_2020_Technical_MW_After Competition Groups_56 | Water Source Heat Pump (4 ton) | 0.09732% | 0 | 1.8887 | Commercial_2020_Technical_MW_After Competition Groups_Water Source Heat Pump (4 ton)
Commercial | Com ¦ Suction Pipe Insulation Freezer/Refrigerator | 2020 | Technical | MW | After Competition Groups | 1.7382 | 0 | 0 | 1940.7106 | 0.00089565 | 57 | Commercial_2020_Technical_MW_After Competition Groups_57 | Suction Pipe Insulation Freezer/Refrigerator | 0.08956% | 0 | 1.7382 | Commercial_2020_Technical_MW_After Competition Groups_Suction Pipe Insulation Freezer/Refrigerator
Commercial | Com ¦ Outside Air Economizer | 2020 | Technical | MW | After Competition Groups | 1.7281 | 0 | 0 | 1940.7106 | 0.00089043 | 58 | Commercial_2020_Technical_MW_After Competition Groups_58 | Outside Air Economizer | 0.08904% | 0 | 1.7281 | Commercial_2020_Technical_MW_After Competition Groups_Outside Air Economizer
Commercial | Com ¦ Evaporator Coil Defrost (Cooler) | 2020 | Technical | MW | After Competition Groups | 1.4788 | 0 | 0 | 1940.7106 | 0.00076201 | 59 | Commercial_2020_Technical_MW_After Competition Groups_59 | Evaporator Coil Defrost (Cooler) | 0.0762% | 0 | 1.4788 | Commercial_2020_Technical_MW_After Competition Groups_Evaporator Coil Defrost (Cooler)
Commercial | Com ¦ ENERGY STAR Griddle (74% eff) | 2020 | Technical | MW | After Competition Groups | 1.4389 | 0 | 0 | 1940.7106 | 0.00074143 | 60 | Commercial_2020_Technical_MW_After Competition Groups_60 | ENERGY STAR Griddle (74% eff) | 0.07414% | 0 | 1.4389 | Commercial_2020_Technical_MW_After Competition Groups_ENERGY STAR Griddle (74% eff)
Commercial | Com ¦ Condensing Make Up Air Unit | 2020 | Technical | MW | After Competition Groups | 1.2765 | 0 | 0 | 1940.7106 | 0.00065776 | 61 | Commercial_2020_Technical_MW_After Competition Groups_61 | Condensing Make Up Air Unit | 0.06578% | 0 | 1.2765 | Commercial_2020_Technical_MW_After Competition Groups_Condensing Make Up Air Unit
Commercial | Com ¦ Super-High Efficiency Furnaces (Emerging Tech) | 2020 | Technical | MW | After Competition Groups | 1.2392 | 0 | 0 | 1940.7106 | 0.00063854 | 62 | Commercial_2020_Technical_MW_After Competition Groups_62 | Super-High Efficiency Furnaces (Emerging Tech) | 0.06385% | 0 | 1.2392 | Commercial_2020_Technical_MW_After Competition Groups_Super-High Efficiency Furnaces (Emerging Tech)
Commercial | Com ¦ ENERGY STAR Dishwasher | 2020 | Technical | MW | After Competition Groups | 0.96989 | 0 | 0 | 1940.7106 | 0.00049976 | 63 | Commercial_2020_Technical_MW_After Competition Groups_63 | ENERGY STAR Dishwasher | 0.04998% | 0 | 0.96989 | Commercial_2020_Technical_MW_After Competition Groups_ENERGY STAR Dishwasher
Commercial | Com ¦ LED RECESSED DOWNLIGHTS | 2020 | Technical | MW | After Competition Groups | 0.93237 | 0 | 0 | 1940.7106 | 0.00048043 | 64 | Commercial_2020_Technical_MW_After Competition Groups_64 | LED RECESSED DOWNLIGHTS | 0.04804% | 0 | 0.93237 | Commercial_2020_Technical_MW_After Competition Groups_LED RECESSED DOWNLIGHTS
Commercial | Com ¦ Wall Insulation | 2020 | Technical | MW | After Competition Groups | 0.80062 | 0 | 0 | 1940.7106 | 0.00041254 | 65 | Commercial_2020_Technical_MW_After Competition Groups_65 | Wall Insulation | 0.04125% | 0 | 0.80062 | Commercial_2020_Technical_MW_After Competition Groups_Wall Insulation
Commercial | Com ¦ Solar Preheat Make up Air | 2020 | Technical | MW | After Competition Groups | 0.79074 | 0 | 0 | 1940.7106 | 0.00040745 | 66 | Commercial_2020_Technical_MW_After Competition Groups_66 | Solar Preheat Make up Air | 0.04075% | 0 | 0.79074 | Commercial_2020_Technical_MW_After Competition Groups_Solar Preheat Make up Air
Commercial | Com ¦ Ozone Laundry Treatment | 2020 | Technical | MW | After Competition Groups | 0.72861 | 0 | 0 | 1940.7106 | 0.00037543 | 67 | Commercial_2020_Technical_MW_After Competition Groups_67 | Ozone Laundry Treatment | 0.03754% | 0 | 0.72861 | Commercial_2020_Technical_MW_After Competition Groups_Ozone Laundry Treatment
Commercial | Com ¦ Efficient compressor motor | 2020 | Technical | MW | After Competition Groups | 0.60176 | 0 | 0 | 1940.7106 | 0.00031007 | 68 | Commercial_2020_Technical_MW_After Competition Groups_68 | Efficient compressor motor | 0.03101% | 0 | 0.60176 | Commercial_2020_Technical_MW_After Competition Groups_Efficient compressor motor
Commercial | Com ¦ Ground Source Heat Pump | 2020 | Technical | MW | After Competition Groups | 0.49955 | 0 | 0 | 1940.7106 | 0.00025741 | 69 | Commercial_2020_Technical_MW_After Competition Groups_69 | Ground Source Heat Pump | 0.02574% | 0 | 0.49955 | Commercial_2020_Technical_MW_After Competition Groups_Ground Source Heat Pump
Commercial | Com ¦ SYNCHRONOUS BELT | 2020 | Technical | MW | After Competition Groups | 0.46359 | 0 | 0 | 1940.7106 | 0.00023887 | 70 | Commercial_2020_Technical_MW_After Competition Groups_70 | SYNCHRONOUS BELT | 0.02389% | 0 | 0.46359 | Commercial_2020_Technical_MW_After Competition Groups_SYNCHRONOUS BELT
Commercial | Com ¦ ENERGY STAR Fryer (84% eff) | 2020 | Technical | MW | After Competition Groups | 0.40542 | 0 | 0 | 1940.7106 | 0.0002089 | 71 | Commercial_2020_Technical_MW_After Competition Groups_71 | ENERGY STAR Fryer (84% eff) | 0.02089% | 0 | 0.40542 | Commercial_2020_Technical_MW_After Competition Groups_ENERGY STAR Fryer (84% eff)
Commercial | Com ¦ Room AC (w/ louvered sides) 14 SEER from 12 SEER code | 2020 | Technical | MW | After Competition Groups | 0.38271 | 0 | 0 | 1940.7106 | 0.0001972 | 72 | Commercial_2020_Technical_MW_After Competition Groups_72 | Room AC (w/ louvered sides) 14 SEER from 12 SEER code | 0.01972% | 0 | 0.38271 | Commercial_2020_Technical_MW_After Competition Groups_Room AC (w/ louvered sides) 14 SEER from 12 SEER code
Commercial | Com ¦ ECM MOTORS FOR HVAC APPLICATION (FAN-POWERED VAV BOX) | 2020 | Technical | MW | After Competition Groups | 0.28719 | 0 | 0 | 1940.7106 | 0.00014798 | 73 | Commercial_2020_Technical_MW_After Competition Groups_73 | ECM MOTORS FOR HVAC APPLICATION (FAN-POWERED VAV BOX) | 0.0148% | 0 | 0.28719 | Commercial_2020_Technical_MW_After Competition Groups_ECM MOTORS FOR HVAC APPLICATION (FAN-POWERED VAV BOX)
Commercial | Com ¦ Thermostat Setback | 2020 | Technical | MW | After Competition Groups | 0.27676 | 0 | 0 | 1940.7106 | 0.00014261 | 74 | Commercial_2020_Technical_MW_After Competition Groups_74 | Thermostat Setback | 0.01426% | 0 | 0.27676 | Commercial_2020_Technical_MW_After Competition Groups_Thermostat Setback
Commercial | Com ¦ ENERGY STAR Steam Cookers | 2020 | Technical | MW | After Competition Groups | 0.26396 | 0 | 0 | 1940.7106 | 0.00013601 | 75 | Commercial_2020_Technical_MW_After Competition Groups_75 | ENERGY STAR Steam Cookers | 0.0136% | 0 | 0.26396 | Commercial_2020_Technical_MW_After Competition Groups_ENERGY STAR Steam Cookers
Commercial | Com ¦ PTAC (12 EER/10,000 BTU) | 2020 | Technical | MW | After Competition Groups | 0.17514 | 0 | 0 | 1940.7106 | 9.0247e-05 | 76 | Commercial_2020_Technical_MW_After Competition Groups_76 | PTAC (12 EER/10,000 BTU) | 0.009025% | 0 | 0.17514 | Commercial_2020_Technical_MW_After Competition Groups_PTAC (12 EER/10,000 BTU)
Commercial | Com ¦ Auto Off Time Switch or Time Clock control | 2020 | Technical | MW | After Competition Groups | 0.17389 | 0 | 0 | 1940.7106 | 8.9603e-05 | 77 | Commercial_2020_Technical_MW_After Competition Groups_77 | Auto Off Time Switch or Time Clock control | 0.00896% | 0 | 0.17389 | Commercial_2020_Technical_MW_After Competition Groups_Auto Off Time Switch or Time Clock control
Commercial | Com ¦ Demand controlled Circulating Systems | 2020 | Technical | MW | After Competition Groups | 0.16374 | 0 | 0 | 1940.7106 | 8.4373e-05 | 78 | Commercial_2020_Technical_MW_After Competition Groups_78 | Demand controlled Circulating Systems | 0.008437% | 0 | 0.16374 | Commercial_2020_Technical_MW_After Competition Groups_Demand controlled Circulating Systems
Commercial | Com ¦ HVAC Optimization | 2020 | Technical | MW | After Competition Groups | 0.10475 | 0 | 0 | 1940.7106 | 5.3977e-05 | 79 | Commercial_2020_Technical_MW_After Competition Groups_79 | HVAC Optimization | 0.005398% | 0 | 0.10475 | Commercial_2020_Technical_MW_After Competition Groups_HVAC Optimization
Commercial | Com ¦ Solar Water Preheat (Pools/DHW) | 2020 | Technical | MW | After Competition Groups | 0.076111 | 0 | 0 | 1940.7106 | 3.9218e-05 | 80 | Commercial_2020_Technical_MW_After Competition Groups_80 | Solar Water Preheat (Pools/DHW) | 0.003922% | 0 | 0.076111 | Commercial_2020_Technical_MW_After Competition Groups_Solar Water Preheat (Pools/DHW)
Commercial | COM ¦ Ductless Mini-Split Heat Pumps | 2020 | Technical | MW | After Competition Groups | 0.075634 | 0 | 0 | 1940.7106 | 3.8972e-05 | 81 | Commercial_2020_Technical_MW_After Competition Groups_81 | Ductless Mini-Split Heat Pumps | 0.003897% | 0 | 0.075634 | Commercial_2020_Technical_MW_After Competition Groups_Ductless Mini-Split Heat Pumps
Commercial | Com ¦ High Efficiency Chiller (avg of water and air cooled) | 2020 | Technical | MW | After Competition Groups | 0.073159 | 0 | 0 | 1940.7106 | 3.7697e-05 | 82 | Commercial_2020_Technical_MW_After Competition Groups_82 | High Efficiency Chiller (avg of water and air cooled) | 0.00377% | 0 | 0.073159 | Commercial_2020_Technical_MW_After Competition Groups_High Efficiency Chiller (avg of water and air cooled)
Commercial | Com ¦ Commercial Hot Food Holding Cabinets | 2020 | Technical | MW | After Competition Groups | 0.062231 | 0 | 0 | 1940.7106 | 3.2066e-05 | 83 | Commercial_2020_Technical_MW_After Competition Groups_83 | Commercial Hot Food Holding Cabinets | 0.003207% | 0 | 0.062231 | Commercial_2020_Technical_MW_After Competition Groups_Commercial Hot Food Holding Cabinets
Commercial | Com ¦ Condensing Unit Heaters or other Efficient Unit Heating System | 2020 | Technical | MW | After Competition Groups | 0.05704 | 0 | 0 | 1940.7106 | 2.9391e-05 | 84 | Commercial_2020_Technical_MW_After Competition Groups_84 | Condensing Unit Heaters or other Efficient Unit Heating System | 0.002939% | 0 | 0.05704 | Commercial_2020_Technical_MW_After Competition Groups_Condensing Unit Heaters or other Efficient Unit Heating System
Commercial | Com ¦ CEE Tier 2/Energy Star Clothes Washers | 2020 | Technical | MW | After Competition Groups | 0.04701 | 0 | 0 | 1940.7106 | 2.4223e-05 | 85 | Commercial_2020_Technical_MW_After Competition Groups_85 | CEE Tier 2/Energy Star Clothes Washers | 0.002422% | 0 | 0.04701 | Commercial_2020_Technical_MW_After Competition Groups_CEE Tier 2/Energy Star Clothes Washers
Commercial | Com ¦ Low Flow Pre-Rinse Spray Nozzle | 2020 | Technical | MW | After Competition Groups | 0.041469 | 0 | 0 | 1940.7106 | 2.1368e-05 | 86 | Commercial_2020_Technical_MW_After Competition Groups_86 | Low Flow Pre-Rinse Spray Nozzle | 0.002137% | 0 | 0.041469 | Commercial_2020_Technical_MW_After Competition Groups_Low Flow Pre-Rinse Spray Nozzle
Commercial | Com ¦ Heat Pump Water Heater (50 Gallons) | 2020 | Technical | MW | After Competition Groups | 0.024152 | 0 | 0 | 1940.7106 | 1.2445e-05 | 87 | Commercial_2020_Technical_MW_After Competition Groups_87 | Heat Pump Water Heater (50 Gallons) | 0.001244% | 0 | 0.024152 | Commercial_2020_Technical_MW_After Competition Groups_Heat Pump Water Heater (50 Gallons)
Commercial | Com ¦ EC Plug Fan for Data Center (under cabinet) | 2020 | Technical | MW | After Competition Groups | 0.020669 | 0 | 0 | 1940.7106 | 1.065e-05 | 88 | Commercial_2020_Technical_MW_After Competition Groups_88 | EC Plug Fan for Data Center (under cabinet) | 0.001065% | 0 | 0.020669 | Commercial_2020_Technical_MW_After Competition Groups_EC Plug Fan for Data Center (under cabinet)
Commercial | Com ¦ Exterior Photocell | 2020 | Technical | MW | After Competition Groups | 0.018553 | 0 | 0 | 1940.7106 | 9.5596e-06 | 89 | Commercial_2020_Technical_MW_After Competition Groups_89 | Exterior Photocell | 0.000956% | 0 | 0.018553 | Commercial_2020_Technical_MW_After Competition Groups_Exterior Photocell
Commercial | Com ¦ VSD Air Compressor | 2020 | Technical | MW | After Competition Groups | 0.0067007 | 0 | 0 | 1940.7106 | 3.4527e-06 | 90 | Commercial_2020_Technical_MW_After Competition Groups_90 | VSD Air Compressor | 0.0003453% | 0 | 0.0067007 | Commercial_2020_Technical_MW_After Competition Groups_VSD Air Compressor
Commercial | Com ¦ Air Curtains | 2020 | Technical | MW | After Competition Groups | 0.0060588 | 0 | 0 | 1940.7106 | 3.1219e-06 | 91 | Commercial_2020_Technical_MW_After Competition Groups_91 | Air Curtains | 0.0003122% | 0 | 0.0060588 | Commercial_2020_Technical_MW_After Competition Groups_Air Curtains
Commercial | Com ¦ eCube | 2020 | Technical | MW | After Competition Groups | 0.004861 | 0 | 0 | 1940.7106 | 2.5048e-06 | 92 | Commercial_2020_Technical_MW_After Competition Groups_92 | eCube | 0.0002505% | 0 | 0.004861 | Commercial_2020_Technical_MW_After Competition Groups_eCube
Commercial | Com ¦ High Efficiency Induction Cooking | 2020 | Technical | MW | After Competition Groups | 0.0008969 | 0 | 0 | 1940.7106 | 4.6215e-07 | 93 | Commercial_2020_Technical_MW_After Competition Groups_93 | High Efficiency Induction Cooking | 4.621e-05% | 0 | 0.0008969 | Commercial_2020_Technical_MW_After Competition Groups_High Efficiency Induction Cooking
Commercial | Com ¦ Electric Convection Combination Ovens | 2020 | Technical | MW | After Competition Groups | 8.3016e-05 | 0 | 0 | 1940.7106 | 4.2776e-08 | 94 | Commercial_2020_Technical_MW_After Competition Groups_94 | Electric Convection Combination Ovens | 4.278e-06% | 0 | 8.3016e-05 | Commercial_2020_Technical_MW_After Competition Groups_Electric Convection Combination Ovens
Commercial | Com ¦ Building Recommissioning, Operations and Maintenance (O&M) Improvements | 2021 | Economic | MW | After Competition Groups | 297.4135 | 0 | 0 | 1537.1412 | 0.19348 | 1 | Commercial_2021_Economic_MW_After Competition Groups_1 | Building Recommissioning, Operations and Maintenance (O&M) Improvements | 19.35% | 0 | 297.4135 | Commercial_2021_Economic_MW_After Competition Groups_Building Recommissioning, Operations and Maintenance (O&M) Improvements
Commercial | Com ¦ Education and Capacity Building/Energy Behavior | 2021 | Economic | MW | After Competition Groups | 238.9869 | 0 | 0 | 1537.1412 | 0.15547 | 2 | Commercial_2021_Economic_MW_After Competition Groups_2 | Education and Capacity Building/Energy Behavior | 15.55% | 0 | 238.9869 | Commercial_2021_Economic_MW_After Competition Groups_Education and Capacity Building/Energy Behavior
Commercial | Com ¦ LED Low/High Bay | 2021 | Economic | MW | After Competition Groups | 155.1953 | 0 | 0 | 1537.1412 | 0.10096 | 3 | Commercial_2021_Economic_MW_After Competition Groups_3 | LED Low/High Bay | 10.1% | 0 | 155.1953 | Commercial_2021_Economic_MW_After Competition Groups_LED Low/High Bay
Commercial | Com ¦ LED Troffer/Surface/Suspended | 2021 | Economic | MW | After Competition Groups | 138.6537 | 0 | 0 | 1537.1412 | 0.090202 | 4 | Commercial_2021_Economic_MW_After Competition Groups_4 | LED Troffer/Surface/Suspended | 9.02% | 0 | 138.6537 | Commercial_2021_Economic_MW_After Competition Groups_LED Troffer/Surface/Suspended
Commercial | Com ¦ ENERGY STAR LED LAMPS (REFLECTOR LAMPs/MR16/PAR 16) | 2021 | Economic | MW | After Competition Groups | 109.3359 | 0 | 0 | 1537.1412 | 0.071129 | 5 | Commercial_2021_Economic_MW_After Competition Groups_5 | ENERGY STAR LED LAMPS (REFLECTOR LAMPs/MR16/PAR 16) | 7.113% | 0 | 109.3359 | Commercial_2021_Economic_MW_After Competition Groups_ENERGY STAR LED LAMPS (REFLECTOR LAMPs/MR16/PAR 16)
Commercial | Com ¦ Advanced BAS/Controllers | 2021 | Economic | MW | After Competition Groups | 91.4584 | 0 | 0 | 1537.1412 | 0.059499 | 6 | Commercial_2021_Economic_MW_After Competition Groups_6 | Advanced BAS/Controllers | 5.95% | 0 | 91.4584 | Commercial_2021_Economic_MW_After Competition Groups_Advanced BAS/Controllers
Commercial | Com ¦ High Efficiency Air Source Heat Pump | 2021 | Economic | MW | After Competition Groups | 50.1344 | 0 | 0 | 1537.1412 | 0.032615 | 7 | Commercial_2021_Economic_MW_After Competition Groups_7 | High Efficiency Air Source Heat Pump | 3.262% | 0 | 50.1344 | Commercial_2021_Economic_MW_After Competition Groups_High Efficiency Air Source Heat Pump
Commercial | Com ¦ Adaptive Thermostats | 2021 | Economic | MW | After Competition Groups | 38.888 | 0 | 0 | 1537.1412 | 0.025299 | 8 | Commercial_2021_Economic_MW_After Competition Groups_8 | Adaptive Thermostats | 2.53% | 0 | 38.888 | Commercial_2021_Economic_MW_After Competition Groups_Adaptive Thermostats
Commercial | Com ¦ Furnace Tune-Up | 2021 | Economic | MW | After Competition Groups | 35.5159 | 0 | 0 | 1537.1412 | 0.023105 | 9 | Commercial_2021_Economic_MW_After Competition Groups_9 | Furnace Tune-Up | 2.311% | 0 | 35.5159 | Commercial_2021_Economic_MW_After Competition Groups_Furnace Tune-Up
Commercial | Com ¦ Unitary Air-Conditioning Unit | 2021 | Economic | MW | After Competition Groups | 33.5674 | 0 | 0 | 1537.1412 | 0.021838 | 10 | Commercial_2021_Economic_MW_After Competition Groups_10 | Unitary Air-Conditioning Unit | 2.184% | 0 | 33.5674 | Commercial_2021_Economic_MW_After Competition Groups_Unitary Air-Conditioning Unit
Commercial | Com ¦ Strip Curtains | 2021 | Economic | MW | After Competition Groups | 29.4011 | 0 | 0 | 1537.1412 | 0.019127 | 11 | Commercial_2021_Economic_MW_After Competition Groups_11 | Strip Curtains | 1.913% | 0 | 29.4011 | Commercial_2021_Economic_MW_After Competition Groups_Strip Curtains
Commercial | Com ¦ LED Replacement Lamp (Tube) | 2021 | Economic | MW | After Competition Groups | 24.7396 | 0 | 0 | 1537.1412 | 0.016095 | 12 | Commercial_2021_Economic_MW_After Competition Groups_12 | LED Replacement Lamp (Tube) | 1.609% | 0 | 24.7396 | Commercial_2021_Economic_MW_After Competition Groups_LED Replacement Lamp (Tube)
Commercial | Com ¦ Variable Frequency Drive (VFD) | 2021 | Economic | MW | After Competition Groups | 24.7197 | 0 | 0 | 1537.1412 | 0.016082 | 13 | Commercial_2021_Economic_MW_After Competition Groups_13 | Variable Frequency Drive (VFD) | 1.608% | 0 | 24.7197 | Commercial_2021_Economic_MW_After Competition Groups_Variable Frequency Drive (VFD)
Commercial | Com ¦ Demand Control Ventilation | 2021 | Economic | MW | After Competition Groups | 23.7686 | 0 | 0 | 1537.1412 | 0.015463 | 14 | Commercial_2021_Economic_MW_After Competition Groups_14 | Demand Control Ventilation | 1.546% | 0 | 23.7686 | Commercial_2021_Economic_MW_After Competition Groups_Demand Control Ventilation
Commercial | Com ¦ VFD on Pumps | 2021 | Economic | MW | After Competition Groups | 23.1347 | 0 | 0 | 1537.1412 | 0.01505 | 15 | Commercial_2021_Economic_MW_After Competition Groups_15 | VFD on Pumps | 1.505% | 0 | 23.1347 | Commercial_2021_Economic_MW_After Competition Groups_VFD on Pumps
Commercial | Com ¦ Data Center Storage/Server Virtualization | 2021 | Economic | MW | After Competition Groups | 21.8602 | 0 | 0 | 1537.1412 | 0.014221 | 16 | Commercial_2021_Economic_MW_After Competition Groups_16 | Data Center Storage/Server Virtualization | 1.422% | 0 | 21.8602 | Commercial_2021_Economic_MW_After Competition Groups_Data Center Storage/Server Virtualization
Commercial | Com ¦ LED or Equivalent Sign Lighting | 2021 | Economic | MW | After Competition Groups | 19.5539 | 0 | 0 | 1537.1412 | 0.012721 | 17 | Commercial_2021_Economic_MW_After Competition Groups_17 | LED or Equivalent Sign Lighting | 1.272% | 0 | 19.5539 | Commercial_2021_Economic_MW_After Competition Groups_LED or Equivalent Sign Lighting
Commercial | Com ¦ Air Handler with Dedicated Outdoor Air Systems | 2021 | Economic | MW | After Competition Groups | 18.867 | 0 | 0 | 1537.1412 | 0.012274 | 18 | Commercial_2021_Economic_MW_After Competition Groups_18 | Air Handler with Dedicated Outdoor Air Systems | 1.227% | 0 | 18.867 | Commercial_2021_Economic_MW_After Competition Groups_Air Handler with Dedicated Outdoor Air Systems
Commercial | Com ¦ Centrally controlled desktop PC/NETWORK PC POWER MANAGEMENT SOFTWARE | 2021 | Economic | MW | After Competition Groups | 18.0061 | 0 | 0 | 1537.1412 | 0.011714 | 19 | Commercial_2021_Economic_MW_After Competition Groups_19 | Centrally controlled desktop PC/NETWORK PC POWER MANAGEMENT SOFTWARE | 1.171% | 0 | 18.0061 | Commercial_2021_Economic_MW_After Competition Groups_Centrally controlled desktop PC/NETWORK PC POWER MANAGEMENT SOFTWARE
Commercial | Com ¦ ENERGY STAR LED LAMPS (General Service Lamps) | 2021 | Economic | MW | After Competition Groups | 13.8099 | 0 | 0 | 1537.1412 | 0.0089841 | 20 | Commercial_2021_Economic_MW_After Competition Groups_20 | ENERGY STAR LED LAMPS (General Service Lamps) | 0.8984% | 0 | 13.8099 | Commercial_2021_Economic_MW_After Competition Groups_ENERGY STAR LED LAMPS (General Service Lamps)
Commercial | Com ¦ ECM MOTORS FOR EVAPORATOR FANS for refrigeration (WALK-IN) | 2021 | Economic | MW | After Competition Groups | 12.8592 | 0 | 0 | 1537.1412 | 0.0083657 | 21 | Commercial_2021_Economic_MW_After Competition Groups_21 | ECM MOTORS FOR EVAPORATOR FANS for refrigeration (WALK-IN) | 0.8366% | 0 | 12.8592 | Commercial_2021_Economic_MW_After Competition Groups_ECM MOTORS FOR EVAPORATOR FANS for refrigeration (WALK-IN)
Commercial | Com ¦ Freezer Case Light Sensor | 2021 | Economic | MW | After Competition Groups | 11.126 | 0 | 0 | 1537.1412 | 0.0072381 | 22 | Commercial_2021_Economic_MW_After Competition Groups_22 | Freezer Case Light Sensor | 0.7238% | 0 | 11.126 | Commercial_2021_Economic_MW_After Competition Groups_Freezer Case Light Sensor
Commercial | Com ¦ Evaporator Fan Controls | 2021 | Economic | MW | After Competition Groups | 10.8395 | 0 | 0 | 1537.1412 | 0.0070517 | 23 | Commercial_2021_Economic_MW_After Competition Groups_23 | Evaporator Fan Controls | 0.7052% | 0 | 10.8395 | Commercial_2021_Economic_MW_After Competition Groups_Evaporator Fan Controls
Commercial | Com ¦ Reach-in Shaded Pole to ECM/PSC Evaporator Fan Motor | 2021 | Economic | MW | After Competition Groups | 9.6116 | 0 | 0 | 1537.1412 | 0.0062529 | 24 | Commercial_2021_Economic_MW_After Competition Groups_24 | Reach-in Shaded Pole to ECM/PSC Evaporator Fan Motor | 0.6253% | 0 | 9.6116 | Commercial_2021_Economic_MW_After Competition Groups_Reach-in Shaded Pole to ECM/PSC Evaporator Fan Motor
Commercial | Com ¦ Occupancy Sensors | 2021 | Economic | MW | After Competition Groups | 9.3912 | 0 | 0 | 1537.1412 | 0.0061095 | 25 | Commercial_2021_Economic_MW_After Competition Groups_25 | Occupancy Sensors | 0.611% | 0 | 9.3912 | Commercial_2021_Economic_MW_After Competition Groups_Occupancy Sensors
Commercial | Com ¦ Chilled Water Optimization | 2021 | Economic | MW | After Competition Groups | 7.9953 | 0 | 0 | 1537.1412 | 0.0052014 | 26 | Commercial_2021_Economic_MW_After Competition Groups_26 | Chilled Water Optimization | 0.5201% | 0 | 7.9953 | Commercial_2021_Economic_MW_After Competition Groups_Chilled Water Optimization
Commercial | Com ¦ Demand Control Kitchen Ventilation | 2021 | Economic | MW | After Competition Groups | 7.2977 | 0 | 0 | 1537.1412 | 0.0047476 | 27 | Commercial_2021_Economic_MW_After Competition Groups_27 | Demand Control Kitchen Ventilation | 0.4748% | 0 | 7.2977 | Commercial_2021_Economic_MW_After Competition Groups_Demand Control Kitchen Ventilation
Commercial | Com ¦ Duct Insulation, R8 | 2021 | Economic | MW | After Competition Groups | 6.5198 | 0 | 0 | 1537.1412 | 0.0042415 | 28 | Commercial_2021_Economic_MW_After Competition Groups_28 | Duct Insulation, R8 | 0.4242% | 0 | 6.5198 | Commercial_2021_Economic_MW_After Competition Groups_Duct Insulation, R8
Commercial | Com ¦ LED EXTERIOR AREA LIGHTS - LED fixture (200W) | 2021 | Economic | MW | After Competition Groups | 5.1182 | 0 | 0 | 1537.1412 | 0.0033297 | 29 | Commercial_2021_Economic_MW_After Competition Groups_29 | LED EXTERIOR AREA LIGHTS - LED fixture (200W) | 0.333% | 0 | 5.1182 | Commercial_2021_Economic_MW_After Competition Groups_LED EXTERIOR AREA LIGHTS - LED fixture (200W)
Commercial | Com ¦ LED parking lot fixture | 2021 | Economic | MW | After Competition Groups | 5.0194 | 0 | 0 | 1537.1412 | 0.0032654 | 30 | Commercial_2021_Economic_MW_After Competition Groups_30 | LED parking lot fixture | 0.3265% | 0 | 5.0194 | Commercial_2021_Economic_MW_After Competition Groups_LED parking lot fixture
Commercial | Com ¦ Temperature Adjustment in Commercial Freezers | 2021 | Economic | MW | After Competition Groups | 3.9629 | 0 | 0 | 1537.1412 | 0.0025781 | 31 | Commercial_2021_Economic_MW_After Competition Groups_31 | Temperature Adjustment in Commercial Freezers | 0.2578% | 0 | 3.9629 | Commercial_2021_Economic_MW_After Competition Groups_Temperature Adjustment in Commercial Freezers
Commercial | Com ¦ Elec Storage WH 2.30 Et | 2021 | Economic | MW | After Competition Groups | 3.679 | 0 | 0 | 1537.1412 | 0.0023934 | 32 | Commercial_2021_Economic_MW_After Competition Groups_32 | Elec Storage WH 2.30 Et | 0.2393% | 0 | 3.679 | Commercial_2021_Economic_MW_After Competition Groups_Elec Storage WH 2.30 Et
Commercial | Com ¦ BEVERAGE VENDING MACHINE CONTROLS | 2021 | Economic | MW | After Competition Groups | 3.6028 | 0 | 0 | 1537.1412 | 0.0023438 | 33 | Commercial_2021_Economic_MW_After Competition Groups_33 | BEVERAGE VENDING MACHINE CONTROLS | 0.2344% | 0 | 3.6028 | Commercial_2021_Economic_MW_After Competition Groups_BEVERAGE VENDING MACHINE CONTROLS
Commercial | Com ¦ Vertical Night Covers | 2021 | Economic | MW | After Competition Groups | 3.2771 | 0 | 0 | 1537.1412 | 0.002132 | 34 | Commercial_2021_Economic_MW_After Competition Groups_34 | Vertical Night Covers | 0.2132% | 0 | 3.2771 | Commercial_2021_Economic_MW_After Competition Groups_Vertical Night Covers
Commercial | Com ¦ Energy Efficient Laboratory Fume Hood | 2021 | Economic | MW | After Competition Groups | 3.2041 | 0 | 0 | 1537.1412 | 0.0020845 | 35 | Commercial_2021_Economic_MW_After Competition Groups_35 | Energy Efficient Laboratory Fume Hood | 0.2084% | 0 | 3.2041 | Commercial_2021_Economic_MW_After Competition Groups_Energy Efficient Laboratory Fume Hood
Commercial | Com ¦ CO Sensors for parking garage exhaust fans | 2021 | Economic | MW | After Competition Groups | 2.9825 | 0 | 0 | 1537.1412 | 0.0019403 | 36 | Commercial_2021_Economic_MW_After Competition Groups_36 | CO Sensors for parking garage exhaust fans | 0.194% | 0 | 2.9825 | Commercial_2021_Economic_MW_After Competition Groups_CO Sensors for parking garage exhaust fans
Commercial | Com ¦ LED street light fixture | 2021 | Economic | MW | After Competition Groups | 2.9321 | 0 | 0 | 1537.1412 | 0.0019075 | 37 | Commercial_2021_Economic_MW_After Competition Groups_37 | LED street light fixture | 0.1908% | 0 | 2.9321 | Commercial_2021_Economic_MW_After Competition Groups_LED street light fixture
Commercial | Com ¦ Water Source Heat Pump (4 ton) | 2021 | Economic | MW | After Competition Groups | 2.7735 | 0 | 0 | 1537.1412 | 0.0018043 | 38 | Commercial_2021_Economic_MW_After Competition Groups_38 | Water Source Heat Pump (4 ton) | 0.1804% | 0 | 2.7735 | Commercial_2021_Economic_MW_After Competition Groups_Water Source Heat Pump (4 ton)
Commercial | Com ¦ Refrigerated Display Case LED | 2021 | Economic | MW | After Competition Groups | 2.7677 | 0 | 0 | 1537.1412 | 0.0018006 | 39 | Commercial_2021_Economic_MW_After Competition Groups_39 | Refrigerated Display Case LED | 0.1801% | 0 | 2.7677 | Commercial_2021_Economic_MW_After Competition Groups_Refrigerated Display Case LED
Commercial | Com ¦ Refrigerated Display Case Doors | 2021 | Economic | MW | After Competition Groups | 2.5093 | 0 | 0 | 1537.1412 | 0.0016325 | 40 | Commercial_2021_Economic_MW_After Competition Groups_40 | Refrigerated Display Case Doors | 0.1632% | 0 | 2.5093 | Commercial_2021_Economic_MW_After Competition Groups_Refrigerated Display Case Doors
Commercial | Com ¦ Water Heating (DHW) Pipe Insulation (Add 3/4\ Foam)" | 2021 | Economic | MW | After Competition Groups | 2.5009 | 0 | 0 | 1537.1412 | 0.001627 | 41 | Commercial_2021_Economic_MW_After Competition Groups_41 | Water Heating (DHW) Pipe Insulation (Add 3/4\ Foam)" | 0.1627% | 0 | 2.5009 | Commercial_2021_Economic_MW_After Competition Groups_Water Heating (DHW) Pipe Insulation (Add 3/4\ Foam)"
Commercial | Com ¦ ENERGY STAR Griddle (74% eff) | 2021 | Economic | MW | After Competition Groups | 2.0961 | 0 | 0 | 1537.1412 | 0.0013636 | 42 | Commercial_2021_Economic_MW_After Competition Groups_42 | ENERGY STAR Griddle (74% eff) | 0.1364% | 0 | 2.0961 | Commercial_2021_Economic_MW_After Competition Groups_ENERGY STAR Griddle (74% eff)
Commercial | Com ¦ Outside Air Economizer | 2021 | Economic | MW | After Competition Groups | 1.7546 | 0 | 0 | 1537.1412 | 0.0011415 | 43 | Commercial_2021_Economic_MW_After Competition Groups_43 | Outside Air Economizer | 0.1141% | 0 | 1.7546 | Commercial_2021_Economic_MW_After Competition Groups_Outside Air Economizer
Commercial | Com ¦ Suction Pipe Insulation Freezer/Refrigerator | 2021 | Economic | MW | After Competition Groups | 1.7032 | 0 | 0 | 1537.1412 | 0.001108 | 44 | Commercial_2021_Economic_MW_After Competition Groups_44 | Suction Pipe Insulation Freezer/Refrigerator | 0.1108% | 0 | 1.7032 | Commercial_2021_Economic_MW_After Competition Groups_Suction Pipe Insulation Freezer/Refrigerator
Commercial | Com ¦ ENERGY STAR Dishwasher | 2021 | Economic | MW | After Competition Groups | 1.0291 | 0 | 0 | 1537.1412 | 0.00066949 | 45 | Commercial_2021_Economic_MW_After Competition Groups_45 | ENERGY STAR Dishwasher | 0.06695% | 0 | 1.0291 | Commercial_2021_Economic_MW_After Competition Groups_ENERGY STAR Dishwasher
Commercial | Com ¦ Ozone Laundry Treatment | 2021 | Economic | MW | After Competition Groups | 0.73544 | 0 | 0 | 1537.1412 | 0.00047845 | 46 | Commercial_2021_Economic_MW_After Competition Groups_46 | Ozone Laundry Treatment | 0.04784% | 0 | 0.73544 | Commercial_2021_Economic_MW_After Competition Groups_Ozone Laundry Treatment
Commercial | Com ¦ ENERGY STAR Fryer (84% eff) | 2021 | Economic | MW | After Competition Groups | 0.59025 | 0 | 0 | 1537.1412 | 0.00038399 | 47 | Commercial_2021_Economic_MW_After Competition Groups_47 | ENERGY STAR Fryer (84% eff) | 0.0384% | 0 | 0.59025 | Commercial_2021_Economic_MW_After Competition Groups_ENERGY STAR Fryer (84% eff)
Commercial | Com ¦ ENERGY STAR Steam Cookers | 2021 | Economic | MW | After Competition Groups | 0.38439 | 0 | 0 | 1537.1412 | 0.00025007 | 48 | Commercial_2021_Economic_MW_After Competition Groups_48 | ENERGY STAR Steam Cookers | 0.02501% | 0 | 0.38439 | Commercial_2021_Economic_MW_After Competition Groups_ENERGY STAR Steam Cookers
Commercial | Com ¦ Thermostat Setback | 2021 | Economic | MW | After Competition Groups | 0.37238 | 0 | 0 | 1537.1412 | 0.00024225 | 49 | Commercial_2021_Economic_MW_After Competition Groups_49 | Thermostat Setback | 0.02423% | 0 | 0.37238 | Commercial_2021_Economic_MW_After Competition Groups_Thermostat Setback
Commercial | Com ¦ ECM MOTORS FOR HVAC APPLICATION (FAN-POWERED VAV BOX) | 2021 | Economic | MW | After Competition Groups | 0.28153 | 0 | 0 | 1537.1412 | 0.00018315 | 50 | Commercial_2021_Economic_MW_After Competition Groups_50 | ECM MOTORS FOR HVAC APPLICATION (FAN-POWERED VAV BOX) | 0.01832% | 0 | 0.28153 | Commercial_2021_Economic_MW_After Competition Groups_ECM MOTORS FOR HVAC APPLICATION (FAN-POWERED VAV BOX)
Commercial | Com ¦ PTAC (12 EER/10,000 BTU) | 2021 | Economic | MW | After Competition Groups | 0.23394 | 0 | 0 | 1537.1412 | 0.00015219 | 51 | Commercial_2021_Economic_MW_After Competition Groups_51 | PTAC (12 EER/10,000 BTU) | 0.01522% | 0 | 0.23394 | Commercial_2021_Economic_MW_After Competition Groups_PTAC (12 EER/10,000 BTU)
Commercial | Com ¦ Auto Off Time Switch or Time Clock control | 2021 | Economic | MW | After Competition Groups | 0.17615 | 0 | 0 | 1537.1412 | 0.0001146 | 52 | Commercial_2021_Economic_MW_After Competition Groups_52 | Auto Off Time Switch or Time Clock control | 0.01146% | 0 | 0.17615 | Commercial_2021_Economic_MW_After Competition Groups_Auto Off Time Switch or Time Clock control
Commercial | Com ¦ Demand controlled Circulating Systems | 2021 | Economic | MW | After Competition Groups | 0.16045 | 0 | 0 | 1537.1412 | 0.00010438 | 53 | Commercial_2021_Economic_MW_After Competition Groups_53 | Demand controlled Circulating Systems | 0.01044% | 0 | 0.16045 | Commercial_2021_Economic_MW_After Competition Groups_Demand controlled Circulating Systems
Commercial | Com ¦ Solar Water Preheat (Pools/DHW) | 2021 | Economic | MW | After Competition Groups | 0.11148 | 0 | 0 | 1537.1412 | 7.2523e-05 | 54 | Commercial_2021_Economic_MW_After Competition Groups_54 | Solar Water Preheat (Pools/DHW) | 0.007252% | 0 | 0.11148 | Commercial_2021_Economic_MW_After Competition Groups_Solar Water Preheat (Pools/DHW)
Commercial | COM ¦ Ductless Mini-Split Heat Pumps | 2021 | Economic | MW | After Competition Groups | 0.11096 | 0 | 0 | 1537.1412 | 7.2186e-05 | 55 | Commercial_2021_Economic_MW_After Competition Groups_55 | Ductless Mini-Split Heat Pumps | 0.007219% | 0 | 0.11096 | Commercial_2021_Economic_MW_After Competition Groups_Ductless Mini-Split Heat Pumps
Commercial | Com ¦ HVAC Optimization | 2021 | Economic | MW | After Competition Groups | 0.074455 | 0 | 0 | 1537.1412 | 4.8437e-05 | 56 | Commercial_2021_Economic_MW_After Competition Groups_56 | HVAC Optimization | 0.004844% | 0 | 0.074455 | Commercial_2021_Economic_MW_After Competition Groups_HVAC Optimization
Commercial | Com ¦ CEE Tier 2/Energy Star Clothes Washers | 2021 | Economic | MW | After Competition Groups | 0.066639 | 0 | 0 | 1537.1412 | 4.3353e-05 | 57 | Commercial_2021_Economic_MW_After Competition Groups_57 | CEE Tier 2/Energy Star Clothes Washers | 0.004335% | 0 | 0.066639 | Commercial_2021_Economic_MW_After Competition Groups_CEE Tier 2/Energy Star Clothes Washers
Commercial | Com ¦ Wall Insulation | 2021 | Economic | MW | After Competition Groups | 0.05728 | 0 | 0 | 1537.1412 | 3.7264e-05 | 58 | Commercial_2021_Economic_MW_After Competition Groups_58 | Wall Insulation | 0.003726% | 0 | 0.05728 | Commercial_2021_Economic_MW_After Competition Groups_Wall Insulation
Commercial | Com ¦ Low Flow Pre-Rinse Spray Nozzle | 2021 | Economic | MW | After Competition Groups | 0.056214 | 0 | 0 | 1537.1412 | 3.657e-05 | 59 | Commercial_2021_Economic_MW_After Competition Groups_59 | Low Flow Pre-Rinse Spray Nozzle | 0.003657% | 0 | 0.056214 | Commercial_2021_Economic_MW_After Competition Groups_Low Flow Pre-Rinse Spray Nozzle
Commercial | Com ¦ Condensing Unit Heaters or other Efficient Unit Heating System | 2021 | Economic | MW | After Competition Groups | 0.055882 | 0 | 0 | 1537.1412 | 3.6354e-05 | 60 | Commercial_2021_Economic_MW_After Competition Groups_60 | Condensing Unit Heaters or other Efficient Unit Heating System | 0.003635% | 0 | 0.055882 | Commercial_2021_Economic_MW_After Competition Groups_Condensing Unit Heaters or other Efficient Unit Heating System
Commercial | Com ¦ Commercial Hot Food Holding Cabinets | 2021 | Economic | MW | After Competition Groups | 0.035032 | 0 | 0 | 1537.1412 | 2.279e-05 | 61 | Commercial_2021_Economic_MW_After Competition Groups_61 | Commercial Hot Food Holding Cabinets | 0.002279% | 0 | 0.035032 | Commercial_2021_Economic_MW_After Competition Groups_Commercial Hot Food Holding Cabinets
Commercial | Com ¦ Room AC (w/ louvered sides) 14 SEER from 12 SEER code | 2021 | Economic | MW | After Competition Groups | 0.029029 | 0 | 0 | 1537.1412 | 1.8885e-05 | 62 | Commercial_2021_Economic_MW_After Competition Groups_62 | Room AC (w/ louvered sides) 14 SEER from 12 SEER code | 0.001889% | 0 | 0.029029 | Commercial_2021_Economic_MW_After Competition Groups_Room AC (w/ louvered sides) 14 SEER from 12 SEER code
Commercial | Com ¦ Energy Recovery Ventilation and Ventilation (Enhanced) | 2021 | Economic | MW | After Competition Groups | 0.0207 | 0 | 0 | 1537.1412 | 1.3467e-05 | 63 | Commercial_2021_Economic_MW_After Competition Groups_63 | Energy Recovery Ventilation and Ventilation (Enhanced) | 0.001347% | 0 | 0.0207 | Commercial_2021_Economic_MW_After Competition Groups_Energy Recovery Ventilation and Ventilation (Enhanced)
Commercial | Com ¦ VSD Air Compressor | 2021 | Economic | MW | After Competition Groups | 0.0097983 | 0 | 0 | 1537.1412 | 6.3743e-06 | 64 | Commercial_2021_Economic_MW_After Competition Groups_64 | VSD Air Compressor | 0.0006374% | 0 | 0.0097983 | Commercial_2021_Economic_MW_After Competition Groups_VSD Air Compressor
Commercial | Com ¦ High Efficiency Chiller (avg of water and air cooled) | 2021 | Economic | MW | After Competition Groups | 0.0074819 | 0 | 0 | 1537.1412 | 4.8674e-06 | 65 | Commercial_2021_Economic_MW_After Competition Groups_65 | High Efficiency Chiller (avg of water and air cooled) | 0.0004867% | 0 | 0.0074819 | Commercial_2021_Economic_MW_After Competition Groups_High Efficiency Chiller (avg of water and air cooled)
Commercial | Com ¦ Air Curtains | 2021 | Economic | MW | After Competition Groups | 0.0062249 | 0 | 0 | 1537.1412 | 4.0497e-06 | 66 | Commercial_2021_Economic_MW_After Competition Groups_66 | Air Curtains | 0.000405% | 0 | 0.0062249 | Commercial_2021_Economic_MW_After Competition Groups_Air Curtains
Commercial | Com ¦ EC Plug Fan for Data Center (under cabinet) | 2021 | Economic | MW | After Competition Groups | 0.0020398 | 0 | 0 | 1537.1412 | 1.327e-06 | 67 | Commercial_2021_Economic_MW_After Competition Groups_67 | EC Plug Fan for Data Center (under cabinet) | 0.0001327% | 0 | 0.0020398 | Commercial_2021_Economic_MW_After Competition Groups_EC Plug Fan for Data Center (under cabinet)
Commercial | Com ¦ Electric Convection Combination Ovens | 2021 | Economic | MW | After Competition Groups | 0.00012084 | 0 | 0 | 1537.1412 | 7.8614e-08 | 68 | Commercial_2021_Economic_MW_After Competition Groups_68 | Electric Convection Combination Ovens | 7.861e-06% | 0 | 0.00012084 | Commercial_2021_Economic_MW_After Competition Groups_Electric Convection Combination Ovens
Commercial | Com ¦ Condensing Make Up Air Unit | 2021 | Economic | MW | After Competition Groups | 0 | 0 | 0 | 1537.1412 | 0 | 69 | Commercial_2021_Economic_MW_After Competition Groups_69 | Condensing Make Up Air Unit | 0% | 0 | 0 | Commercial_2021_Economic_MW_After Competition Groups_Condensing Make Up Air Unit
Commercial | Com ¦ Door Gasket Freezer/Refrigerator | 2021 | Economic | MW | After Competition Groups | 0 | 0 | 0 | 1537.1412 | 0 | 70 | Commercial_2021_Economic_MW_After Competition Groups_70 | Door Gasket Freezer/Refrigerator | 0% | 0 | 0 | Commercial_2021_Economic_MW_After Competition Groups_Door Gasket Freezer/Refrigerator
Commercial | Com ¦ Efficient compressor motor | 2021 | Economic | MW | After Competition Groups | 0 | 0 | 0 | 1537.1412 | 0 | 71 | Commercial_2021_Economic_MW_After Competition Groups_71 | Efficient compressor motor | 0% | 0 | 0 | Commercial_2021_Economic_MW_After Competition Groups_Efficient compressor motor
Commercial | Com ¦ Indoor Daylight Sensors/Photocell Dimming Control | 2021 | Economic | MW | After Competition Groups | 0 | 0 | 0 | 1537.1412 | 0 | 72 | Commercial_2021_Economic_MW_After Competition Groups_72 | Indoor Daylight Sensors/Photocell Dimming Control | 0% | 0 | 0 | Commercial_2021_Economic_MW_After Competition Groups_Indoor Daylight Sensors/Photocell Dimming Control
Commercial | Com ¦ LED RECESSED DOWNLIGHTS | 2021 | Economic | MW | After Competition Groups | 0 | 0 | 0 | 1537.1412 | 0 | 73 | Commercial_2021_Economic_MW_After Competition Groups_73 | LED RECESSED DOWNLIGHTS | 0% | 0 | 0 | Commercial_2021_Economic_MW_After Competition Groups_LED RECESSED DOWNLIGHTS
Commercial | Com ¦ Notched V belts for HVAC Systems | 2021 | Economic | MW | After Competition Groups | 0 | 0 | 0 | 1537.1412 | 0 | 74 | Commercial_2021_Economic_MW_After Competition Groups_74 | Notched V belts for HVAC Systems | 0% | 0 | 0 | Commercial_2021_Economic_MW_After Competition Groups_Notched V belts for HVAC Systems
Commercial | Com ¦ Variable Refrigerant Flow Heat Pump | 2021 | Economic | MW | After Competition Groups | 0 | 0 | 0 | 1537.1412 | 0 | 75 | Commercial_2021_Economic_MW_After Competition Groups_75 | Variable Refrigerant Flow Heat Pump | 0% | 0 | 0 | Commercial_2021_Economic_MW_After Competition Groups_Variable Refrigerant Flow Heat Pump
Commercial | Com ¦ ENERGY STAR LED LAMPS (REFLECTOR LAMPs/MR16/PAR 16) | 2021 | SC A | MW | After Competition Groups | 47.4721 | 0 | 0 | 198.2183 | 0.23949 | 1 | Commercial_2021_SC A_MW_After Competition Groups_1 | ENERGY STAR LED LAMPS (REFLECTOR LAMPs/MR16/PAR 16) | 23.95% | 0 | 47.4721 | Commercial_2021_SC A_MW_After Competition Groups_ENERGY STAR LED LAMPS (REFLECTOR LAMPs/MR16/PAR 16)
Commercial | Com ¦ LED Replacement Lamp (Tube) | 2021 | SC A | MW | After Competition Groups | 18.1641 | 0 | 0 | 198.2183 | 0.091637 | 2 | Commercial_2021_SC A_MW_After Competition Groups_2 | LED Replacement Lamp (Tube) | 9.164% | 0 | 18.1641 | Commercial_2021_SC A_MW_After Competition Groups_LED Replacement Lamp (Tube)
Commercial | Com ¦ LED Low/High Bay | 2021 | SC A | MW | After Competition Groups | 16.3318 | 0 | 0 | 198.2183 | 0.082393 | 3 | Commercial_2021_SC A_MW_After Competition Groups_3 | LED Low/High Bay | 8.239% | 0 | 16.3318 | Commercial_2021_SC A_MW_After Competition Groups_LED Low/High Bay
Commercial | Com ¦ LED Troffer/Surface/Suspended | 2021 | SC A | MW | After Competition Groups | 15.9613 | 0 | 0 | 198.2183 | 0.080524 | 4 | Commercial_2021_SC A_MW_After Competition Groups_4 | LED Troffer/Surface/Suspended | 8.052% | 0 | 15.9613 | Commercial_2021_SC A_MW_After Competition Groups_LED Troffer/Surface/Suspended
Commercial | Com ¦ High Efficiency Air Source Heat Pump | 2021 | SC A | MW | After Competition Groups | 12.9594 | 0 | 0 | 198.2183 | 0.065379 | 5 | Commercial_2021_SC A_MW_After Competition Groups_5 | High Efficiency Air Source Heat Pump | 6.538% | 0 | 12.9594 | Commercial_2021_SC A_MW_After Competition Groups_High Efficiency Air Source Heat Pump
Commercial | Com ¦ Data Center Storage/Server Virtualization | 2021 | SC A | MW | After Competition Groups | 8.8285 | 0 | 0 | 198.2183 | 0.044539 | 6 | Commercial_2021_SC A_MW_After Competition Groups_6 | Data Center Storage/Server Virtualization | 4.454% | 0 | 8.8285 | Commercial_2021_SC A_MW_After Competition Groups_Data Center Storage/Server Virtualization
Commercial | Com ¦ Building Recommissioning, Operations and Maintenance (O&M) Improvements | 2021 | SC A | MW | After Competition Groups | 8.7603 | 0 | 0 | 198.2183 | 0.044195 | 7 | Commercial_2021_SC A_MW_After Competition Groups_7 | Building Recommissioning, Operations and Maintenance (O&M) Improvements | 4.42% | 0 | 8.7603 | Commercial_2021_SC A_MW_After Competition Groups_Building Recommissioning, Operations and Maintenance (O&M) Improvements
Commercial | Com ¦ ENERGY STAR LED LAMPS (General Service Lamps) | 2021 | SC A | MW | After Competition Groups | 8.2848 | 0 | 0 | 198.2183 | 0.041796 | 8 | Commercial_2021_SC A_MW_After Competition Groups_8 | ENERGY STAR LED LAMPS (General Service Lamps) | 4.18% | 0 | 8.2848 | Commercial_2021_SC A_MW_After Competition Groups_ENERGY STAR LED LAMPS (General Service Lamps)
Commercial | Com ¦ Education and Capacity Building/Energy Behavior | 2021 | SC A | MW | After Competition Groups | 8.0158 | 0 | 0 | 198.2183 | 0.040439 | 9 | Commercial_2021_SC A_MW_After Competition Groups_9 | Education and Capacity Building/Energy Behavior | 4.044% | 0 | 8.0158 | Commercial_2021_SC A_MW_After Competition Groups_Education and Capacity Building/Energy Behavior
Commercial | Com ¦ LED or Equivalent Sign Lighting | 2021 | SC A | MW | After Competition Groups | 6.0119 | 0 | 0 | 198.2183 | 0.03033 | 10 | Commercial_2021_SC A_MW_After Competition Groups_10 | LED or Equivalent Sign Lighting | 3.033% | 0 | 6.0119 | Commercial_2021_SC A_MW_After Competition Groups_LED or Equivalent Sign Lighting
Commercial | Com ¦ Advanced BAS/Controllers | 2021 | SC A | MW | After Competition Groups | 5.7233 | 0 | 0 | 198.2183 | 0.028874 | 11 | Commercial_2021_SC A_MW_After Competition Groups_11 | Advanced BAS/Controllers | 2.887% | 0 | 5.7233 | Commercial_2021_SC A_MW_After Competition Groups_Advanced BAS/Controllers
Commercial | Com ¦ Reach-in Shaded Pole to ECM/PSC Evaporator Fan Motor | 2021 | SC A | MW | After Competition Groups | 4.9877 | 0 | 0 | 198.2183 | 0.025163 | 12 | Commercial_2021_SC A_MW_After Competition Groups_12 | Reach-in Shaded Pole to ECM/PSC Evaporator Fan Motor | 2.516% | 0 | 4.9877 | Commercial_2021_SC A_MW_After Competition Groups_Reach-in Shaded Pole to ECM/PSC Evaporator Fan Motor
Commercial | Com ¦ Strip Curtains | 2021 | SC A | MW | After Competition Groups | 3.4319 | 0 | 0 | 198.2183 | 0.017314 | 13 | Commercial_2021_SC A_MW_After Competition Groups_13 | Strip Curtains | 1.731% | 0 | 3.4319 | Commercial_2021_SC A_MW_After Competition Groups_Strip Curtains
Commercial | Com ¦ Adaptive Thermostats | 2021 | SC A | MW | After Competition Groups | 3.4302 | 0 | 0 | 198.2183 | 0.017305 | 14 | Commercial_2021_SC A_MW_After Competition Groups_14 | Adaptive Thermostats | 1.731% | 0 | 3.4302 | Commercial_2021_SC A_MW_After Competition Groups_Adaptive Thermostats
Commercial | Com ¦ Chilled Water Optimization | 2021 | SC A | MW | After Competition Groups | 2.4423 | 0 | 0 | 198.2183 | 0.012321 | 15 | Commercial_2021_SC A_MW_After Competition Groups_15 | Chilled Water Optimization | 1.232% | 0 | 2.4423 | Commercial_2021_SC A_MW_After Competition Groups_Chilled Water Optimization
Commercial | Com ¦ Furnace Tune-Up | 2021 | SC A | MW | After Competition Groups | 2.376 | 0 | 0 | 198.2183 | 0.011987 | 16 | Commercial_2021_SC A_MW_After Competition Groups_16 | Furnace Tune-Up | 1.199% | 0 | 2.376 | Commercial_2021_SC A_MW_After Competition Groups_Furnace Tune-Up
Commercial | Com ¦ LED parking lot fixture | 2021 | SC A | MW | After Competition Groups | 2.0729 | 0 | 0 | 198.2183 | 0.010458 | 17 | Commercial_2021_SC A_MW_After Competition Groups_17 | LED parking lot fixture | 1.046% | 0 | 2.0729 | Commercial_2021_SC A_MW_After Competition Groups_LED parking lot fixture
Commercial | Com ¦ LED EXTERIOR AREA LIGHTS - LED fixture (200W) | 2021 | SC A | MW | After Competition Groups | 2.0509 | 0 | 0 | 198.2183 | 0.010347 | 18 | Commercial_2021_SC A_MW_After Competition Groups_18 | LED EXTERIOR AREA LIGHTS - LED fixture (200W) | 1.035% | 0 | 2.0509 | Commercial_2021_SC A_MW_After Competition Groups_LED EXTERIOR AREA LIGHTS - LED fixture (200W)
Commercial | Com ¦ Unitary Air-Conditioning Unit | 2021 | SC A | MW | After Competition Groups | 2.0193 | 0 | 0 | 198.2183 | 0.010187 | 19 | Commercial_2021_SC A_MW_After Competition Groups_19 | Unitary Air-Conditioning Unit | 1.019% | 0 | 2.0193 | Commercial_2021_SC A_MW_After Competition Groups_Unitary Air-Conditioning Unit
Commercial | Com ¦ Centrally controlled desktop PC/NETWORK PC POWER MANAGEMENT SOFTWARE | 2021 | SC A | MW | After Competition Groups | 1.9318 | 0 | 0 | 198.2183 | 0.0097459 | 20 | Commercial_2021_SC A_MW_After Competition Groups_20 | Centrally controlled desktop PC/NETWORK PC POWER MANAGEMENT SOFTWARE | 0.9746% | 0 | 1.9318 | Commercial_2021_SC A_MW_After Competition Groups_Centrally controlled desktop PC/NETWORK PC POWER MANAGEMENT SOFTWARE
Commercial | Com ¦ Variable Frequency Drive (VFD) | 2021 | SC A | MW | After Competition Groups | 1.671 | 0 | 0 | 198.2183 | 0.0084302 | 21 | Commercial_2021_SC A_MW_After Competition Groups_21 | Variable Frequency Drive (VFD) | 0.843% | 0 | 1.671 | Commercial_2021_SC A_MW_After Competition Groups_Variable Frequency Drive (VFD)
Commercial | Com ¦ Refrigerated Display Case LED | 2021 | SC A | MW | After Competition Groups | 1.5589 | 0 | 0 | 198.2183 | 0.0078648 | 22 | Commercial_2021_SC A_MW_After Competition Groups_22 | Refrigerated Display Case LED | 0.7865% | 0 | 1.5589 | Commercial_2021_SC A_MW_After Competition Groups_Refrigerated Display Case LED
Commercial | Com ¦ VFD on Pumps | 2021 | SC A | MW | After Competition Groups | 1.5537 | 0 | 0 | 198.2183 | 0.0078381 | 23 | Commercial_2021_SC A_MW_After Competition Groups_23 | VFD on Pumps | 0.7838% | 0 | 1.5537 | Commercial_2021_SC A_MW_After Competition Groups_VFD on Pumps
Commercial | Com ¦ Demand Control Ventilation | 2021 | SC A | MW | After Competition Groups | 1.4986 | 0 | 0 | 198.2183 | 0.0075601 | 24 | Commercial_2021_SC A_MW_After Competition Groups_24 | Demand Control Ventilation | 0.756% | 0 | 1.4986 | Commercial_2021_SC A_MW_After Competition Groups_Demand Control Ventilation
Commercial | Com ¦ LED street light fixture | 2021 | SC A | MW | After Competition Groups | 1.1106 | 0 | 0 | 198.2183 | 0.005603 | 25 | Commercial_2021_SC A_MW_After Competition Groups_25 | LED street light fixture | 0.5603% | 0 | 1.1106 | Commercial_2021_SC A_MW_After Competition Groups_LED street light fixture
Commercial | Com ¦ ENERGY STAR Griddle (74% eff) | 2021 | SC A | MW | After Competition Groups | 1.0321 | 0 | 0 | 198.2183 | 0.0052068 | 26 | Commercial_2021_SC A_MW_After Competition Groups_26 | ENERGY STAR Griddle (74% eff) | 0.5207% | 0 | 1.0321 | Commercial_2021_SC A_MW_After Competition Groups_ENERGY STAR Griddle (74% eff)
Commercial | Com ¦ Air Handler with Dedicated Outdoor Air Systems | 2021 | SC A | MW | After Competition Groups | 0.85937 | 0 | 0 | 198.2183 | 0.0043355 | 27 | Commercial_2021_SC A_MW_After Competition Groups_27 | Air Handler with Dedicated Outdoor Air Systems | 0.4335% | 0 | 0.85937 | Commercial_2021_SC A_MW_After Competition Groups_Air Handler with Dedicated Outdoor Air Systems
Commercial | Com ¦ ECM MOTORS FOR EVAPORATOR FANS for refrigeration (WALK-IN) | 2021 | SC A | MW | After Competition Groups | 0.85747 | 0 | 0 | 198.2183 | 0.0043259 | 28 | Commercial_2021_SC A_MW_After Competition Groups_28 | ECM MOTORS FOR EVAPORATOR FANS for refrigeration (WALK-IN) | 0.4326% | 0 | 0.85747 | Commercial_2021_SC A_MW_After Competition Groups_ECM MOTORS FOR EVAPORATOR FANS for refrigeration (WALK-IN)
Commercial | Com ¦ Evaporator Fan Controls | 2021 | SC A | MW | After Competition Groups | 0.72083 | 0 | 0 | 198.2183 | 0.0036366 | 29 | Commercial_2021_SC A_MW_After Competition Groups_29 | Evaporator Fan Controls | 0.3637% | 0 | 0.72083 | Commercial_2021_SC A_MW_After Competition Groups_Evaporator Fan Controls
Commercial | Com ¦ Refrigerated Display Case Doors | 2021 | SC A | MW | After Competition Groups | 0.64719 | 0 | 0 | 198.2183 | 0.003265 | 30 | Commercial_2021_SC A_MW_After Competition Groups_30 | Refrigerated Display Case Doors | 0.3265% | 0 | 0.64719 | Commercial_2021_SC A_MW_After Competition Groups_Refrigerated Display Case Doors
Commercial | Com ¦ Occupancy Sensors | 2021 | SC A | MW | After Competition Groups | 0.62898 | 0 | 0 | 198.2183 | 0.0031732 | 31 | Commercial_2021_SC A_MW_After Competition Groups_31 | Occupancy Sensors | 0.3173% | 0 | 0.62898 | Commercial_2021_SC A_MW_After Competition Groups_Occupancy Sensors
Commercial | Com ¦ Freezer Case Light Sensor | 2021 | SC A | MW | After Competition Groups | 0.62874 | 0 | 0 | 198.2183 | 0.003172 | 32 | Commercial_2021_SC A_MW_After Competition Groups_32 | Freezer Case Light Sensor | 0.3172% | 0 | 0.62874 | Commercial_2021_SC A_MW_After Competition Groups_Freezer Case Light Sensor
Commercial | Com ¦ Demand Control Kitchen Ventilation | 2021 | SC A | MW | After Competition Groups | 0.59561 | 0 | 0 | 198.2183 | 0.0030048 | 33 | Commercial_2021_SC A_MW_After Competition Groups_33 | Demand Control Kitchen Ventilation | 0.3005% | 0 | 0.59561 | Commercial_2021_SC A_MW_After Competition Groups_Demand Control Kitchen Ventilation
Commercial | Com ¦ Duct Insulation, R8 | 2021 | SC A | MW | After Competition Groups | 0.43336 | 0 | 0 | 198.2183 | 0.0021863 | 34 | Commercial_2021_SC A_MW_After Competition Groups_34 | Duct Insulation, R8 | 0.2186% | 0 | 0.43336 | Commercial_2021_SC A_MW_After Competition Groups_Duct Insulation, R8
Commercial | Com ¦ Thermostat Setback | 2021 | SC A | MW | After Competition Groups | 0.31036 | 0 | 0 | 198.2183 | 0.0015658 | 35 | Commercial_2021_SC A_MW_After Competition Groups_35 | Thermostat Setback | 0.1566% | 0 | 0.31036 | Commercial_2021_SC A_MW_After Competition Groups_Thermostat Setback
Commercial | Com ¦ ENERGY STAR Fryer (84% eff) | 2021 | SC A | MW | After Competition Groups | 0.29601 | 0 | 0 | 198.2183 | 0.0014934 | 36 | Commercial_2021_SC A_MW_After Competition Groups_36 | ENERGY STAR Fryer (84% eff) | 0.1493% | 0 | 0.29601 | Commercial_2021_SC A_MW_After Competition Groups_ENERGY STAR Fryer (84% eff)
Commercial | Com ¦ Water Source Heat Pump (4 ton) | 2021 | SC A | MW | After Competition Groups | 0.2644 | 0 | 0 | 198.2183 | 0.0013339 | 37 | Commercial_2021_SC A_MW_After Competition Groups_37 | Water Source Heat Pump (4 ton) | 0.1334% | 0 | 0.2644 | Commercial_2021_SC A_MW_After Competition Groups_Water Source Heat Pump (4 ton)
Commercial | Com ¦ Temperature Adjustment in Commercial Freezers | 2021 | SC A | MW | After Competition Groups | 0.26377 | 0 | 0 | 198.2183 | 0.0013307 | 38 | Commercial_2021_SC A_MW_After Competition Groups_38 | Temperature Adjustment in Commercial Freezers | 0.1331% | 0 | 0.26377 | Commercial_2021_SC A_MW_After Competition Groups_Temperature Adjustment in Commercial Freezers
Commercial | Com ¦ Elec Storage WH 2.30 Et | 2021 | SC A | MW | After Competition Groups | 0.23975 | 0 | 0 | 198.2183 | 0.0012095 | 39 | Commercial_2021_SC A_MW_After Competition Groups_39 | Elec Storage WH 2.30 Et | 0.121% | 0 | 0.23975 | Commercial_2021_SC A_MW_After Competition Groups_Elec Storage WH 2.30 Et
Commercial | Com ¦ Vertical Night Covers | 2021 | SC A | MW | After Competition Groups | 0.21402 | 0 | 0 | 198.2183 | 0.0010797 | 40 | Commercial_2021_SC A_MW_After Competition Groups_40 | Vertical Night Covers | 0.108% | 0 | 0.21402 | Commercial_2021_SC A_MW_After Competition Groups_Vertical Night Covers
Commercial | Com ¦ Outside Air Economizer | 2021 | SC A | MW | After Competition Groups | 0.20964 | 0 | 0 | 198.2183 | 0.0010576 | 41 | Commercial_2021_SC A_MW_After Competition Groups_41 | Outside Air Economizer | 0.1058% | 0 | 0.20964 | Commercial_2021_SC A_MW_After Competition Groups_Outside Air Economizer
Commercial | Com ¦ CO Sensors for parking garage exhaust fans | 2021 | SC A | MW | After Competition Groups | 0.196 | 0 | 0 | 198.2183 | 0.00098881 | 42 | Commercial_2021_SC A_MW_After Competition Groups_42 | CO Sensors for parking garage exhaust fans | 0.09888% | 0 | 0.196 | Commercial_2021_SC A_MW_After Competition Groups_CO Sensors for parking garage exhaust fans
Commercial | Com ¦ BEVERAGE VENDING MACHINE CONTROLS | 2021 | SC A | MW | After Competition Groups | 0.19264 | 0 | 0 | 198.2183 | 0.00097185 | 43 | Commercial_2021_SC A_MW_After Competition Groups_43 | BEVERAGE VENDING MACHINE CONTROLS | 0.09719% | 0 | 0.19264 | Commercial_2021_SC A_MW_After Competition Groups_BEVERAGE VENDING MACHINE CONTROLS
Commercial | Com ¦ ENERGY STAR Steam Cookers | 2021 | SC A | MW | After Competition Groups | 0.18827 | 0 | 0 | 198.2183 | 0.00094982 | 44 | Commercial_2021_SC A_MW_After Competition Groups_44 | ENERGY STAR Steam Cookers | 0.09498% | 0 | 0.18827 | Commercial_2021_SC A_MW_After Competition Groups_ENERGY STAR Steam Cookers
Commercial | Com ¦ Energy Efficient Laboratory Fume Hood | 2021 | SC A | MW | After Competition Groups | 0.17366 | 0 | 0 | 198.2183 | 0.00087611 | 45 | Commercial_2021_SC A_MW_After Competition Groups_45 | Energy Efficient Laboratory Fume Hood | 0.08761% | 0 | 0.17366 | Commercial_2021_SC A_MW_After Competition Groups_Energy Efficient Laboratory Fume Hood
Commercial | Com ¦ Water Heating (DHW) Pipe Insulation (Add 3/4\ Foam)" | 2021 | SC A | MW | After Competition Groups | 0.1672 | 0 | 0 | 198.2183 | 0.00084349 | 46 | Commercial_2021_SC A_MW_After Competition Groups_46 | Water Heating (DHW) Pipe Insulation (Add 3/4\ Foam)" | 0.08435% | 0 | 0.1672 | Commercial_2021_SC A_MW_After Competition Groups_Water Heating (DHW) Pipe Insulation (Add 3/4\ Foam)"
Commercial | Com ¦ ENERGY STAR Dishwasher | 2021 | SC A | MW | After Competition Groups | 0.12401 | 0 | 0 | 198.2183 | 0.00062562 | 47 | Commercial_2021_SC A_MW_After Competition Groups_47 | ENERGY STAR Dishwasher | 0.06256% | 0 | 0.12401 | Commercial_2021_SC A_MW_After Competition Groups_ENERGY STAR Dishwasher
Commercial | Com ¦ Suction Pipe Insulation Freezer/Refrigerator | 2021 | SC A | MW | After Competition Groups | 0.11025 | 0 | 0 | 198.2183 | 0.00055619 | 48 | Commercial_2021_SC A_MW_After Competition Groups_48 | Suction Pipe Insulation Freezer/Refrigerator | 0.05562% | 0 | 0.11025 | Commercial_2021_SC A_MW_After Competition Groups_Suction Pipe Insulation Freezer/Refrigerator
Commercial | Com ¦ Ozone Laundry Treatment | 2021 | SC A | MW | After Competition Groups | 0.043479 | 0 | 0 | 198.2183 | 0.00021935 | 49 | Commercial_2021_SC A_MW_After Competition Groups_49 | Ozone Laundry Treatment | 0.02194% | 0 | 0.043479 | Commercial_2021_SC A_MW_After Competition Groups_Ozone Laundry Treatment
Commercial | Com ¦ HVAC Optimization | 2021 | SC A | MW | After Competition Groups | 0.030612 | 0 | 0 | 198.2183 | 0.00015444 | 50 | Commercial_2021_SC A_MW_After Competition Groups_50 | HVAC Optimization | 0.01544% | 0 | 0.030612 | Commercial_2021_SC A_MW_After Competition Groups_HVAC Optimization
Commercial | Com ¦ ECM MOTORS FOR HVAC APPLICATION (FAN-POWERED VAV BOX) | 2021 | SC A | MW | After Competition Groups | 0.025947 | 0 | 0 | 198.2183 | 0.0001309 | 51 | Commercial_2021_SC A_MW_After Competition Groups_51 | ECM MOTORS FOR HVAC APPLICATION (FAN-POWERED VAV BOX) | 0.01309% | 0 | 0.025947 | Commercial_2021_SC A_MW_After Competition Groups_ECM MOTORS FOR HVAC APPLICATION (FAN-POWERED VAV BOX)
Commercial | Com ¦ CEE Tier 2/Energy Star Clothes Washers | 2021 | SC A | MW | After Competition Groups | 0.024513 | 0 | 0 | 198.2183 | 0.00012367 | 52 | Commercial_2021_SC A_MW_After Competition Groups_52 | CEE Tier 2/Energy Star Clothes Washers | 0.01237% | 0 | 0.024513 | Commercial_2021_SC A_MW_After Competition Groups_CEE Tier 2/Energy Star Clothes Washers
Commercial | COM ¦ Ductless Mini-Split Heat Pumps | 2021 | SC A | MW | After Competition Groups | 0.019992 | 0 | 0 | 198.2183 | 0.00010086 | 53 | Commercial_2021_SC A_MW_After Competition Groups_53 | Ductless Mini-Split Heat Pumps | 0.01009% | 0 | 0.019992 | Commercial_2021_SC A_MW_After Competition Groups_Ductless Mini-Split Heat Pumps
Commercial | Com ¦ Low Flow Pre-Rinse Spray Nozzle | 2021 | SC A | MW | After Competition Groups | 0.015218 | 0 | 0 | 198.2183 | 7.6775e-05 | 54 | Commercial_2021_SC A_MW_After Competition Groups_54 | Low Flow Pre-Rinse Spray Nozzle | 0.007677% | 0 | 0.015218 | Commercial_2021_SC A_MW_After Competition Groups_Low Flow Pre-Rinse Spray Nozzle
Commercial | Com ¦ Auto Off Time Switch or Time Clock control | 2021 | SC A | MW | After Competition Groups | 0.011713 | 0 | 0 | 198.2183 | 5.9094e-05 | 55 | Commercial_2021_SC A_MW_After Competition Groups_55 | Auto Off Time Switch or Time Clock control | 0.005909% | 0 | 0.011713 | Commercial_2021_SC A_MW_After Competition Groups_Auto Off Time Switch or Time Clock control
Commercial | Com ¦ Demand controlled Circulating Systems | 2021 | SC A | MW | After Competition Groups | 0.011276 | 0 | 0 | 198.2183 | 5.6885e-05 | 56 | Commercial_2021_SC A_MW_After Competition Groups_56 | Demand controlled Circulating Systems | 0.005688% | 0 | 0.011276 | Commercial_2021_SC A_MW_After Competition Groups_Demand controlled Circulating Systems
Commercial | Com ¦ Commercial Hot Food Holding Cabinets | 2021 | SC A | MW | After Competition Groups | 0.0055467 | 0 | 0 | 198.2183 | 2.7983e-05 | 57 | Commercial_2021_SC A_MW_After Competition Groups_57 | Commercial Hot Food Holding Cabinets | 0.002798% | 0 | 0.0055467 | Commercial_2021_SC A_MW_After Competition Groups_Commercial Hot Food Holding Cabinets
Commercial | Com ¦ PTAC (12 EER/10,000 BTU) | 2021 | SC A | MW | After Competition Groups | 0.0049417 | 0 | 0 | 198.2183 | 2.4931e-05 | 58 | Commercial_2021_SC A_MW_After Competition Groups_58 | PTAC (12 EER/10,000 BTU) | 0.002493% | 0 | 0.0049417 | Commercial_2021_SC A_MW_After Competition Groups_PTAC (12 EER/10,000 BTU)
Commercial | Com ¦ Wall Insulation | 2021 | SC A | MW | After Competition Groups | 0.0038837 | 0 | 0 | 198.2183 | 1.9593e-05 | 59 | Commercial_2021_SC A_MW_After Competition Groups_59 | Wall Insulation | 0.001959% | 0 | 0.0038837 | Commercial_2021_SC A_MW_After Competition Groups_Wall Insulation
Commercial | Com ¦ Condensing Unit Heaters or other Efficient Unit Heating System | 2021 | SC A | MW | After Competition Groups | 0.0037586 | 0 | 0 | 198.2183 | 1.8962e-05 | 60 | Commercial_2021_SC A_MW_After Competition Groups_60 | Condensing Unit Heaters or other Efficient Unit Heating System | 0.001896% | 0 | 0.0037586 | Commercial_2021_SC A_MW_After Competition Groups_Condensing Unit Heaters or other Efficient Unit Heating System
Commercial | Com ¦ VSD Air Compressor | 2021 | SC A | MW | After Competition Groups | 0.003269 | 0 | 0 | 198.2183 | 1.6492e-05 | 61 | Commercial_2021_SC A_MW_After Competition Groups_61 | VSD Air Compressor | 0.001649% | 0 | 0.003269 | Commercial_2021_SC A_MW_After Competition Groups_VSD Air Compressor
Commercial | Com ¦ Air Curtains | 2021 | SC A | MW | After Competition Groups | 0.0029906 | 0 | 0 | 198.2183 | 1.5088e-05 | 62 | Commercial_2021_SC A_MW_After Competition Groups_62 | Air Curtains | 0.001509% | 0 | 0.0029906 | Commercial_2021_SC A_MW_After Competition Groups_Air Curtains
Commercial | Com ¦ LLLC - Low Impact Application | 2021 | SC A | MW | After Competition Groups | 0.002865 | 0 | 0 | 198.2183 | 1.4454e-05 | 63 | Commercial_2021_SC A_MW_After Competition Groups_63 | LLLC - Low Impact Application | 0.001445% | 0 | 0.002865 | Commercial_2021_SC A_MW_After Competition Groups_LLLC - Low Impact Application
Commercial | Com ¦ LLLC - High Impact Application | 2021 | SC A | MW | After Competition Groups | 0.0020143 | 0 | 0 | 198.2183 | 1.0162e-05 | 64 | Commercial_2021_SC A_MW_After Competition Groups_64 | LLLC - High Impact Application | 0.001016% | 0 | 0.0020143 | Commercial_2021_SC A_MW_After Competition Groups_LLLC - High Impact Application
Commercial | Com ¦ Solar Water Preheat (Pools/DHW) | 2021 | SC A | MW | After Competition Groups | 0.0019461 | 0 | 0 | 198.2183 | 9.8178e-06 | 65 | Commercial_2021_SC A_MW_After Competition Groups_65 | Solar Water Preheat (Pools/DHW) | 0.0009818% | 0 | 0.0019461 | Commercial_2021_SC A_MW_After Competition Groups_Solar Water Preheat (Pools/DHW)
Commercial | Com ¦ High Efficiency Chiller (avg of water and air cooled) | 2021 | SC A | MW | After Competition Groups | 0.00073881 | 0 | 0 | 198.2183 | 3.7273e-06 | 66 | Commercial_2021_SC A_MW_After Competition Groups_66 | High Efficiency Chiller (avg of water and air cooled) | 0.0003727% | 0 | 0.00073881 | Commercial_2021_SC A_MW_After Competition Groups_High Efficiency Chiller (avg of water and air cooled)
Commercial | Com ¦ Room AC (w/ louvered sides) 14 SEER from 12 SEER code | 2021 | SC A | MW | After Competition Groups | 0.00040674 | 0 | 0 | 198.2183 | 2.052e-06 | 67 | Commercial_2021_SC A_MW_After Competition Groups_67 | Room AC (w/ louvered sides) 14 SEER from 12 SEER code | 0.0002052% | 0 | 0.00040674 | Commercial_2021_SC A_MW_After Competition Groups_Room AC (w/ louvered sides) 14 SEER from 12 SEER code
Commercial | Com ¦ Energy Recovery Ventilation and Ventilation (Enhanced) | 2021 | SC A | MW | After Competition Groups | 0.00030204 | 0 | 0 | 198.2183 | 1.5238e-06 | 68 | Commercial_2021_SC A_MW_After Competition Groups_68 | Energy Recovery Ventilation and Ventilation (Enhanced) | 0.0001524% | 0 | 0.00030204 | Commercial_2021_SC A_MW_After Competition Groups_Energy Recovery Ventilation and Ventilation (Enhanced)
Commercial | Com ¦ EC Plug Fan for Data Center (under cabinet) | 2021 | SC A | MW | After Competition Groups | 0.00021728 | 0 | 0 | 198.2183 | 1.0962e-06 | 69 | Commercial_2021_SC A_MW_After Competition Groups_69 | EC Plug Fan for Data Center (under cabinet) | 0.0001096% | 0 | 0.00021728 | Commercial_2021_SC A_MW_After Competition Groups_EC Plug Fan for Data Center (under cabinet)
Commercial | Com ¦ Electric Convection Combination Ovens | 2021 | SC A | MW | After Competition Groups | 6.5734e-05 | 0 | 0 | 198.2183 | 3.3163e-07 | 70 | Commercial_2021_SC A_MW_After Competition Groups_70 | Electric Convection Combination Ovens | 3.316e-05% | 0 | 6.5734e-05 | Commercial_2021_SC A_MW_After Competition Groups_Electric Convection Combination Ovens
Commercial | Com ¦ Networked/Connected - High Impact Application | 2021 | SC A | MW | After Competition Groups | 4.6959e-05 | 0 | 0 | 198.2183 | 2.3691e-07 | 71 | Commercial_2021_SC A_MW_After Competition Groups_71 | Networked/Connected - High Impact Application | 2.369e-05% | 0 | 4.6959e-05 | Commercial_2021_SC A_MW_After Competition Groups_Networked/Connected - High Impact Application
Commercial | Com ¦ High Efficiency Small Instantaneous Water Heater | 2021 | SC A | MW | After Competition Groups | 2.1239e-06 | 0 | 0 | 198.2183 | 1.0715e-08 | 72 | Commercial_2021_SC A_MW_After Competition Groups_72 | High Efficiency Small Instantaneous Water Heater | 1.072e-06% | 0 | 2.1239e-06 | Commercial_2021_SC A_MW_After Competition Groups_High Efficiency Small Instantaneous Water Heater
Commercial | Com ¦ Condensing Make Up Air Unit | 2021 | SC A | MW | After Competition Groups | 0 | 0 | 0 | 198.2183 | 0 | 73 | Commercial_2021_SC A_MW_After Competition Groups_73 | Condensing Make Up Air Unit | 0% | 0 | 0 | Commercial_2021_SC A_MW_After Competition Groups_Condensing Make Up Air Unit
Commercial | Com ¦ Door Gasket Freezer/Refrigerator | 2021 | SC A | MW | After Competition Groups | 0 | 0 | 0 | 198.2183 | 0 | 74 | Commercial_2021_SC A_MW_After Competition Groups_74 | Door Gasket Freezer/Refrigerator | 0% | 0 | 0 | Commercial_2021_SC A_MW_After Competition Groups_Door Gasket Freezer/Refrigerator
Commercial | Com ¦ Efficient compressor motor | 2021 | SC A | MW | After Competition Groups | 0 | 0 | 0 | 198.2183 | 0 | 75 | Commercial_2021_SC A_MW_After Competition Groups_75 | Efficient compressor motor | 0% | 0 | 0 | Commercial_2021_SC A_MW_After Competition Groups_Efficient compressor motor
Commercial | Com ¦ Indoor Daylight Sensors/Photocell Dimming Control | 2021 | SC A | MW | After Competition Groups | 0 | 0 | 0 | 198.2183 | 0 | 76 | Commercial_2021_SC A_MW_After Competition Groups_76 | Indoor Daylight Sensors/Photocell Dimming Control | 0% | 0 | 0 | Commercial_2021_SC A_MW_After Competition Groups_Indoor Daylight Sensors/Photocell Dimming Control
Commercial | Com ¦ LED RECESSED DOWNLIGHTS | 2021 | SC A | MW | After Competition Groups | 0 | 0 | 0 | 198.2183 | 0 | 77 | Commercial_2021_SC A_MW_After Competition Groups_77 | LED RECESSED DOWNLIGHTS | 0% | 0 | 0 | Commercial_2021_SC A_MW_After Competition Groups_LED RECESSED DOWNLIGHTS
Commercial | Com ¦ Networked/Connected - Low Impact Application | 2021 | SC A | MW | After Competition Groups | 0 | 0 | 0 | 198.2183 | 0 | 78 | Commercial_2021_SC A_MW_After Competition Groups_78 | Networked/Connected - Low Impact Application | 0% | 0 | 0 | Commercial_2021_SC A_MW_After Competition Groups_Networked/Connected - Low Impact Application
Commercial | Com ¦ Notched V belts for HVAC Systems | 2021 | SC A | MW | After Competition Groups | 0 | 0 | 0 | 198.2183 | 0 | 79 | Commercial_2021_SC A_MW_After Competition Groups_79 | Notched V belts for HVAC Systems | 0% | 0 | 0 | Commercial_2021_SC A_MW_After Competition Groups_Notched V belts for HVAC Systems
Commercial | Com ¦ Variable Refrigerant Flow Heat Pump | 2021 | SC A | MW | After Competition Groups | 0 | 0 | 0 | 198.2183 | 0 | 80 | Commercial_2021_SC A_MW_After Competition Groups_80 | Variable Refrigerant Flow Heat Pump | 0% | 0 | 0 | Commercial_2021_SC A_MW_After Competition Groups_Variable Refrigerant Flow Heat Pump
Commercial | Com ¦ ENERGY STAR LED LAMPS (REFLECTOR LAMPs/MR16/PAR 16) | 2021 | SC B | MW | After Competition Groups | 47.4721 | 0 | 0 | 276.006 | 0.172 | 1 | Commercial_2021_SC B_MW_After Competition Groups_1 | ENERGY STAR LED LAMPS (REFLECTOR LAMPs/MR16/PAR 16) | 17.2% | 0 | 47.4721 | Commercial_2021_SC B_MW_After Competition Groups_ENERGY STAR LED LAMPS (REFLECTOR LAMPs/MR16/PAR 16)
Commercial | Com ¦ Education and Capacity Building/Energy Behavior | 2021 | SC B | MW | After Competition Groups | 40.0789 | 0 | 0 | 276.006 | 0.14521 | 2 | Commercial_2021_SC B_MW_After Competition Groups_2 | Education and Capacity Building/Energy Behavior | 14.52% | 0 | 40.0789 | Commercial_2021_SC B_MW_After Competition Groups_Education and Capacity Building/Energy Behavior
Commercial | Com ¦ LED Troffer/Surface/Suspended | 2021 | SC B | MW | After Competition Groups | 18.4285 | 0 | 0 | 276.006 | 0.066769 | 3 | Commercial_2021_SC B_MW_After Competition Groups_3 | LED Troffer/Surface/Suspended | 6.677% | 0 | 18.4285 | Commercial_2021_SC B_MW_After Competition Groups_LED Troffer/Surface/Suspended
Commercial | Com ¦ LED Replacement Lamp (Tube) | 2021 | SC B | MW | After Competition Groups | 18.1641 | 0 | 0 | 276.006 | 0.06581 | 4 | Commercial_2021_SC B_MW_After Competition Groups_4 | LED Replacement Lamp (Tube) | 6.581% | 0 | 18.1641 | Commercial_2021_SC B_MW_After Competition Groups_LED Replacement Lamp (Tube)
Commercial | Com ¦ LED Low/High Bay | 2021 | SC B | MW | After Competition Groups | 18.1163 | 0 | 0 | 276.006 | 0.065637 | 5 | Commercial_2021_SC B_MW_After Competition Groups_5 | LED Low/High Bay | 6.564% | 0 | 18.1163 | Commercial_2021_SC B_MW_After Competition Groups_LED Low/High Bay
Commercial | Com ¦ High Efficiency Air Source Heat Pump | 2021 | SC B | MW | After Competition Groups | 12.9593 | 0 | 0 | 276.006 | 0.046953 | 6 | Commercial_2021_SC B_MW_After Competition Groups_6 | High Efficiency Air Source Heat Pump | 4.695% | 0 | 12.9593 | Commercial_2021_SC B_MW_After Competition Groups_High Efficiency Air Source Heat Pump
Commercial | Com ¦ Building Recommissioning, Operations and Maintenance (O&M) Improvements | 2021 | SC B | MW | After Competition Groups | 10.2406 | 0 | 0 | 276.006 | 0.037103 | 7 | Commercial_2021_SC B_MW_After Competition Groups_7 | Building Recommissioning, Operations and Maintenance (O&M) Improvements | 3.71% | 0 | 10.2406 | Commercial_2021_SC B_MW_After Competition Groups_Building Recommissioning, Operations and Maintenance (O&M) Improvements
Commercial | Com ¦ Data Center Storage/Server Virtualization | 2021 | SC B | MW | After Competition Groups | 9.7047 | 0 | 0 | 276.006 | 0.035161 | 8 | Commercial_2021_SC B_MW_After Competition Groups_8 | Data Center Storage/Server Virtualization | 3.516% | 0 | 9.7047 | Commercial_2021_SC B_MW_After Competition Groups_Data Center Storage/Server Virtualization
Commercial | Com ¦ ENERGY STAR LED LAMPS (General Service Lamps) | 2021 | SC B | MW | After Competition Groups | 8.2848 | 0 | 0 | 276.006 | 0.030017 | 9 | Commercial_2021_SC B_MW_After Competition Groups_9 | ENERGY STAR LED LAMPS (General Service Lamps) | 3.002% | 0 | 8.2848 | Commercial_2021_SC B_MW_After Competition Groups_ENERGY STAR LED LAMPS (General Service Lamps)
Commercial | Com ¦ Adaptive Thermostats | 2021 | SC B | MW | After Competition Groups | 7.7962 | 0 | 0 | 276.006 | 0.028246 | 10 | Commercial_2021_SC B_MW_After Competition Groups_10 | Adaptive Thermostats | 2.825% | 0 | 7.7962 | Commercial_2021_SC B_MW_After Competition Groups_Adaptive Thermostats
Commercial | Com ¦ LED or Equivalent Sign Lighting | 2021 | SC B | MW | After Competition Groups | 7.4937 | 0 | 0 | 276.006 | 0.02715 | 11 | Commercial_2021_SC B_MW_After Competition Groups_11 | LED or Equivalent Sign Lighting | 2.715% | 0 | 7.4937 | Commercial_2021_SC B_MW_After Competition Groups_LED or Equivalent Sign Lighting
Commercial | Com ¦ Advanced BAS/Controllers | 2021 | SC B | MW | After Competition Groups | 6.6037 | 0 | 0 | 276.006 | 0.023926 | 12 | Commercial_2021_SC B_MW_After Competition Groups_12 | Advanced BAS/Controllers | 2.393% | 0 | 6.6037 | Commercial_2021_SC B_MW_After Competition Groups_Advanced BAS/Controllers
Commercial | Com ¦ Strip Curtains | 2021 | SC B | MW | After Competition Groups | 6.405 | 0 | 0 | 276.006 | 0.023206 | 13 | Commercial_2021_SC B_MW_After Competition Groups_13 | Strip Curtains | 2.321% | 0 | 6.405 | Commercial_2021_SC B_MW_After Competition Groups_Strip Curtains
Commercial | Com ¦ Furnace Tune-Up | 2021 | SC B | MW | After Competition Groups | 6.3645 | 0 | 0 | 276.006 | 0.023059 | 14 | Commercial_2021_SC B_MW_After Competition Groups_14 | Furnace Tune-Up | 2.306% | 0 | 6.3645 | Commercial_2021_SC B_MW_After Competition Groups_Furnace Tune-Up
Commercial | Com ¦ Reach-in Shaded Pole to ECM/PSC Evaporator Fan Motor | 2021 | SC B | MW | After Competition Groups | 5.224 | 0 | 0 | 276.006 | 0.018927 | 15 | Commercial_2021_SC B_MW_After Competition Groups_15 | Reach-in Shaded Pole to ECM/PSC Evaporator Fan Motor | 1.893% | 0 | 5.224 | Commercial_2021_SC B_MW_After Competition Groups_Reach-in Shaded Pole to ECM/PSC Evaporator Fan Motor
Commercial | Com ¦ Unitary Air-Conditioning Unit | 2021 | SC B | MW | After Competition Groups | 5.1942 | 0 | 0 | 276.006 | 0.018819 | 16 | Commercial_2021_SC B_MW_After Competition Groups_16 | Unitary Air-Conditioning Unit | 1.882% | 0 | 5.1942 | Commercial_2021_SC B_MW_After Competition Groups_Unitary Air-Conditioning Unit
Commercial | Com ¦ Variable Frequency Drive (VFD) | 2021 | SC B | MW | After Competition Groups | 4.4762 | 0 | 0 | 276.006 | 0.016218 | 17 | Commercial_2021_SC B_MW_After Competition Groups_17 | Variable Frequency Drive (VFD) | 1.622% | 0 | 4.4762 | Commercial_2021_SC B_MW_After Competition Groups_Variable Frequency Drive (VFD)
Commercial | Com ¦ Demand Control Ventilation | 2021 | SC B | MW | After Competition Groups | 4.1903 | 0 | 0 | 276.006 | 0.015182 | 18 | Commercial_2021_SC B_MW_After Competition Groups_18 | Demand Control Ventilation | 1.518% | 0 | 4.1903 | Commercial_2021_SC B_MW_After Competition Groups_Demand Control Ventilation
Commercial | Com ¦ VFD on Pumps | 2021 | SC B | MW | After Competition Groups | 4.1812 | 0 | 0 | 276.006 | 0.015149 | 19 | Commercial_2021_SC B_MW_After Competition Groups_19 | VFD on Pumps | 1.515% | 0 | 4.1812 | Commercial_2021_SC B_MW_After Competition Groups_VFD on Pumps
Commercial | Com ¦ Centrally controlled desktop PC/NETWORK PC POWER MANAGEMENT SOFTWARE | 2021 | SC B | MW | After Competition Groups | 3.453 | 0 | 0 | 276.006 | 0.012511 | 20 | Commercial_2021_SC B_MW_After Competition Groups_20 | Centrally controlled desktop PC/NETWORK PC POWER MANAGEMENT SOFTWARE | 1.251% | 0 | 3.453 | Commercial_2021_SC B_MW_After Competition Groups_Centrally controlled desktop PC/NETWORK PC POWER MANAGEMENT SOFTWARE
Commercial | Com ¦ Air Handler with Dedicated Outdoor Air Systems | 2021 | SC B | MW | After Competition Groups | 3.3696 | 0 | 0 | 276.006 | 0.012209 | 21 | Commercial_2021_SC B_MW_After Competition Groups_21 | Air Handler with Dedicated Outdoor Air Systems | 1.221% | 0 | 3.3696 | Commercial_2021_SC B_MW_After Competition Groups_Air Handler with Dedicated Outdoor Air Systems
Commercial | Com ¦ Chilled Water Optimization | 2021 | SC B | MW | After Competition Groups | 3.1952 | 0 | 0 | 276.006 | 0.011577 | 22 | Commercial_2021_SC B_MW_After Competition Groups_22 | Chilled Water Optimization | 1.158% | 0 | 3.1952 | Commercial_2021_SC B_MW_After Competition Groups_Chilled Water Optimization
Commercial | Com ¦ ECM MOTORS FOR EVAPORATOR FANS for refrigeration (WALK-IN) | 2021 | SC B | MW | After Competition Groups | 2.2968 | 0 | 0 | 276.006 | 0.0083214 | 23 | Commercial_2021_SC B_MW_After Competition Groups_23 | ECM MOTORS FOR EVAPORATOR FANS for refrigeration (WALK-IN) | 0.8321% | 0 | 2.2968 | Commercial_2021_SC B_MW_After Competition Groups_ECM MOTORS FOR EVAPORATOR FANS for refrigeration (WALK-IN)
Commercial | Com ¦ LED parking lot fixture | 2021 | SC B | MW | After Competition Groups | 2.0729 | 0 | 0 | 276.006 | 0.0075103 | 24 | Commercial_2021_SC B_MW_After Competition Groups_24 | LED parking lot fixture | 0.751% | 0 | 2.0729 | Commercial_2021_SC B_MW_After Competition Groups_LED parking lot fixture
Commercial | Com ¦ LED EXTERIOR AREA LIGHTS - LED fixture (200W) | 2021 | SC B | MW | After Competition Groups | 2.0512 | 0 | 0 | 276.006 | 0.0074316 | 25 | Commercial_2021_SC B_MW_After Competition Groups_25 | LED EXTERIOR AREA LIGHTS - LED fixture (200W) | 0.7432% | 0 | 2.0512 | Commercial_2021_SC B_MW_After Competition Groups_LED EXTERIOR AREA LIGHTS - LED fixture (200W)
Commercial | Com ¦ Freezer Case Light Sensor | 2021 | SC B | MW | After Competition Groups | 1.9817 | 0 | 0 | 276.006 | 0.0071801 | 26 | Commercial_2021_SC B_MW_After Competition Groups_26 | Freezer Case Light Sensor | 0.718% | 0 | 1.9817 | Commercial_2021_SC B_MW_After Competition Groups_Freezer Case Light Sensor
Commercial | Com ¦ Evaporator Fan Controls | 2021 | SC B | MW | After Competition Groups | 1.9308 | 0 | 0 | 276.006 | 0.0069954 | 27 | Commercial_2021_SC B_MW_After Competition Groups_27 | Evaporator Fan Controls | 0.6995% | 0 | 1.9308 | Commercial_2021_SC B_MW_After Competition Groups_Evaporator Fan Controls
Commercial | Com ¦ Refrigerated Display Case LED | 2021 | SC B | MW | After Competition Groups | 1.7588 | 0 | 0 | 276.006 | 0.0063723 | 28 | Commercial_2021_SC B_MW_After Competition Groups_28 | Refrigerated Display Case LED | 0.6372% | 0 | 1.7588 | Commercial_2021_SC B_MW_After Competition Groups_Refrigerated Display Case LED
Commercial | Com ¦ Demand Control Kitchen Ventilation | 2021 | SC B | MW | After Competition Groups | 1.2813 | 0 | 0 | 276.006 | 0.0046422 | 29 | Commercial_2021_SC B_MW_After Competition Groups_29 | Demand Control Kitchen Ventilation | 0.4642% | 0 | 1.2813 | Commercial_2021_SC B_MW_After Competition Groups_Demand Control Kitchen Ventilation
Commercial | Com ¦ Duct Insulation, R8 | 2021 | SC B | MW | After Competition Groups | 1.1802 | 0 | 0 | 276.006 | 0.0042759 | 30 | Commercial_2021_SC B_MW_After Competition Groups_30 | Duct Insulation, R8 | 0.4276% | 0 | 1.1802 | Commercial_2021_SC B_MW_After Competition Groups_Duct Insulation, R8
Commercial | Com ¦ LED street light fixture | 2021 | SC B | MW | After Competition Groups | 1.1266 | 0 | 0 | 276.006 | 0.0040817 | 31 | Commercial_2021_SC B_MW_After Competition Groups_31 | LED street light fixture | 0.4082% | 0 | 1.1266 | Commercial_2021_SC B_MW_After Competition Groups_LED street light fixture
Commercial | Com ¦ ENERGY STAR Griddle (74% eff) | 2021 | SC B | MW | After Competition Groups | 1.0321 | 0 | 0 | 276.006 | 0.0037393 | 32 | Commercial_2021_SC B_MW_After Competition Groups_32 | ENERGY STAR Griddle (74% eff) | 0.3739% | 0 | 1.0321 | Commercial_2021_SC B_MW_After Competition Groups_ENERGY STAR Griddle (74% eff)
Commercial | Com ¦ Refrigerated Display Case Doors | 2021 | SC B | MW | After Competition Groups | 0.9893 | 0 | 0 | 276.006 | 0.0035843 | 33 | Commercial_2021_SC B_MW_After Competition Groups_33 | Refrigerated Display Case Doors | 0.3584% | 0 | 0.9893 | Commercial_2021_SC B_MW_After Competition Groups_Refrigerated Display Case Doors
Commercial | Com ¦ Temperature Adjustment in Commercial Freezers | 2021 | SC B | MW | After Competition Groups | 0.70653 | 0 | 0 | 276.006 | 0.0025598 | 34 | Commercial_2021_SC B_MW_After Competition Groups_34 | Temperature Adjustment in Commercial Freezers | 0.256% | 0 | 0.70653 | Commercial_2021_SC B_MW_After Competition Groups_Temperature Adjustment in Commercial Freezers
Commercial | Com ¦ Occupancy Sensors | 2021 | SC B | MW | After Competition Groups | 0.62898 | 0 | 0 | 276.006 | 0.0022789 | 35 | Commercial_2021_SC B_MW_After Competition Groups_35 | Occupancy Sensors | 0.2279% | 0 | 0.62898 | Commercial_2021_SC B_MW_After Competition Groups_Occupancy Sensors
Commercial | Com ¦ Vertical Night Covers | 2021 | SC B | MW | After Competition Groups | 0.58374 | 0 | 0 | 276.006 | 0.0021149 | 36 | Commercial_2021_SC B_MW_After Competition Groups_36 | Vertical Night Covers | 0.2115% | 0 | 0.58374 | Commercial_2021_SC B_MW_After Competition Groups_Vertical Night Covers
Commercial | Com ¦ Elec Storage WH 2.30 Et | 2021 | SC B | MW | After Competition Groups | 0.55995 | 0 | 0 | 276.006 | 0.0020288 | 37 | Commercial_2021_SC B_MW_After Competition Groups_37 | Elec Storage WH 2.30 Et | 0.2029% | 0 | 0.55995 | Commercial_2021_SC B_MW_After Competition Groups_Elec Storage WH 2.30 Et
Commercial | Com ¦ CO Sensors for parking garage exhaust fans | 2021 | SC B | MW | After Competition Groups | 0.52304 | 0 | 0 | 276.006 | 0.001895 | 38 | Commercial_2021_SC B_MW_After Competition Groups_38 | CO Sensors for parking garage exhaust fans | 0.1895% | 0 | 0.52304 | Commercial_2021_SC B_MW_After Competition Groups_CO Sensors for parking garage exhaust fans
Commercial | Com ¦ Energy Efficient Laboratory Fume Hood | 2021 | SC B | MW | After Competition Groups | 0.49856 | 0 | 0 | 276.006 | 0.0018063 | 39 | Commercial_2021_SC B_MW_After Competition Groups_39 | Energy Efficient Laboratory Fume Hood | 0.1806% | 0 | 0.49856 | Commercial_2021_SC B_MW_After Competition Groups_Energy Efficient Laboratory Fume Hood
Commercial | Com ¦ BEVERAGE VENDING MACHINE CONTROLS | 2021 | SC B | MW | After Competition Groups | 0.49631 | 0 | 0 | 276.006 | 0.0017982 | 40 | Commercial_2021_SC B_MW_After Competition Groups_40 | BEVERAGE VENDING MACHINE CONTROLS | 0.1798% | 0 | 0.49631 | Commercial_2021_SC B_MW_After Competition Groups_BEVERAGE VENDING MACHINE CONTROLS
Commercial | Com ¦ Water Heating (DHW) Pipe Insulation (Add 3/4\ Foam)" | 2021 | SC B | MW | After Competition Groups | 0.44785 | 0 | 0 | 276.006 | 0.0016226 | 41 | Commercial_2021_SC B_MW_After Competition Groups_41 | Water Heating (DHW) Pipe Insulation (Add 3/4\ Foam)" | 0.1623% | 0 | 0.44785 | Commercial_2021_SC B_MW_After Competition Groups_Water Heating (DHW) Pipe Insulation (Add 3/4\ Foam)"
Commercial | Com ¦ Water Source Heat Pump (4 ton) | 2021 | SC B | MW | After Competition Groups | 0.43073 | 0 | 0 | 276.006 | 0.0015606 | 42 | Commercial_2021_SC B_MW_After Competition Groups_42 | Water Source Heat Pump (4 ton) | 0.1561% | 0 | 0.43073 | Commercial_2021_SC B_MW_After Competition Groups_Water Source Heat Pump (4 ton)
Commercial | Com ¦ Outside Air Economizer | 2021 | SC B | MW | After Competition Groups | 0.38746 | 0 | 0 | 276.006 | 0.0014038 | 43 | Commercial_2021_SC B_MW_After Competition Groups_43 | Outside Air Economizer | 0.1404% | 0 | 0.38746 | Commercial_2021_SC B_MW_After Competition Groups_Outside Air Economizer
Commercial | Com ¦ Thermostat Setback | 2021 | SC B | MW | After Competition Groups | 0.31339 | 0 | 0 | 276.006 | 0.0011354 | 44 | Commercial_2021_SC B_MW_After Competition Groups_44 | Thermostat Setback | 0.1135% | 0 | 0.31339 | Commercial_2021_SC B_MW_After Competition Groups_Thermostat Setback
Commercial | Com ¦ Suction Pipe Insulation Freezer/Refrigerator | 2021 | SC B | MW | After Competition Groups | 0.30381 | 0 | 0 | 276.006 | 0.0011008 | 45 | Commercial_2021_SC B_MW_After Competition Groups_45 | Suction Pipe Insulation Freezer/Refrigerator | 0.1101% | 0 | 0.30381 | Commercial_2021_SC B_MW_After Competition Groups_Suction Pipe Insulation Freezer/Refrigerator
Commercial | Com ¦ ENERGY STAR Fryer (84% eff) | 2021 | SC B | MW | After Competition Groups | 0.29601 | 0 | 0 | 276.006 | 0.0010725 | 46 | Commercial_2021_SC B_MW_After Competition Groups_46 | ENERGY STAR Fryer (84% eff) | 0.1072% | 0 | 0.29601 | Commercial_2021_SC B_MW_After Competition Groups_ENERGY STAR Fryer (84% eff)
Commercial | Com ¦ ENERGY STAR Steam Cookers | 2021 | SC B | MW | After Competition Groups | 0.18827 | 0 | 0 | 276.006 | 0.00068212 | 47 | Commercial_2021_SC B_MW_After Competition Groups_47 | ENERGY STAR Steam Cookers | 0.06821% | 0 | 0.18827 | Commercial_2021_SC B_MW_After Competition Groups_ENERGY STAR Steam Cookers
Commercial | Com ¦ ENERGY STAR Dishwasher | 2021 | SC B | MW | After Competition Groups | 0.14002 | 0 | 0 | 276.006 | 0.0005073 | 48 | Commercial_2021_SC B_MW_After Competition Groups_48 | ENERGY STAR Dishwasher | 0.05073% | 0 | 0.14002 | Commercial_2021_SC B_MW_After Competition Groups_ENERGY STAR Dishwasher
Commercial | Com ¦ Ozone Laundry Treatment | 2021 | SC B | MW | After Competition Groups | 0.13141 | 0 | 0 | 276.006 | 0.0004761 | 49 | Commercial_2021_SC B_MW_After Competition Groups_49 | Ozone Laundry Treatment | 0.04761% | 0 | 0.13141 | Commercial_2021_SC B_MW_After Competition Groups_Ozone Laundry Treatment
Commercial | Com ¦ ECM MOTORS FOR HVAC APPLICATION (FAN-POWERED VAV BOX) | 2021 | SC B | MW | After Competition Groups | 0.05489 | 0 | 0 | 276.006 | 0.00019887 | 50 | Commercial_2021_SC B_MW_After Competition Groups_50 | ECM MOTORS FOR HVAC APPLICATION (FAN-POWERED VAV BOX) | 0.01989% | 0 | 0.05489 | Commercial_2021_SC B_MW_After Competition Groups_ECM MOTORS FOR HVAC APPLICATION (FAN-POWERED VAV BOX)
Commercial | Com ¦ HVAC Optimization | 2021 | SC B | MW | After Competition Groups | 0.030612 | 0 | 0 | 276.006 | 0.00011091 | 51 | Commercial_2021_SC B_MW_After Competition Groups_51 | HVAC Optimization | 0.01109% | 0 | 0.030612 | Commercial_2021_SC B_MW_After Competition Groups_HVAC Optimization
Commercial | Com ¦ Demand controlled Circulating Systems | 2021 | SC B | MW | After Competition Groups | 0.03021 | 0 | 0 | 276.006 | 0.00010945 | 52 | Commercial_2021_SC B_MW_After Competition Groups_52 | Demand controlled Circulating Systems | 0.01095% | 0 | 0.03021 | Commercial_2021_SC B_MW_After Competition Groups_Demand controlled Circulating Systems
Commercial | Com ¦ Auto Off Time Switch or Time Clock control | 2021 | SC B | MW | After Competition Groups | 0.029761 | 0 | 0 | 276.006 | 0.00010783 | 53 | Commercial_2021_SC B_MW_After Competition Groups_53 | Auto Off Time Switch or Time Clock control | 0.01078% | 0 | 0.029761 | Commercial_2021_SC B_MW_After Competition Groups_Auto Off Time Switch or Time Clock control
Commercial | Com ¦ CEE Tier 2/Energy Star Clothes Washers | 2021 | SC B | MW | After Competition Groups | 0.027548 | 0 | 0 | 276.006 | 9.9809e-05 | 54 | Commercial_2021_SC B_MW_After Competition Groups_54 | CEE Tier 2/Energy Star Clothes Washers | 0.009981% | 0 | 0.027548 | Commercial_2021_SC B_MW_After Competition Groups_CEE Tier 2/Energy Star Clothes Washers
Commercial | COM ¦ Ductless Mini-Split Heat Pumps | 2021 | SC B | MW | After Competition Groups | 0.023372 | 0 | 0 | 276.006 | 8.4678e-05 | 55 | Commercial_2021_SC B_MW_After Competition Groups_55 | Ductless Mini-Split Heat Pumps | 0.008468% | 0 | 0.023372 | Commercial_2021_SC B_MW_After Competition Groups_Ductless Mini-Split Heat Pumps
Commercial | Com ¦ Low Flow Pre-Rinse Spray Nozzle | 2021 | SC B | MW | After Competition Groups | 0.017545 | 0 | 0 | 276.006 | 6.3569e-05 | 56 | Commercial_2021_SC B_MW_After Competition Groups_56 | Low Flow Pre-Rinse Spray Nozzle | 0.006357% | 0 | 0.017545 | Commercial_2021_SC B_MW_After Competition Groups_Low Flow Pre-Rinse Spray Nozzle
Commercial | Com ¦ PTAC (12 EER/10,000 BTU) | 2021 | SC B | MW | After Competition Groups | 0.01387 | 0 | 0 | 276.006 | 5.0254e-05 | 57 | Commercial_2021_SC B_MW_After Competition Groups_57 | PTAC (12 EER/10,000 BTU) | 0.005025% | 0 | 0.01387 | Commercial_2021_SC B_MW_After Competition Groups_PTAC (12 EER/10,000 BTU)
Commercial | Com ¦ Wall Insulation | 2021 | SC B | MW | After Competition Groups | 0.010404 | 0 | 0 | 276.006 | 3.7693e-05 | 58 | Commercial_2021_SC B_MW_After Competition Groups_58 | Wall Insulation | 0.003769% | 0 | 0.010404 | Commercial_2021_SC B_MW_After Competition Groups_Wall Insulation
Commercial | Com ¦ Condensing Unit Heaters or other Efficient Unit Heating System | 2021 | SC B | MW | After Competition Groups | 0.010068 | 0 | 0 | 276.006 | 3.6478e-05 | 59 | Commercial_2021_SC B_MW_After Competition Groups_59 | Condensing Unit Heaters or other Efficient Unit Heating System | 0.003648% | 0 | 0.010068 | Commercial_2021_SC B_MW_After Competition Groups_Condensing Unit Heaters or other Efficient Unit Heating System
Commercial | Com ¦ Commercial Hot Food Holding Cabinets | 2021 | SC B | MW | After Competition Groups | 0.0066324 | 0 | 0 | 276.006 | 2.403e-05 | 60 | Commercial_2021_SC B_MW_After Competition Groups_60 | Commercial Hot Food Holding Cabinets | 0.002403% | 0 | 0.0066324 | Commercial_2021_SC B_MW_After Competition Groups_Commercial Hot Food Holding Cabinets
Commercial | Com ¦ Solar Water Preheat (Pools/DHW) | 2021 | SC B | MW | After Competition Groups | 0.0051414 | 0 | 0 | 276.006 | 1.8628e-05 | 61 | Commercial_2021_SC B_MW_After Competition Groups_61 | Solar Water Preheat (Pools/DHW) | 0.001863% | 0 | 0.0051414 | Commercial_2021_SC B_MW_After Competition Groups_Solar Water Preheat (Pools/DHW)
Commercial | Com ¦ High Efficiency Chiller (avg of water and air cooled) | 2021 | SC B | MW | After Competition Groups | 0.0041719 | 0 | 0 | 276.006 | 1.5115e-05 | 62 | Commercial_2021_SC B_MW_After Competition Groups_62 | High Efficiency Chiller (avg of water and air cooled) | 0.001512% | 0 | 0.0041719 | Commercial_2021_SC B_MW_After Competition Groups_High Efficiency Chiller (avg of water and air cooled)
Commercial | Com ¦ VSD Air Compressor | 2021 | SC B | MW | After Competition Groups | 0.0035643 | 0 | 0 | 276.006 | 1.2914e-05 | 63 | Commercial_2021_SC B_MW_After Competition Groups_63 | VSD Air Compressor | 0.001291% | 0 | 0.0035643 | Commercial_2021_SC B_MW_After Competition Groups_VSD Air Compressor
Commercial | Com ¦ Energy Recovery Ventilation and Ventilation (Enhanced) | 2021 | SC B | MW | After Competition Groups | 0.0015915 | 0 | 0 | 276.006 | 5.7663e-06 | 64 | Commercial_2021_SC B_MW_After Competition Groups_64 | Energy Recovery Ventilation and Ventilation (Enhanced) | 0.0005766% | 0 | 0.0015915 | Commercial_2021_SC B_MW_After Competition Groups_Energy Recovery Ventilation and Ventilation (Enhanced)
Commercial | Com ¦ Room AC (w/ louvered sides) 14 SEER from 12 SEER code | 2021 | SC B | MW | After Competition Groups | 0.0014349 | 0 | 0 | 276.006 | 5.1987e-06 | 65 | Commercial_2021_SC B_MW_After Competition Groups_65 | Room AC (w/ louvered sides) 14 SEER from 12 SEER code | 0.0005199% | 0 | 0.0014349 | Commercial_2021_SC B_MW_After Competition Groups_Room AC (w/ louvered sides) 14 SEER from 12 SEER code
Commercial | Com ¦ Air Curtains | 2021 | SC B | MW | After Competition Groups | 0.0011915 | 0 | 0 | 276.006 | 4.317e-06 | 66 | Commercial_2021_SC B_MW_After Competition Groups_66 | Air Curtains | 0.0004317% | 0 | 0.0011915 | Commercial_2021_SC B_MW_After Competition Groups_Air Curtains
Commercial | Com ¦ EC Plug Fan for Data Center (under cabinet) | 2021 | SC B | MW | After Competition Groups | 0.00025266 | 0 | 0 | 276.006 | 9.1543e-07 | 67 | Commercial_2021_SC B_MW_After Competition Groups_67 | EC Plug Fan for Data Center (under cabinet) | 9.154e-05% | 0 | 0.00025266 | Commercial_2021_SC B_MW_After Competition Groups_EC Plug Fan for Data Center (under cabinet)
Commercial | Com ¦ Electric Convection Combination Ovens | 2021 | SC B | MW | After Competition Groups | 6.8985e-05 | 0 | 0 | 276.006 | 2.4994e-07 | 68 | Commercial_2021_SC B_MW_After Competition Groups_68 | Electric Convection Combination Ovens | 2.499e-05% | 0 | 6.8985e-05 | Commercial_2021_SC B_MW_After Competition Groups_Electric Convection Combination Ovens
Commercial | Com ¦ High Efficiency Small Instantaneous Water Heater | 2021 | SC B | MW | After Competition Groups | 2.2162e-06 | 0 | 0 | 276.006 | 8.0295e-09 | 69 | Commercial_2021_SC B_MW_After Competition Groups_69 | High Efficiency Small Instantaneous Water Heater | 8.03e-07% | 0 | 2.2162e-06 | Commercial_2021_SC B_MW_After Competition Groups_High Efficiency Small Instantaneous Water Heater
Commercial | Com ¦ LLLC - Low Impact Application | 2021 | SC B | MW | After Competition Groups | 1.3854e-19 | 0 | 0 | 276.006 | 5.0194e-22 | 70 | Commercial_2021_SC B_MW_After Competition Groups_70 | LLLC - Low Impact Application | 5.019e-20% | 0 | 1.3854e-19 | Commercial_2021_SC B_MW_After Competition Groups_LLLC - Low Impact Application
Commercial | Com ¦ LLLC - High Impact Application | 2021 | SC B | MW | After Competition Groups | 4.4301e-20 | 0 | 0 | 276.006 | 1.6051e-22 | 71 | Commercial_2021_SC B_MW_After Competition Groups_71 | LLLC - High Impact Application | 1.605e-20% | 0 | 4.4301e-20 | Commercial_2021_SC B_MW_After Competition Groups_LLLC - High Impact Application
Commercial | Com ¦ Networked/Connected - High Impact Application | 2021 | SC B | MW | After Competition Groups | 2.6047e-22 | 0 | 0 | 276.006 | 9.4371e-25 | 72 | Commercial_2021_SC B_MW_After Competition Groups_72 | Networked/Connected - High Impact Application | 9.437e-23% | 0 | 2.6047e-22 | Commercial_2021_SC B_MW_After Competition Groups_Networked/Connected - High Impact Application
Commercial | Com ¦ Condensing Make Up Air Unit | 2021 | SC B | MW | After Competition Groups | 0 | 0 | 0 | 276.006 | 0 | 73 | Commercial_2021_SC B_MW_After Competition Groups_73 | Condensing Make Up Air Unit | 0% | 0 | 0 | Commercial_2021_SC B_MW_After Competition Groups_Condensing Make Up Air Unit
Commercial | Com ¦ Door Gasket Freezer/Refrigerator | 2021 | SC B | MW | After Competition Groups | 0 | 0 | 0 | 276.006 | 0 | 74 | Commercial_2021_SC B_MW_After Competition Groups_74 | Door Gasket Freezer/Refrigerator | 0% | 0 | 0 | Commercial_2021_SC B_MW_After Competition Groups_Door Gasket Freezer/Refrigerator
Commercial | Com ¦ Efficient compressor motor | 2021 | SC B | MW | After Competition Groups | 0 | 0 | 0 | 276.006 | 0 | 75 | Commercial_2021_SC B_MW_After Competition Groups_75 | Efficient compressor motor | 0% | 0 | 0 | Commercial_2021_SC B_MW_After Competition Groups_Efficient compressor motor
Commercial | Com ¦ Indoor Daylight Sensors/Photocell Dimming Control | 2021 | SC B | MW | After Competition Groups | 0 | 0 | 0 | 276.006 | 0 | 76 | Commercial_2021_SC B_MW_After Competition Groups_76 | Indoor Daylight Sensors/Photocell Dimming Control | 0% | 0 | 0 | Commercial_2021_SC B_MW_After Competition Groups_Indoor Daylight Sensors/Photocell Dimming Control
Commercial | Com ¦ LED RECESSED DOWNLIGHTS | 2021 | SC B | MW | After Competition Groups | 0 | 0 | 0 | 276.006 | 0 | 77 | Commercial_2021_SC B_MW_After Competition Groups_77 | LED RECESSED DOWNLIGHTS | 0% | 0 | 0 | Commercial_2021_SC B_MW_After Competition Groups_LED RECESSED DOWNLIGHTS
Commercial | Com ¦ Networked/Connected - Low Impact Application | 2021 | SC B | MW | After Competition Groups | 0 | 0 | 0 | 276.006 | 0 | 78 | Commercial_2021_SC B_MW_After Competition Groups_78 | Networked/Connected - Low Impact Application | 0% | 0 | 0 | Commercial_2021_SC B_MW_After Competition Groups_Networked/Connected - Low Impact Application
Commercial | Com ¦ Notched V belts for HVAC Systems | 2021 | SC B | MW | After Competition Groups | 0 | 0 | 0 | 276.006 | 0 | 79 | Commercial_2021_SC B_MW_After Competition Groups_79 | Notched V belts for HVAC Systems | 0% | 0 | 0 | Commercial_2021_SC B_MW_After Competition Groups_Notched V belts for HVAC Systems
Commercial | Com ¦ Variable Refrigerant Flow Heat Pump | 2021 | SC B | MW | After Competition Groups | 0 | 0 | 0 | 276.006 | 0 | 80 | Commercial_2021_SC B_MW_After Competition Groups_80 | Variable Refrigerant Flow Heat Pump | 0% | 0 | 0 | Commercial_2021_SC B_MW_After Competition Groups_Variable Refrigerant Flow Heat Pump
Commercial | Com ¦ ENERGY STAR LED LAMPS (REFLECTOR LAMPs/MR16/PAR 16) | 2021 | SC C | MW | After Competition Groups | 47.4721 | 0 | 0 | 208.0708 | 0.22815 | 1 | Commercial_2021_SC C_MW_After Competition Groups_1 | ENERGY STAR LED LAMPS (REFLECTOR LAMPs/MR16/PAR 16) | 22.82% | 0 | 47.4721 | Commercial_2021_SC C_MW_After Competition Groups_ENERGY STAR LED LAMPS (REFLECTOR LAMPs/MR16/PAR 16)
Commercial | Com ¦ LED Troffer/Surface/Suspended | 2021 | SC C | MW | After Competition Groups | 18.2089 | 0 | 0 | 208.0708 | 0.087513 | 2 | Commercial_2021_SC C_MW_After Competition Groups_2 | LED Troffer/Surface/Suspended | 8.751% | 0 | 18.2089 | Commercial_2021_SC C_MW_After Competition Groups_LED Troffer/Surface/Suspended
Commercial | Com ¦ LED Replacement Lamp (Tube) | 2021 | SC C | MW | After Competition Groups | 18.1641 | 0 | 0 | 208.0708 | 0.087297 | 3 | Commercial_2021_SC C_MW_After Competition Groups_3 | LED Replacement Lamp (Tube) | 8.73% | 0 | 18.1641 | Commercial_2021_SC C_MW_After Competition Groups_LED Replacement Lamp (Tube)
Commercial | Com ¦ LED Low/High Bay | 2021 | SC C | MW | After Competition Groups | 17.8907 | 0 | 0 | 208.0708 | 0.085984 | 4 | Commercial_2021_SC C_MW_After Competition Groups_4 | LED Low/High Bay | 8.598% | 0 | 17.8907 | Commercial_2021_SC C_MW_After Competition Groups_LED Low/High Bay
Commercial | Com ¦ High Efficiency Air Source Heat Pump | 2021 | SC C | MW | After Competition Groups | 12.9594 | 0 | 0 | 208.0708 | 0.062283 | 5 | Commercial_2021_SC C_MW_After Competition Groups_5 | High Efficiency Air Source Heat Pump | 6.228% | 0 | 12.9594 | Commercial_2021_SC C_MW_After Competition Groups_High Efficiency Air Source Heat Pump
Commercial | Com ¦ Building Recommissioning, Operations and Maintenance (O&M) Improvements | 2021 | SC C | MW | After Competition Groups | 8.8468 | 0 | 0 | 208.0708 | 0.042518 | 6 | Commercial_2021_SC C_MW_After Competition Groups_6 | Building Recommissioning, Operations and Maintenance (O&M) Improvements | 4.252% | 0 | 8.8468 | Commercial_2021_SC C_MW_After Competition Groups_Building Recommissioning, Operations and Maintenance (O&M) Improvements
Commercial | Com ¦ Data Center Storage/Server Virtualization | 2021 | SC C | MW | After Competition Groups | 8.8285 | 0 | 0 | 208.0708 | 0.04243 | 7 | Commercial_2021_SC C_MW_After Competition Groups_7 | Data Center Storage/Server Virtualization | 4.243% | 0 | 8.8285 | Commercial_2021_SC C_MW_After Competition Groups_Data Center Storage/Server Virtualization
Commercial | Com ¦ ENERGY STAR LED LAMPS (General Service Lamps) | 2021 | SC C | MW | After Competition Groups | 8.2848 | 0 | 0 | 208.0708 | 0.039817 | 8 | Commercial_2021_SC C_MW_After Competition Groups_8 | ENERGY STAR LED LAMPS (General Service Lamps) | 3.982% | 0 | 8.2848 | Commercial_2021_SC C_MW_After Competition Groups_ENERGY STAR LED LAMPS (General Service Lamps)
Commercial | Com ¦ Education and Capacity Building/Energy Behavior | 2021 | SC C | MW | After Competition Groups | 8.0158 | 0 | 0 | 208.0708 | 0.038524 | 9 | Commercial_2021_SC C_MW_After Competition Groups_9 | Education and Capacity Building/Energy Behavior | 3.852% | 0 | 8.0158 | Commercial_2021_SC C_MW_After Competition Groups_Education and Capacity Building/Energy Behavior
Commercial | Com ¦ LED or Equivalent Sign Lighting | 2021 | SC C | MW | After Competition Groups | 7.4937 | 0 | 0 | 208.0708 | 0.036015 | 10 | Commercial_2021_SC C_MW_After Competition Groups_10 | LED or Equivalent Sign Lighting | 3.602% | 0 | 7.4937 | Commercial_2021_SC C_MW_After Competition Groups_LED or Equivalent Sign Lighting
Commercial | Com ¦ Advanced BAS/Controllers | 2021 | SC C | MW | After Competition Groups | 5.8526 | 0 | 0 | 208.0708 | 0.028128 | 11 | Commercial_2021_SC C_MW_After Competition Groups_11 | Advanced BAS/Controllers | 2.813% | 0 | 5.8526 | Commercial_2021_SC C_MW_After Competition Groups_Advanced BAS/Controllers
Commercial | Com ¦ Reach-in Shaded Pole to ECM/PSC Evaporator Fan Motor | 2021 | SC C | MW | After Competition Groups | 4.9877 | 0 | 0 | 208.0708 | 0.023971 | 12 | Commercial_2021_SC C_MW_After Competition Groups_12 | Reach-in Shaded Pole to ECM/PSC Evaporator Fan Motor | 2.397% | 0 | 4.9877 | Commercial_2021_SC C_MW_After Competition Groups_Reach-in Shaded Pole to ECM/PSC Evaporator Fan Motor
Commercial | Com ¦ Unitary Air-Conditioning Unit | 2021 | SC C | MW | After Competition Groups | 4.2115 | 0 | 0 | 208.0708 | 0.020241 | 13 | Commercial_2021_SC C_MW_After Competition Groups_13 | Unitary Air-Conditioning Unit | 2.024% | 0 | 4.2115 | Commercial_2021_SC C_MW_After Competition Groups_Unitary Air-Conditioning Unit
Commercial | Com ¦ Adaptive Thermostats | 2021 | SC C | MW | After Competition Groups | 3.7449 | 0 | 0 | 208.0708 | 0.017998 | 14 | Commercial_2021_SC C_MW_After Competition Groups_14 | Adaptive Thermostats | 1.8% | 0 | 3.7449 | Commercial_2021_SC C_MW_After Competition Groups_Adaptive Thermostats
Commercial | Com ¦ Strip Curtains | 2021 | SC C | MW | After Competition Groups | 3.432 | 0 | 0 | 208.0708 | 0.016495 | 15 | Commercial_2021_SC C_MW_After Competition Groups_15 | Strip Curtains | 1.649% | 0 | 3.432 | Commercial_2021_SC C_MW_After Competition Groups_Strip Curtains
Commercial | Com ¦ Chilled Water Optimization | 2021 | SC C | MW | After Competition Groups | 3.1953 | 0 | 0 | 208.0708 | 0.015357 | 16 | Commercial_2021_SC C_MW_After Competition Groups_16 | Chilled Water Optimization | 1.536% | 0 | 3.1953 | Commercial_2021_SC C_MW_After Competition Groups_Chilled Water Optimization
Commercial | Com ¦ Furnace Tune-Up | 2021 | SC C | MW | After Competition Groups | 2.376 | 0 | 0 | 208.0708 | 0.011419 | 17 | Commercial_2021_SC C_MW_After Competition Groups_17 | Furnace Tune-Up | 1.142% | 0 | 2.376 | Commercial_2021_SC C_MW_After Competition Groups_Furnace Tune-Up
Commercial | Com ¦ LED parking lot fixture | 2021 | SC C | MW | After Competition Groups | 2.0729 | 0 | 0 | 208.0708 | 0.0099624 | 18 | Commercial_2021_SC C_MW_After Competition Groups_18 | LED parking lot fixture | 0.9962% | 0 | 2.0729 | Commercial_2021_SC C_MW_After Competition Groups_LED parking lot fixture
Commercial | Com ¦ LED EXTERIOR AREA LIGHTS - LED fixture (200W) | 2021 | SC C | MW | After Competition Groups | 2.0512 | 0 | 0 | 208.0708 | 0.009858 | 19 | Commercial_2021_SC C_MW_After Competition Groups_19 | LED EXTERIOR AREA LIGHTS - LED fixture (200W) | 0.9858% | 0 | 2.0512 | Commercial_2021_SC C_MW_After Competition Groups_LED EXTERIOR AREA LIGHTS - LED fixture (200W)
Commercial | Com ¦ Centrally controlled desktop PC/NETWORK PC POWER MANAGEMENT SOFTWARE | 2021 | SC C | MW | After Competition Groups | 1.9318 | 0 | 0 | 208.0708 | 0.0092844 | 20 | Commercial_2021_SC C_MW_After Competition Groups_20 | Centrally controlled desktop PC/NETWORK PC POWER MANAGEMENT SOFTWARE | 0.9284% | 0 | 1.9318 | Commercial_2021_SC C_MW_After Competition Groups_Centrally controlled desktop PC/NETWORK PC POWER MANAGEMENT SOFTWARE
Commercial | Com ¦ Demand Control Ventilation | 2021 | SC C | MW | After Competition Groups | 1.7472 | 0 | 0 | 208.0708 | 0.0083972 | 21 | Commercial_2021_SC C_MW_After Competition Groups_21 | Demand Control Ventilation | 0.8397% | 0 | 1.7472 | Commercial_2021_SC C_MW_After Competition Groups_Demand Control Ventilation
Commercial | Com ¦ Refrigerated Display Case LED | 2021 | SC C | MW | After Competition Groups | 1.6782 | 0 | 0 | 208.0708 | 0.0080657 | 22 | Commercial_2021_SC C_MW_After Competition Groups_22 | Refrigerated Display Case LED | 0.8066% | 0 | 1.6782 | Commercial_2021_SC C_MW_After Competition Groups_Refrigerated Display Case LED
Commercial | Com ¦ Variable Frequency Drive (VFD) | 2021 | SC C | MW | After Competition Groups | 1.671 | 0 | 0 | 208.0708 | 0.008031 | 23 | Commercial_2021_SC C_MW_After Competition Groups_23 | Variable Frequency Drive (VFD) | 0.8031% | 0 | 1.671 | Commercial_2021_SC C_MW_After Competition Groups_Variable Frequency Drive (VFD)
Commercial | Com ¦ VFD on Pumps | 2021 | SC C | MW | After Competition Groups | 1.5609 | 0 | 0 | 208.0708 | 0.0075019 | 24 | Commercial_2021_SC C_MW_After Competition Groups_24 | VFD on Pumps | 0.7502% | 0 | 1.5609 | Commercial_2021_SC C_MW_After Competition Groups_VFD on Pumps
Commercial | Com ¦ LED street light fixture | 2021 | SC C | MW | After Competition Groups | 1.1266 | 0 | 0 | 208.0708 | 0.0054144 | 25 | Commercial_2021_SC C_MW_After Competition Groups_25 | LED street light fixture | 0.5414% | 0 | 1.1266 | Commercial_2021_SC C_MW_After Competition Groups_LED street light fixture
Commercial | Com ¦ ENERGY STAR Griddle (74% eff) | 2021 | SC C | MW | After Competition Groups | 1.0321 | 0 | 0 | 208.0708 | 0.0049603 | 26 | Commercial_2021_SC C_MW_After Competition Groups_26 | ENERGY STAR Griddle (74% eff) | 0.496% | 0 | 1.0321 | Commercial_2021_SC C_MW_After Competition Groups_ENERGY STAR Griddle (74% eff)
Commercial | Com ¦ Air Handler with Dedicated Outdoor Air Systems | 2021 | SC C | MW | After Competition Groups | 0.96089 | 0 | 0 | 208.0708 | 0.0046181 | 27 | Commercial_2021_SC C_MW_After Competition Groups_27 | Air Handler with Dedicated Outdoor Air Systems | 0.4618% | 0 | 0.96089 | Commercial_2021_SC C_MW_After Competition Groups_Air Handler with Dedicated Outdoor Air Systems
Commercial | Com ¦ ECM MOTORS FOR EVAPORATOR FANS for refrigeration (WALK-IN) | 2021 | SC C | MW | After Competition Groups | 0.85747 | 0 | 0 | 208.0708 | 0.004121 | 28 | Commercial_2021_SC C_MW_After Competition Groups_28 | ECM MOTORS FOR EVAPORATOR FANS for refrigeration (WALK-IN) | 0.4121% | 0 | 0.85747 | Commercial_2021_SC C_MW_After Competition Groups_ECM MOTORS FOR EVAPORATOR FANS for refrigeration (WALK-IN)
Commercial | Com ¦ Refrigerated Display Case Doors | 2021 | SC C | MW | After Competition Groups | 0.84029 | 0 | 0 | 208.0708 | 0.0040385 | 29 | Commercial_2021_SC C_MW_After Competition Groups_29 | Refrigerated Display Case Doors | 0.4038% | 0 | 0.84029 | Commercial_2021_SC C_MW_After Competition Groups_Refrigerated Display Case Doors
Commercial | Com ¦ Freezer Case Light Sensor | 2021 | SC C | MW | After Competition Groups | 0.73989 | 0 | 0 | 208.0708 | 0.0035559 | 30 | Commercial_2021_SC C_MW_After Competition Groups_30 | Freezer Case Light Sensor | 0.3556% | 0 | 0.73989 | Commercial_2021_SC C_MW_After Competition Groups_Freezer Case Light Sensor
Commercial | Com ¦ Evaporator Fan Controls | 2021 | SC C | MW | After Competition Groups | 0.72083 | 0 | 0 | 208.0708 | 0.0034644 | 31 | Commercial_2021_SC C_MW_After Competition Groups_31 | Evaporator Fan Controls | 0.3464% | 0 | 0.72083 | Commercial_2021_SC C_MW_After Competition Groups_Evaporator Fan Controls
Commercial | Com ¦ Occupancy Sensors | 2021 | SC C | MW | After Competition Groups | 0.62898 | 0 | 0 | 208.0708 | 0.0030229 | 32 | Commercial_2021_SC C_MW_After Competition Groups_32 | Occupancy Sensors | 0.3023% | 0 | 0.62898 | Commercial_2021_SC C_MW_After Competition Groups_Occupancy Sensors
Commercial | Com ¦ Demand Control Kitchen Ventilation | 2021 | SC C | MW | After Competition Groups | 0.61135 | 0 | 0 | 208.0708 | 0.0029382 | 33 | Commercial_2021_SC C_MW_After Competition Groups_33 | Demand Control Kitchen Ventilation | 0.2938% | 0 | 0.61135 | Commercial_2021_SC C_MW_After Competition Groups_Demand Control Kitchen Ventilation
Commercial | Com ¦ Duct Insulation, R8 | 2021 | SC C | MW | After Competition Groups | 0.44037 | 0 | 0 | 208.0708 | 0.0021165 | 34 | Commercial_2021_SC C_MW_After Competition Groups_34 | Duct Insulation, R8 | 0.2116% | 0 | 0.44037 | Commercial_2021_SC C_MW_After Competition Groups_Duct Insulation, R8
Commercial | Com ¦ Water Source Heat Pump (4 ton) | 2021 | SC C | MW | After Competition Groups | 0.34948 | 0 | 0 | 208.0708 | 0.0016796 | 35 | Commercial_2021_SC C_MW_After Competition Groups_35 | Water Source Heat Pump (4 ton) | 0.168% | 0 | 0.34948 | Commercial_2021_SC C_MW_After Competition Groups_Water Source Heat Pump (4 ton)
Commercial | Com ¦ Thermostat Setback | 2021 | SC C | MW | After Competition Groups | 0.31036 | 0 | 0 | 208.0708 | 0.0014916 | 36 | Commercial_2021_SC C_MW_After Competition Groups_36 | Thermostat Setback | 0.1492% | 0 | 0.31036 | Commercial_2021_SC C_MW_After Competition Groups_Thermostat Setback
Commercial | Com ¦ ENERGY STAR Fryer (84% eff) | 2021 | SC C | MW | After Competition Groups | 0.29601 | 0 | 0 | 208.0708 | 0.0014227 | 37 | Commercial_2021_SC C_MW_After Competition Groups_37 | ENERGY STAR Fryer (84% eff) | 0.1423% | 0 | 0.29601 | Commercial_2021_SC C_MW_After Competition Groups_ENERGY STAR Fryer (84% eff)
Commercial | Com ¦ Temperature Adjustment in Commercial Freezers | 2021 | SC C | MW | After Competition Groups | 0.26377 | 0 | 0 | 208.0708 | 0.0012677 | 38 | Commercial_2021_SC C_MW_After Competition Groups_38 | Temperature Adjustment in Commercial Freezers | 0.1268% | 0 | 0.26377 | Commercial_2021_SC C_MW_After Competition Groups_Temperature Adjustment in Commercial Freezers
Commercial | Com ¦ Elec Storage WH 2.30 Et | 2021 | SC C | MW | After Competition Groups | 0.24025 | 0 | 0 | 208.0708 | 0.0011547 | 39 | Commercial_2021_SC C_MW_After Competition Groups_39 | Elec Storage WH 2.30 Et | 0.1155% | 0 | 0.24025 | Commercial_2021_SC C_MW_After Competition Groups_Elec Storage WH 2.30 Et
Commercial | Com ¦ Vertical Night Covers | 2021 | SC C | MW | After Competition Groups | 0.21793 | 0 | 0 | 208.0708 | 0.0010474 | 40 | Commercial_2021_SC C_MW_After Competition Groups_40 | Vertical Night Covers | 0.1047% | 0 | 0.21793 | Commercial_2021_SC C_MW_After Competition Groups_Vertical Night Covers
Commercial | Com ¦ CO Sensors for parking garage exhaust fans | 2021 | SC C | MW | After Competition Groups | 0.21668 | 0 | 0 | 208.0708 | 0.0010414 | 41 | Commercial_2021_SC C_MW_After Competition Groups_41 | CO Sensors for parking garage exhaust fans | 0.1041% | 0 | 0.21668 | Commercial_2021_SC C_MW_After Competition Groups_CO Sensors for parking garage exhaust fans
Commercial | Com ¦ Outside Air Economizer | 2021 | SC C | MW | After Competition Groups | 0.20964 | 0 | 0 | 208.0708 | 0.0010075 | 42 | Commercial_2021_SC C_MW_After Competition Groups_42 | Outside Air Economizer | 0.1008% | 0 | 0.20964 | Commercial_2021_SC C_MW_After Competition Groups_Outside Air Economizer
Commercial | Com ¦ BEVERAGE VENDING MACHINE CONTROLS | 2021 | SC C | MW | After Competition Groups | 0.19552 | 0 | 0 | 208.0708 | 0.00093968 | 43 | Commercial_2021_SC C_MW_After Competition Groups_43 | BEVERAGE VENDING MACHINE CONTROLS | 0.09397% | 0 | 0.19552 | Commercial_2021_SC C_MW_After Competition Groups_BEVERAGE VENDING MACHINE CONTROLS
Commercial | Com ¦ ENERGY STAR Steam Cookers | 2021 | SC C | MW | After Competition Groups | 0.18827 | 0 | 0 | 208.0708 | 0.00090484 | 44 | Commercial_2021_SC C_MW_After Competition Groups_44 | ENERGY STAR Steam Cookers | 0.09048% | 0 | 0.18827 | Commercial_2021_SC C_MW_After Competition Groups_ENERGY STAR Steam Cookers
Commercial | Com ¦ Energy Efficient Laboratory Fume Hood | 2021 | SC C | MW | After Competition Groups | 0.18591 | 0 | 0 | 208.0708 | 0.00089347 | 45 | Commercial_2021_SC C_MW_After Competition Groups_45 | Energy Efficient Laboratory Fume Hood | 0.08935% | 0 | 0.18591 | Commercial_2021_SC C_MW_After Competition Groups_Energy Efficient Laboratory Fume Hood
Commercial | Com ¦ Water Heating (DHW) Pipe Insulation (Add 3/4\ Foam)" | 2021 | SC C | MW | After Competition Groups | 0.1672 | 0 | 0 | 208.0708 | 0.00080355 | 46 | Commercial_2021_SC C_MW_After Competition Groups_46 | Water Heating (DHW) Pipe Insulation (Add 3/4\ Foam)" | 0.08036% | 0 | 0.1672 | Commercial_2021_SC C_MW_After Competition Groups_Water Heating (DHW) Pipe Insulation (Add 3/4\ Foam)"
Commercial | Com ¦ ENERGY STAR Dishwasher | 2021 | SC C | MW | After Competition Groups | 0.12917 | 0 | 0 | 208.0708 | 0.00062078 | 47 | Commercial_2021_SC C_MW_After Competition Groups_47 | ENERGY STAR Dishwasher | 0.06208% | 0 | 0.12917 | Commercial_2021_SC C_MW_After Competition Groups_ENERGY STAR Dishwasher
Commercial | Com ¦ Suction Pipe Insulation Freezer/Refrigerator | 2021 | SC C | MW | After Competition Groups | 0.11343 | 0 | 0 | 208.0708 | 0.00054513 | 48 | Commercial_2021_SC C_MW_After Competition Groups_48 | Suction Pipe Insulation Freezer/Refrigerator | 0.05451% | 0 | 0.11343 | Commercial_2021_SC C_MW_After Competition Groups_Suction Pipe Insulation Freezer/Refrigerator
Commercial | Com ¦ LLLC - High Impact Application | 2021 | SC C | MW | After Competition Groups | 0.079344 | 0 | 0 | 208.0708 | 0.00038133 | 49 | Commercial_2021_SC C_MW_After Competition Groups_49 | LLLC - High Impact Application | 0.03813% | 0 | 0.079344 | Commercial_2021_SC C_MW_After Competition Groups_LLLC - High Impact Application
Commercial | Com ¦ Ozone Laundry Treatment | 2021 | SC C | MW | After Competition Groups | 0.05261 | 0 | 0 | 208.0708 | 0.00025285 | 50 | Commercial_2021_SC C_MW_After Competition Groups_50 | Ozone Laundry Treatment | 0.02528% | 0 | 0.05261 | Commercial_2021_SC C_MW_After Competition Groups_Ozone Laundry Treatment
Commercial | Com ¦ LLLC - Low Impact Application | 2021 | SC C | MW | After Competition Groups | 0.046186 | 0 | 0 | 208.0708 | 0.00022197 | 51 | Commercial_2021_SC C_MW_After Competition Groups_51 | LLLC - Low Impact Application | 0.0222% | 0 | 0.046186 | Commercial_2021_SC C_MW_After Competition Groups_LLLC - Low Impact Application
Commercial | Com ¦ HVAC Optimization | 2021 | SC C | MW | After Competition Groups | 0.030612 | 0 | 0 | 208.0708 | 0.00014712 | 52 | Commercial_2021_SC C_MW_After Competition Groups_52 | HVAC Optimization | 0.01471% | 0 | 0.030612 | Commercial_2021_SC C_MW_After Competition Groups_HVAC Optimization
Commercial | Com ¦ ECM MOTORS FOR HVAC APPLICATION (FAN-POWERED VAV BOX) | 2021 | SC C | MW | After Competition Groups | 0.025988 | 0 | 0 | 208.0708 | 0.0001249 | 53 | Commercial_2021_SC C_MW_After Competition Groups_53 | ECM MOTORS FOR HVAC APPLICATION (FAN-POWERED VAV BOX) | 0.01249% | 0 | 0.025988 | Commercial_2021_SC C_MW_After Competition Groups_ECM MOTORS FOR HVAC APPLICATION (FAN-POWERED VAV BOX)
Commercial | Com ¦ CEE Tier 2/Energy Star Clothes Washers | 2021 | SC C | MW | After Competition Groups | 0.025233 | 0 | 0 | 208.0708 | 0.00012127 | 54 | Commercial_2021_SC C_MW_After Competition Groups_54 | CEE Tier 2/Energy Star Clothes Washers | 0.01213% | 0 | 0.025233 | Commercial_2021_SC C_MW_After Competition Groups_CEE Tier 2/Energy Star Clothes Washers
Commercial | COM ¦ Ductless Mini-Split Heat Pumps | 2021 | SC C | MW | After Competition Groups | 0.019992 | 0 | 0 | 208.0708 | 9.6083e-05 | 55 | Commercial_2021_SC C_MW_After Competition Groups_55 | Ductless Mini-Split Heat Pumps | 0.009608% | 0 | 0.019992 | Commercial_2021_SC C_MW_After Competition Groups_Ductless Mini-Split Heat Pumps
Commercial | Com ¦ Low Flow Pre-Rinse Spray Nozzle | 2021 | SC C | MW | After Competition Groups | 0.015218 | 0 | 0 | 208.0708 | 7.3139e-05 | 56 | Commercial_2021_SC C_MW_After Competition Groups_56 | Low Flow Pre-Rinse Spray Nozzle | 0.007314% | 0 | 0.015218 | Commercial_2021_SC C_MW_After Competition Groups_Low Flow Pre-Rinse Spray Nozzle
Commercial | Com ¦ Auto Off Time Switch or Time Clock control | 2021 | SC C | MW | After Competition Groups | 0.011713 | 0 | 0 | 208.0708 | 5.6295e-05 | 57 | Commercial_2021_SC C_MW_After Competition Groups_57 | Auto Off Time Switch or Time Clock control | 0.00563% | 0 | 0.011713 | Commercial_2021_SC C_MW_After Competition Groups_Auto Off Time Switch or Time Clock control
Commercial | Com ¦ Demand controlled Circulating Systems | 2021 | SC C | MW | After Competition Groups | 0.011276 | 0 | 0 | 208.0708 | 5.4191e-05 | 58 | Commercial_2021_SC C_MW_After Competition Groups_58 | Demand controlled Circulating Systems | 0.005419% | 0 | 0.011276 | Commercial_2021_SC C_MW_After Competition Groups_Demand controlled Circulating Systems
Commercial | Com ¦ Commercial Hot Food Holding Cabinets | 2021 | SC C | MW | After Competition Groups | 0.0055467 | 0 | 0 | 208.0708 | 2.6658e-05 | 59 | Commercial_2021_SC C_MW_After Competition Groups_59 | Commercial Hot Food Holding Cabinets | 0.002666% | 0 | 0.0055467 | Commercial_2021_SC C_MW_After Competition Groups_Commercial Hot Food Holding Cabinets
Commercial | Com ¦ PTAC (12 EER/10,000 BTU) | 2021 | SC C | MW | After Competition Groups | 0.0052388 | 0 | 0 | 208.0708 | 2.5178e-05 | 60 | Commercial_2021_SC C_MW_After Competition Groups_60 | PTAC (12 EER/10,000 BTU) | 0.002518% | 0 | 0.0052388 | Commercial_2021_SC C_MW_After Competition Groups_PTAC (12 EER/10,000 BTU)
Commercial | Com ¦ High Efficiency Chiller (avg of water and air cooled) | 2021 | SC C | MW | After Competition Groups | 0.0041722 | 0 | 0 | 208.0708 | 2.0052e-05 | 61 | Commercial_2021_SC C_MW_After Competition Groups_61 | High Efficiency Chiller (avg of water and air cooled) | 0.002005% | 0 | 0.0041722 | Commercial_2021_SC C_MW_After Competition Groups_High Efficiency Chiller (avg of water and air cooled)
Commercial | Com ¦ Wall Insulation | 2021 | SC C | MW | After Competition Groups | 0.0038837 | 0 | 0 | 208.0708 | 1.8665e-05 | 62 | Commercial_2021_SC C_MW_After Competition Groups_62 | Wall Insulation | 0.001867% | 0 | 0.0038837 | Commercial_2021_SC C_MW_After Competition Groups_Wall Insulation
Commercial | Com ¦ Condensing Unit Heaters or other Efficient Unit Heating System | 2021 | SC C | MW | After Competition Groups | 0.0037586 | 0 | 0 | 208.0708 | 1.8064e-05 | 63 | Commercial_2021_SC C_MW_After Competition Groups_63 | Condensing Unit Heaters or other Efficient Unit Heating System | 0.001806% | 0 | 0.0037586 | Commercial_2021_SC C_MW_After Competition Groups_Condensing Unit Heaters or other Efficient Unit Heating System
Commercial | Com ¦ VSD Air Compressor | 2021 | SC C | MW | After Competition Groups | 0.003269 | 0 | 0 | 208.0708 | 1.5711e-05 | 64 | Commercial_2021_SC C_MW_After Competition Groups_64 | VSD Air Compressor | 0.001571% | 0 | 0.003269 | Commercial_2021_SC C_MW_After Competition Groups_VSD Air Compressor
Commercial | Com ¦ Air Curtains | 2021 | SC C | MW | After Competition Groups | 0.0031713 | 0 | 0 | 208.0708 | 1.5242e-05 | 65 | Commercial_2021_SC C_MW_After Competition Groups_65 | Air Curtains | 0.001524% | 0 | 0.0031713 | Commercial_2021_SC C_MW_After Competition Groups_Air Curtains
Commercial | Com ¦ Solar Water Preheat (Pools/DHW) | 2021 | SC C | MW | After Competition Groups | 0.0019461 | 0 | 0 | 208.0708 | 9.3529e-06 | 66 | Commercial_2021_SC C_MW_After Competition Groups_66 | Solar Water Preheat (Pools/DHW) | 0.0009353% | 0 | 0.0019461 | Commercial_2021_SC C_MW_After Competition Groups_Solar Water Preheat (Pools/DHW)
Commercial | Com ¦ Room AC (w/ louvered sides) 14 SEER from 12 SEER code | 2021 | SC C | MW | After Competition Groups | 0.00054292 | 0 | 0 | 208.0708 | 2.6093e-06 | 67 | Commercial_2021_SC C_MW_After Competition Groups_67 | Room AC (w/ louvered sides) 14 SEER from 12 SEER code | 0.0002609% | 0 | 0.00054292 | Commercial_2021_SC C_MW_After Competition Groups_Room AC (w/ louvered sides) 14 SEER from 12 SEER code
Commercial | Com ¦ Energy Recovery Ventilation and Ventilation (Enhanced) | 2021 | SC C | MW | After Competition Groups | 0.00036796 | 0 | 0 | 208.0708 | 1.7684e-06 | 68 | Commercial_2021_SC C_MW_After Competition Groups_68 | Energy Recovery Ventilation and Ventilation (Enhanced) | 0.0001768% | 0 | 0.00036796 | Commercial_2021_SC C_MW_After Competition Groups_Energy Recovery Ventilation and Ventilation (Enhanced)
Commercial | Com ¦ EC Plug Fan for Data Center (under cabinet) | 2021 | SC C | MW | After Competition Groups | 0.00022574 | 0 | 0 | 208.0708 | 1.0849e-06 | 69 | Commercial_2021_SC C_MW_After Competition Groups_69 | EC Plug Fan for Data Center (under cabinet) | 0.0001085% | 0 | 0.00022574 | Commercial_2021_SC C_MW_After Competition Groups_EC Plug Fan for Data Center (under cabinet)
Commercial | Com ¦ Networked/Connected - High Impact Application | 2021 | SC C | MW | After Competition Groups | 0.00018706 | 0 | 0 | 208.0708 | 8.99e-07 | 70 | Commercial_2021_SC C_MW_After Competition Groups_70 | Networked/Connected - High Impact Application | 8.99e-05% | 0 | 0.00018706 | Commercial_2021_SC C_MW_After Competition Groups_Networked/Connected - High Impact Application
Commercial | Com ¦ Electric Convection Combination Ovens | 2021 | SC C | MW | After Competition Groups | 6.5734e-05 | 0 | 0 | 208.0708 | 3.1592e-07 | 71 | Commercial_2021_SC C_MW_After Competition Groups_71 | Electric Convection Combination Ovens | 3.159e-05% | 0 | 6.5734e-05 | Commercial_2021_SC C_MW_After Competition Groups_Electric Convection Combination Ovens
Commercial | Com ¦ High Efficiency Small Instantaneous Water Heater | 2021 | SC C | MW | After Competition Groups | 2.2161e-06 | 0 | 0 | 208.0708 | 1.0651e-08 | 72 | Commercial_2021_SC C_MW_After Competition Groups_72 | High Efficiency Small Instantaneous Water Heater | 1.065e-06% | 0 | 2.2161e-06 | Commercial_2021_SC C_MW_After Competition Groups_High Efficiency Small Instantaneous Water Heater
Commercial | Com ¦ Condensing Make Up Air Unit | 2021 | SC C | MW | After Competition Groups | 0 | 0 | 0 | 208.0708 | 0 | 73 | Commercial_2021_SC C_MW_After Competition Groups_73 | Condensing Make Up Air Unit | 0% | 0 | 0 | Commercial_2021_SC C_MW_After Competition Groups_Condensing Make Up Air Unit
Commercial | Com ¦ Door Gasket Freezer/Refrigerator | 2021 | SC C | MW | After Competition Groups | 0 | 0 | 0 | 208.0708 | 0 | 74 | Commercial_2021_SC C_MW_After Competition Groups_74 | Door Gasket Freezer/Refrigerator | 0% | 0 | 0 | Commercial_2021_SC C_MW_After Competition Groups_Door Gasket Freezer/Refrigerator
Commercial | Com ¦ Efficient compressor motor | 2021 | SC C | MW | After Competition Groups | 0 | 0 | 0 | 208.0708 | 0 | 75 | Commercial_2021_SC C_MW_After Competition Groups_75 | Efficient compressor motor | 0% | 0 | 0 | Commercial_2021_SC C_MW_After Competition Groups_Efficient compressor motor
Commercial | Com ¦ Indoor Daylight Sensors/Photocell Dimming Control | 2021 | SC C | MW | After Competition Groups | 0 | 0 | 0 | 208.0708 | 0 | 76 | Commercial_2021_SC C_MW_After Competition Groups_76 | Indoor Daylight Sensors/Photocell Dimming Control | 0% | 0 | 0 | Commercial_2021_SC C_MW_After Competition Groups_Indoor Daylight Sensors/Photocell Dimming Control
Commercial | Com ¦ LED RECESSED DOWNLIGHTS | 2021 | SC C | MW | After Competition Groups | 0 | 0 | 0 | 208.0708 | 0 | 77 | Commercial_2021_SC C_MW_After Competition Groups_77 | LED RECESSED DOWNLIGHTS | 0% | 0 | 0 | Commercial_2021_SC C_MW_After Competition Groups_LED RECESSED DOWNLIGHTS
Commercial | Com ¦ Networked/Connected - Low Impact Application | 2021 | SC C | MW | After Competition Groups | 0 | 0 | 0 | 208.0708 | 0 | 78 | Commercial_2021_SC C_MW_After Competition Groups_78 | Networked/Connected - Low Impact Application | 0% | 0 | 0 | Commercial_2021_SC C_MW_After Competition Groups_Networked/Connected - Low Impact Application
Commercial | Com ¦ Notched V belts for HVAC Systems | 2021 | SC C | MW | After Competition Groups | 0 | 0 | 0 | 208.0708 | 0 | 79 | Commercial_2021_SC C_MW_After Competition Groups_79 | Notched V belts for HVAC Systems | 0% | 0 | 0 | Commercial_2021_SC C_MW_After Competition Groups_Notched V belts for HVAC Systems
Commercial | Com ¦ Variable Refrigerant Flow Heat Pump | 2021 | SC C | MW | After Competition Groups | 0 | 0 | 0 | 208.0708 | 0 | 80 | Commercial_2021_SC C_MW_After Competition Groups_80 | Variable Refrigerant Flow Heat Pump | 0% | 0 | 0 | Commercial_2021_SC C_MW_After Competition Groups_Variable Refrigerant Flow Heat Pump
Commercial | Com ¦ ENERGY STAR LED LAMPS (REFLECTOR LAMPs/MR16/PAR 16) | 2021 | SC D | MW | After Competition Groups | 47.4709 | 7605184.6305 | 7.6052 | 197.5389 | 0.24031 | 1 | Commercial_2021_SC D_MW_After Competition Groups_1 | ENERGY STAR LED LAMPS (REFLECTOR LAMPs/MR16/PAR 16) | 24.03% | 7.6052 | 47.4709 | Commercial_2021_SC D_MW_After Competition Groups_ENERGY STAR LED LAMPS (REFLECTOR LAMPs/MR16/PAR 16)
Commercial | Com ¦ LED Replacement Lamp (Tube) | 2021 | SC D | MW | After Competition Groups | 18.1641 | 0 | 0 | 197.5389 | 0.091952 | 2 | Commercial_2021_SC D_MW_After Competition Groups_2 | LED Replacement Lamp (Tube) | 9.195% | 0 | 18.1641 | Commercial_2021_SC D_MW_After Competition Groups_LED Replacement Lamp (Tube)
Commercial | Com ¦ LED Low/High Bay | 2021 | SC D | MW | After Competition Groups | 15.6342 | 14948007.3911 | 14.948 | 197.5389 | 0.079145 | 3 | Commercial_2021_SC D_MW_After Competition Groups_3 | LED Low/High Bay | 7.915% | 14.948 | 15.6342 | Commercial_2021_SC D_MW_After Competition Groups_LED Low/High Bay
Commercial | Com ¦ LED Troffer/Surface/Suspended | 2021 | SC D | MW | After Competition Groups | 14.223 | 18359670.7456 | 18.3597 | 197.5389 | 0.072001 | 4 | Commercial_2021_SC D_MW_After Competition Groups_4 | LED Troffer/Surface/Suspended | 7.2% | 18.3597 | 14.223 | Commercial_2021_SC D_MW_After Competition Groups_LED Troffer/Surface/Suspended
Commercial | Com ¦ High Efficiency Air Source Heat Pump | 2021 | SC D | MW | After Competition Groups | 12.9594 | 910560.1346 | 0.91056 | 197.5389 | 0.065604 | 5 | Commercial_2021_SC D_MW_After Competition Groups_5 | High Efficiency Air Source Heat Pump | 6.56% | 0.91056 | 12.9594 | Commercial_2021_SC D_MW_After Competition Groups_High Efficiency Air Source Heat Pump
Commercial | Com ¦ Building Recommissioning, Operations and Maintenance (O&M) Improvements | 2021 | SC D | MW | After Competition Groups | 8.829 | 2531098.5941 | 2.5311 | 197.5389 | 0.044695 | 6 | Commercial_2021_SC D_MW_After Competition Groups_6 | Building Recommissioning, Operations and Maintenance (O&M) Improvements | 4.469% | 2.5311 | 8.829 | Commercial_2021_SC D_MW_After Competition Groups_Building Recommissioning, Operations and Maintenance (O&M) Improvements
Commercial | Com ¦ Data Center Storage/Server Virtualization | 2021 | SC D | MW | After Competition Groups | 8.8285 | 0 | 0 | 197.5389 | 0.044692 | 7 | Commercial_2021_SC D_MW_After Competition Groups_7 | Data Center Storage/Server Virtualization | 4.469% | 0 | 8.8285 | Commercial_2021_SC D_MW_After Competition Groups_Data Center Storage/Server Virtualization
Commercial | Com ¦ ENERGY STAR LED LAMPS (General Service Lamps) | 2021 | SC D | MW | After Competition Groups | 8.2846 | 858883.7099 | 0.85888 | 197.5389 | 0.041939 | 8 | Commercial_2021_SC D_MW_After Competition Groups_8 | ENERGY STAR LED LAMPS (General Service Lamps) | 4.194% | 0.85888 | 8.2846 | Commercial_2021_SC D_MW_After Competition Groups_ENERGY STAR LED LAMPS (General Service Lamps)
Commercial | Com ¦ Education and Capacity Building/Energy Behavior | 2021 | SC D | MW | After Competition Groups | 8.0158 | 2499492.3836 | 2.4995 | 197.5389 | 0.040578 | 9 | Commercial_2021_SC D_MW_After Competition Groups_9 | Education and Capacity Building/Energy Behavior | 4.058% | 2.4995 | 8.0158 | Commercial_2021_SC D_MW_After Competition Groups_Education and Capacity Building/Energy Behavior
Commercial | Com ¦ Advanced BAS/Controllers | 2021 | SC D | MW | After Competition Groups | 6.1506 | 2587243.3224 | 2.5872 | 197.5389 | 0.031136 | 10 | Commercial_2021_SC D_MW_After Competition Groups_10 | Advanced BAS/Controllers | 3.114% | 2.5872 | 6.1506 | Commercial_2021_SC D_MW_After Competition Groups_Advanced BAS/Controllers
Commercial | Com ¦ LED or Equivalent Sign Lighting | 2021 | SC D | MW | After Competition Groups | 5.6191 | 2259481.9723 | 2.2595 | 197.5389 | 0.028445 | 11 | Commercial_2021_SC D_MW_After Competition Groups_11 | LED or Equivalent Sign Lighting | 2.845% | 2.2595 | 5.6191 | Commercial_2021_SC D_MW_After Competition Groups_LED or Equivalent Sign Lighting
Commercial | Com ¦ Reach-in Shaded Pole to ECM/PSC Evaporator Fan Motor | 2021 | SC D | MW | After Competition Groups | 4.9877 | 2146988.5923 | 2.147 | 197.5389 | 0.025249 | 12 | Commercial_2021_SC D_MW_After Competition Groups_12 | Reach-in Shaded Pole to ECM/PSC Evaporator Fan Motor | 2.525% | 2.147 | 4.9877 | Commercial_2021_SC D_MW_After Competition Groups_Reach-in Shaded Pole to ECM/PSC Evaporator Fan Motor
Commercial | Com ¦ Unitary Air-Conditioning Unit | 2021 | SC D | MW | After Competition Groups | 3.6639 | 1742148.7637 | 1.7421 | 197.5389 | 0.018548 | 13 | Commercial_2021_SC D_MW_After Competition Groups_13 | Unitary Air-Conditioning Unit | 1.855% | 1.7421 | 3.6639 | Commercial_2021_SC D_MW_After Competition Groups_Unitary Air-Conditioning Unit
Commercial | Com ¦ Adaptive Thermostats | 2021 | SC D | MW | After Competition Groups | 3.596 | 1740952.6074 | 1.741 | 197.5389 | 0.018204 | 14 | Commercial_2021_SC D_MW_After Competition Groups_14 | Adaptive Thermostats | 1.82% | 1.741 | 3.596 | Commercial_2021_SC D_MW_After Competition Groups_Adaptive Thermostats
Commercial | Com ¦ Strip Curtains | 2021 | SC D | MW | After Competition Groups | 3.4308 | 89341.6594 | 0.089342 | 197.5389 | 0.017368 | 15 | Commercial_2021_SC D_MW_After Competition Groups_15 | Strip Curtains | 1.737% | 0.089342 | 3.4308 | Commercial_2021_SC D_MW_After Competition Groups_Strip Curtains
Commercial | Com ¦ Chilled Water Optimization | 2021 | SC D | MW | After Competition Groups | 3.1953 | 1193077.9887 | 1.1931 | 197.5389 | 0.016176 | 16 | Commercial_2021_SC D_MW_After Competition Groups_16 | Chilled Water Optimization | 1.618% | 1.1931 | 3.1953 | Commercial_2021_SC D_MW_After Competition Groups_Chilled Water Optimization
Commercial | Com ¦ Furnace Tune-Up | 2021 | SC D | MW | After Competition Groups | 2.376 | 53434.9031 | 0.053435 | 197.5389 | 0.012028 | 17 | Commercial_2021_SC D_MW_After Competition Groups_17 | Furnace Tune-Up | 1.203% | 0.053435 | 2.376 | Commercial_2021_SC D_MW_After Competition Groups_Furnace Tune-Up
Commercial | Com ¦ LED parking lot fixture | 2021 | SC D | MW | After Competition Groups | 2.0729 | 9554619.4339 | 9.5546 | 197.5389 | 0.010493 | 18 | Commercial_2021_SC D_MW_After Competition Groups_18 | LED parking lot fixture | 1.049% | 9.5546 | 2.0729 | Commercial_2021_SC D_MW_After Competition Groups_LED parking lot fixture
Commercial | Com ¦ LED EXTERIOR AREA LIGHTS - LED fixture (200W) | 2021 | SC D | MW | After Competition Groups | 1.9664 | 672070.8681 | 0.67207 | 197.5389 | 0.0099544 | 19 | Commercial_2021_SC D_MW_After Competition Groups_19 | LED EXTERIOR AREA LIGHTS - LED fixture (200W) | 0.9954% | 0.67207 | 1.9664 | Commercial_2021_SC D_MW_After Competition Groups_LED EXTERIOR AREA LIGHTS - LED fixture (200W)
Commercial | Com ¦ Centrally controlled desktop PC/NETWORK PC POWER MANAGEMENT SOFTWARE | 2021 | SC D | MW | After Competition Groups | 1.9298 | 397802.7728 | 0.3978 | 197.5389 | 0.0097694 | 20 | Commercial_2021_SC D_MW_After Competition Groups_20 | Centrally controlled desktop PC/NETWORK PC POWER MANAGEMENT SOFTWARE | 0.9769% | 0.3978 | 1.9298 | Commercial_2021_SC D_MW_After Competition Groups_Centrally controlled desktop PC/NETWORK PC POWER MANAGEMENT SOFTWARE
Commercial | Com ¦ Variable Frequency Drive (VFD) | 2021 | SC D | MW | After Competition Groups | 1.6294 | 669860.9255 | 0.66986 | 197.5389 | 0.0082483 | 21 | Commercial_2021_SC D_MW_After Competition Groups_21 | Variable Frequency Drive (VFD) | 0.8248% | 0.66986 | 1.6294 | Commercial_2021_SC D_MW_After Competition Groups_Variable Frequency Drive (VFD)
Commercial | Com ¦ Refrigerated Display Case LED | 2021 | SC D | MW | After Competition Groups | 1.5729 | 535020.5374 | 0.53502 | 197.5389 | 0.0079625 | 22 | Commercial_2021_SC D_MW_After Competition Groups_22 | Refrigerated Display Case LED | 0.7963% | 0.53502 | 1.5729 | Commercial_2021_SC D_MW_After Competition Groups_Refrigerated Display Case LED
Commercial | Com ¦ VFD on Pumps | 2021 | SC D | MW | After Competition Groups | 1.514 | 649197.1514 | 0.6492 | 197.5389 | 0.0076641 | 23 | Commercial_2021_SC D_MW_After Competition Groups_23 | VFD on Pumps | 0.7664% | 0.6492 | 1.514 | Commercial_2021_SC D_MW_After Competition Groups_VFD on Pumps
Commercial | Com ¦ Demand Control Ventilation | 2021 | SC D | MW | After Competition Groups | 1.3552 | 459904.3937 | 0.4599 | 197.5389 | 0.0068605 | 24 | Commercial_2021_SC D_MW_After Competition Groups_24 | Demand Control Ventilation | 0.6861% | 0.4599 | 1.3552 | Commercial_2021_SC D_MW_After Competition Groups_Demand Control Ventilation
Commercial | Com ¦ ENERGY STAR Griddle (74% eff) | 2021 | SC D | MW | After Competition Groups | 1.0321 | 212677.1909 | 0.21268 | 197.5389 | 0.0052247 | 25 | Commercial_2021_SC D_MW_After Competition Groups_25 | ENERGY STAR Griddle (74% eff) | 0.5225% | 0.21268 | 1.0321 | Commercial_2021_SC D_MW_After Competition Groups_ENERGY STAR Griddle (74% eff)
Commercial | Com ¦ LED street light fixture | 2021 | SC D | MW | After Competition Groups | 0.86969 | 0 | 0 | 197.5389 | 0.0044026 | 26 | Commercial_2021_SC D_MW_After Competition Groups_26 | LED street light fixture | 0.4403% | 0 | 0.86969 | Commercial_2021_SC D_MW_After Competition Groups_LED street light fixture
Commercial | Com ¦ ECM MOTORS FOR EVAPORATOR FANS for refrigeration (WALK-IN) | 2021 | SC D | MW | After Competition Groups | 0.84924 | 530441.4397 | 0.53044 | 197.5389 | 0.0042991 | 27 | Commercial_2021_SC D_MW_After Competition Groups_27 | ECM MOTORS FOR EVAPORATOR FANS for refrigeration (WALK-IN) | 0.4299% | 0.53044 | 0.84924 | Commercial_2021_SC D_MW_After Competition Groups_ECM MOTORS FOR EVAPORATOR FANS for refrigeration (WALK-IN)
Commercial | Com ¦ Air Handler with Dedicated Outdoor Air Systems | 2021 | SC D | MW | After Competition Groups | 0.73533 | 112698.9083 | 0.1127 | 197.5389 | 0.0037224 | 28 | Commercial_2021_SC D_MW_After Competition Groups_28 | Air Handler with Dedicated Outdoor Air Systems | 0.3722% | 0.1127 | 0.73533 | Commercial_2021_SC D_MW_After Competition Groups_Air Handler with Dedicated Outdoor Air Systems
Commercial | Com ¦ Evaporator Fan Controls | 2021 | SC D | MW | After Competition Groups | 0.72083 | 91091.0786 | 0.091091 | 197.5389 | 0.0036491 | 29 | Commercial_2021_SC D_MW_After Competition Groups_29 | Evaporator Fan Controls | 0.3649% | 0.091091 | 0.72083 | Commercial_2021_SC D_MW_After Competition Groups_Evaporator Fan Controls
Commercial | Com ¦ Occupancy Sensors | 2021 | SC D | MW | After Competition Groups | 0.62898 | 3627.3042 | 0.0036273 | 197.5389 | 0.0031841 | 30 | Commercial_2021_SC D_MW_After Competition Groups_30 | Occupancy Sensors | 0.3184% | 0.0036273 | 0.62898 | Commercial_2021_SC D_MW_After Competition Groups_Occupancy Sensors
Commercial | Com ¦ Refrigerated Display Case Doors | 2021 | SC D | MW | After Competition Groups | 0.59563 | 655303.2445 | 0.6553 | 197.5389 | 0.0030153 | 31 | Commercial_2021_SC D_MW_After Competition Groups_31 | Refrigerated Display Case Doors | 0.3015% | 0.6553 | 0.59563 | Commercial_2021_SC D_MW_After Competition Groups_Refrigerated Display Case Doors
Commercial | Com ¦ Demand Control Kitchen Ventilation | 2021 | SC D | MW | After Competition Groups | 0.56667 | 368099.6055 | 0.3681 | 197.5389 | 0.0028686 | 32 | Commercial_2021_SC D_MW_After Competition Groups_32 | Demand Control Kitchen Ventilation | 0.2869% | 0.3681 | 0.56667 | Commercial_2021_SC D_MW_After Competition Groups_Demand Control Kitchen Ventilation
Commercial | Com ¦ Freezer Case Light Sensor | 2021 | SC D | MW | After Competition Groups | 0.54308 | 349690.0092 | 0.34969 | 197.5389 | 0.0027492 | 33 | Commercial_2021_SC D_MW_After Competition Groups_33 | Freezer Case Light Sensor | 0.2749% | 0.34969 | 0.54308 | Commercial_2021_SC D_MW_After Competition Groups_Freezer Case Light Sensor
Commercial | Com ¦ Duct Insulation, R8 | 2021 | SC D | MW | After Competition Groups | 0.43816 | 174964.4754 | 0.17496 | 197.5389 | 0.0022181 | 34 | Commercial_2021_SC D_MW_After Competition Groups_34 | Duct Insulation, R8 | 0.2218% | 0.17496 | 0.43816 | Commercial_2021_SC D_MW_After Competition Groups_Duct Insulation, R8
Commercial | Com ¦ Thermostat Setback | 2021 | SC D | MW | After Competition Groups | 0.31036 | 0 | 0 | 197.5389 | 0.0015712 | 35 | Commercial_2021_SC D_MW_After Competition Groups_35 | Thermostat Setback | 0.1571% | 0 | 0.31036 | Commercial_2021_SC D_MW_After Competition Groups_Thermostat Setback
Commercial | Com ¦ ENERGY STAR Fryer (84% eff) | 2021 | SC D | MW | After Competition Groups | 0.29386 | 106785.9315 | 0.10679 | 197.5389 | 0.0014876 | 36 | Commercial_2021_SC D_MW_After Competition Groups_36 | ENERGY STAR Fryer (84% eff) | 0.1488% | 0.10679 | 0.29386 | Commercial_2021_SC D_MW_After Competition Groups_ENERGY STAR Fryer (84% eff)
Commercial | Com ¦ Water Source Heat Pump (4 ton) | 2021 | SC D | MW | After Competition Groups | 0.29172 | 151903.8885 | 0.1519 | 197.5389 | 0.0014768 | 37 | Commercial_2021_SC D_MW_After Competition Groups_37 | Water Source Heat Pump (4 ton) | 0.1477% | 0.1519 | 0.29172 | Commercial_2021_SC D_MW_After Competition Groups_Water Source Heat Pump (4 ton)
Commercial | Com ¦ Temperature Adjustment in Commercial Freezers | 2021 | SC D | MW | After Competition Groups | 0.26377 | 0 | 0 | 197.5389 | 0.0013353 | 38 | Commercial_2021_SC D_MW_After Competition Groups_38 | Temperature Adjustment in Commercial Freezers | 0.1335% | 0 | 0.26377 | Commercial_2021_SC D_MW_After Competition Groups_Temperature Adjustment in Commercial Freezers
Commercial | Com ¦ Elec Storage WH 2.30 Et | 2021 | SC D | MW | After Competition Groups | 0.21633 | 153103.5959 | 0.1531 | 197.5389 | 0.0010951 | 39 | Commercial_2021_SC D_MW_After Competition Groups_39 | Elec Storage WH 2.30 Et | 0.1095% | 0.1531 | 0.21633 | Commercial_2021_SC D_MW_After Competition Groups_Elec Storage WH 2.30 Et
Commercial | Com ¦ Outside Air Economizer | 2021 | SC D | MW | After Competition Groups | 0.20964 | 72676.5163 | 0.072677 | 197.5389 | 0.0010613 | 40 | Commercial_2021_SC D_MW_After Competition Groups_40 | Outside Air Economizer | 0.1061% | 0.072677 | 0.20964 | Commercial_2021_SC D_MW_After Competition Groups_Outside Air Economizer
Commercial | Com ¦ Vertical Night Covers | 2021 | SC D | MW | After Competition Groups | 0.20896 | 42738.9521 | 0.042739 | 197.5389 | 0.0010578 | 41 | Commercial_2021_SC D_MW_After Competition Groups_41 | Vertical Night Covers | 0.1058% | 0.042739 | 0.20896 | Commercial_2021_SC D_MW_After Competition Groups_Vertical Night Covers
Commercial | Com ¦ BEVERAGE VENDING MACHINE CONTROLS | 2021 | SC D | MW | After Competition Groups | 0.18834 | 43281.5668 | 0.043282 | 197.5389 | 0.00095345 | 42 | Commercial_2021_SC D_MW_After Competition Groups_42 | BEVERAGE VENDING MACHINE CONTROLS | 0.09534% | 0.043282 | 0.18834 | Commercial_2021_SC D_MW_After Competition Groups_BEVERAGE VENDING MACHINE CONTROLS
Commercial | Com ¦ ENERGY STAR Steam Cookers | 2021 | SC D | MW | After Competition Groups | 0.18726 | 67565.0341 | 0.067565 | 197.5389 | 0.00094798 | 43 | Commercial_2021_SC D_MW_After Competition Groups_43 | ENERGY STAR Steam Cookers | 0.0948% | 0.067565 | 0.18726 | Commercial_2021_SC D_MW_After Competition Groups_ENERGY STAR Steam Cookers
Commercial | Com ¦ CO Sensors for parking garage exhaust fans | 2021 | SC D | MW | After Competition Groups | 0.17644 | 83769.9892 | 0.08377 | 197.5389 | 0.00089317 | 44 | Commercial_2021_SC D_MW_After Competition Groups_44 | CO Sensors for parking garage exhaust fans | 0.08932% | 0.08377 | 0.17644 | Commercial_2021_SC D_MW_After Competition Groups_CO Sensors for parking garage exhaust fans
Commercial | Com ¦ Water Heating (DHW) Pipe Insulation (Add 3/4\ Foam)" | 2021 | SC D | MW | After Competition Groups | 0.15972 | 75097.1209 | 0.075097 | 197.5389 | 0.00080853 | 45 | Commercial_2021_SC D_MW_After Competition Groups_45 | Water Heating (DHW) Pipe Insulation (Add 3/4\ Foam)" | 0.08085% | 0.075097 | 0.15972 | Commercial_2021_SC D_MW_After Competition Groups_Water Heating (DHW) Pipe Insulation (Add 3/4\ Foam)"
Commercial | Com ¦ Energy Efficient Laboratory Fume Hood | 2021 | SC D | MW | After Competition Groups | 0.15682 | 91761.0488 | 0.091761 | 197.5389 | 0.00079385 | 46 | Commercial_2021_SC D_MW_After Competition Groups_46 | Energy Efficient Laboratory Fume Hood | 0.07938% | 0.091761 | 0.15682 | Commercial_2021_SC D_MW_After Competition Groups_Energy Efficient Laboratory Fume Hood
Commercial | Com ¦ ENERGY STAR Dishwasher | 2021 | SC D | MW | After Competition Groups | 0.1142 | 25700.4118 | 0.0257 | 197.5389 | 0.0005781 | 47 | Commercial_2021_SC D_MW_After Competition Groups_47 | ENERGY STAR Dishwasher | 0.05781% | 0.0257 | 0.1142 | Commercial_2021_SC D_MW_After Competition Groups_ENERGY STAR Dishwasher
Commercial | Com ¦ Suction Pipe Insulation Freezer/Refrigerator | 2021 | SC D | MW | After Competition Groups | 0.10557 | 40223.7521 | 0.040224 | 197.5389 | 0.00053442 | 48 | Commercial_2021_SC D_MW_After Competition Groups_48 | Suction Pipe Insulation Freezer/Refrigerator | 0.05344% | 0.040224 | 0.10557 | Commercial_2021_SC D_MW_After Competition Groups_Suction Pipe Insulation Freezer/Refrigerator
Commercial | Com ¦ Ozone Laundry Treatment | 2021 | SC D | MW | After Competition Groups | 0.038659 | 17648.8163 | 0.017649 | 197.5389 | 0.0001957 | 49 | Commercial_2021_SC D_MW_After Competition Groups_49 | Ozone Laundry Treatment | 0.01957% | 0.017649 | 0.038659 | Commercial_2021_SC D_MW_After Competition Groups_Ozone Laundry Treatment
Commercial | Com ¦ HVAC Optimization | 2021 | SC D | MW | After Competition Groups | 0.030612 | 280.989 | 0.00028099 | 197.5389 | 0.00015497 | 50 | Commercial_2021_SC D_MW_After Competition Groups_50 | HVAC Optimization | 0.0155% | 0.00028099 | 0.030612 | Commercial_2021_SC D_MW_After Competition Groups_HVAC Optimization
Commercial | Com ¦ ECM MOTORS FOR HVAC APPLICATION (FAN-POWERED VAV BOX) | 2021 | SC D | MW | After Competition Groups | 0.024987 | 12579.2242 | 0.012579 | 197.5389 | 0.00012649 | 51 | Commercial_2021_SC D_MW_After Competition Groups_51 | ECM MOTORS FOR HVAC APPLICATION (FAN-POWERED VAV BOX) | 0.01265% | 0.012579 | 0.024987 | Commercial_2021_SC D_MW_After Competition Groups_ECM MOTORS FOR HVAC APPLICATION (FAN-POWERED VAV BOX)
Commercial | Com ¦ CEE Tier 2/Energy Star Clothes Washers | 2021 | SC D | MW | After Competition Groups | 0.023983 | 6156.5404 | 0.0061565 | 197.5389 | 0.00012141 | 52 | Commercial_2021_SC D_MW_After Competition Groups_52 | CEE Tier 2/Energy Star Clothes Washers | 0.01214% | 0.0061565 | 0.023983 | Commercial_2021_SC D_MW_After Competition Groups_CEE Tier 2/Energy Star Clothes Washers
Commercial | COM ¦ Ductless Mini-Split Heat Pumps | 2021 | SC D | MW | After Competition Groups | 0.019992 | 73.6295 | 7.363e-05 | 197.5389 | 0.00010121 | 53 | Commercial_2021_SC D_MW_After Competition Groups_53 | Ductless Mini-Split Heat Pumps | 0.01012% | 7.363e-05 | 0.019992 | Commercial_2021_SC D_MW_After Competition Groups_Ductless Mini-Split Heat Pumps
Commercial | Com ¦ Low Flow Pre-Rinse Spray Nozzle | 2021 | SC D | MW | After Competition Groups | 0.015174 | 2474.693 | 0.0024747 | 197.5389 | 7.6818e-05 | 54 | Commercial_2021_SC D_MW_After Competition Groups_54 | Low Flow Pre-Rinse Spray Nozzle | 0.007682% | 0.0024747 | 0.015174 | Commercial_2021_SC D_MW_After Competition Groups_Low Flow Pre-Rinse Spray Nozzle
Commercial | Com ¦ Auto Off Time Switch or Time Clock control | 2021 | SC D | MW | After Competition Groups | 0.011713 | 36.1058 | 3.6106e-05 | 197.5389 | 5.9297e-05 | 55 | Commercial_2021_SC D_MW_After Competition Groups_55 | Auto Off Time Switch or Time Clock control | 0.00593% | 3.6106e-05 | 0.011713 | Commercial_2021_SC D_MW_After Competition Groups_Auto Off Time Switch or Time Clock control
Commercial | Com ¦ Demand controlled Circulating Systems | 2021 | SC D | MW | After Competition Groups | 0.011128 | 5680.1526 | 0.0056802 | 197.5389 | 5.6333e-05 | 56 | Commercial_2021_SC D_MW_After Competition Groups_56 | Demand controlled Circulating Systems | 0.005633% | 0.0056802 | 0.011128 | Commercial_2021_SC D_MW_After Competition Groups_Demand controlled Circulating Systems
Commercial | Com ¦ Commercial Hot Food Holding Cabinets | 2021 | SC D | MW | After Competition Groups | 0.0055467 | 1144.9691 | 0.001145 | 197.5389 | 2.8079e-05 | 57 | Commercial_2021_SC D_MW_After Competition Groups_57 | Commercial Hot Food Holding Cabinets | 0.002808% | 0.001145 | 0.0055467 | Commercial_2021_SC D_MW_After Competition Groups_Commercial Hot Food Holding Cabinets
Commercial | Com ¦ PTAC (12 EER/10,000 BTU) | 2021 | SC D | MW | After Competition Groups | 0.0050756 | 2816.1978 | 0.0028162 | 197.5389 | 2.5694e-05 | 58 | Commercial_2021_SC D_MW_After Competition Groups_58 | PTAC (12 EER/10,000 BTU) | 0.002569% | 0.0028162 | 0.0050756 | Commercial_2021_SC D_MW_After Competition Groups_PTAC (12 EER/10,000 BTU)
Commercial | Com ¦ Condensing Unit Heaters or other Efficient Unit Heating System | 2021 | SC D | MW | After Competition Groups | 0.0037451 | 0 | 0 | 197.5389 | 1.8959e-05 | 59 | Commercial_2021_SC D_MW_After Competition Groups_59 | Condensing Unit Heaters or other Efficient Unit Heating System | 0.001896% | 0 | 0.0037451 | Commercial_2021_SC D_MW_After Competition Groups_Condensing Unit Heaters or other Efficient Unit Heating System
Commercial | Com ¦ Wall Insulation | 2021 | SC D | MW | After Competition Groups | 0.0035453 | 0 | 0 | 197.5389 | 1.7947e-05 | 60 | Commercial_2021_SC D_MW_After Competition Groups_60 | Wall Insulation | 0.001795% | 0 | 0.0035453 | Commercial_2021_SC D_MW_After Competition Groups_Wall Insulation
Commercial | Com ¦ VSD Air Compressor | 2021 | SC D | MW | After Competition Groups | 0.003269 | 347.7235 | 0.00034772 | 197.5389 | 1.6548e-05 | 61 | Commercial_2021_SC D_MW_After Competition Groups_61 | VSD Air Compressor | 0.001655% | 0.00034772 | 0.003269 | Commercial_2021_SC D_MW_After Competition Groups_VSD Air Compressor
Commercial | Com ¦ High Efficiency Chiller (avg of water and air cooled) | 2021 | SC D | MW | After Competition Groups | 0.0028438 | 1567.7785 | 0.0015678 | 197.5389 | 1.4396e-05 | 62 | Commercial_2021_SC D_MW_After Competition Groups_62 | High Efficiency Chiller (avg of water and air cooled) | 0.00144% | 0.0015678 | 0.0028438 | Commercial_2021_SC D_MW_After Competition Groups_High Efficiency Chiller (avg of water and air cooled)
Commercial | Com ¦ Air Curtains | 2021 | SC D | MW | After Competition Groups | 0.0028225 | 1346.1277 | 0.0013461 | 197.5389 | 1.4288e-05 | 63 | Commercial_2021_SC D_MW_After Competition Groups_63 | Air Curtains | 0.001429% | 0.0013461 | 0.0028225 | Commercial_2021_SC D_MW_After Competition Groups_Air Curtains
Commercial | Com ¦ Solar Water Preheat (Pools/DHW) | 2021 | SC D | MW | After Competition Groups | 0.0019461 | 255.8583 | 0.00025586 | 197.5389 | 9.8515e-06 | 64 | Commercial_2021_SC D_MW_After Competition Groups_64 | Solar Water Preheat (Pools/DHW) | 0.0009852% | 0.00025586 | 0.0019461 | Commercial_2021_SC D_MW_After Competition Groups_Solar Water Preheat (Pools/DHW)
Commercial | Com ¦ LLLC - High Impact Application | 2021 | SC D | MW | After Competition Groups | 0.00075745 | 7.1047 | 7.1047e-06 | 197.5389 | 3.8344e-06 | 65 | Commercial_2021_SC D_MW_After Competition Groups_65 | LLLC - High Impact Application | 0.0003834% | 7.1047e-06 | 0.00075745 | Commercial_2021_SC D_MW_After Competition Groups_LLLC - High Impact Application
Commercial | Com ¦ Room AC (w/ louvered sides) 14 SEER from 12 SEER code | 2021 | SC D | MW | After Competition Groups | 0.0005424 | 338.1794 | 0.00033818 | 197.5389 | 2.7458e-06 | 66 | Commercial_2021_SC D_MW_After Competition Groups_66 | Room AC (w/ louvered sides) 14 SEER from 12 SEER code | 0.0002746% | 0.00033818 | 0.0005424 | Commercial_2021_SC D_MW_After Competition Groups_Room AC (w/ louvered sides) 14 SEER from 12 SEER code
Commercial | Com ¦ EC Plug Fan for Data Center (under cabinet) | 2021 | SC D | MW | After Competition Groups | 0.00020402 | 128.7256 | 0.00012873 | 197.5389 | 1.0328e-06 | 67 | Commercial_2021_SC D_MW_After Competition Groups_67 | EC Plug Fan for Data Center (under cabinet) | 0.0001033% | 0.00012873 | 0.00020402 | Commercial_2021_SC D_MW_After Competition Groups_EC Plug Fan for Data Center (under cabinet)
Commercial | Com ¦ Energy Recovery Ventilation and Ventilation (Enhanced) | 2021 | SC D | MW | After Competition Groups | 0.00018813 | 0 | 0 | 197.5389 | 9.5238e-07 | 68 | Commercial_2021_SC D_MW_After Competition Groups_68 | Energy Recovery Ventilation and Ventilation (Enhanced) | 9.524e-05% | 0 | 0.00018813 | Commercial_2021_SC D_MW_After Competition Groups_Energy Recovery Ventilation and Ventilation (Enhanced)
Commercial | Com ¦ Electric Convection Combination Ovens | 2021 | SC D | MW | After Competition Groups | 6.5734e-05 | 3.2837 | 3.2837e-06 | 197.5389 | 3.3277e-07 | 69 | Commercial_2021_SC D_MW_After Competition Groups_69 | Electric Convection Combination Ovens | 3.328e-05% | 3.2837e-06 | 6.5734e-05 | Commercial_2021_SC D_MW_After Competition Groups_Electric Convection Combination Ovens
Commercial | Com ¦ LLLC - Low Impact Application | 2021 | SC D | MW | After Competition Groups | 2.2056e-05 | 5.9116 | 5.9116e-06 | 197.5389 | 1.1166e-07 | 70 | Commercial_2021_SC D_MW_After Competition Groups_70 | LLLC - Low Impact Application | 1.117e-05% | 5.9116e-06 | 2.2056e-05 | Commercial_2021_SC D_MW_After Competition Groups_LLLC - Low Impact Application
Commercial | Com ¦ High Efficiency Small Instantaneous Water Heater | 2021 | SC D | MW | After Competition Groups | 2.0404e-06 | 1.4799 | 1.4799e-06 | 197.5389 | 1.0329e-08 | 71 | Commercial_2021_SC D_MW_After Competition Groups_71 | High Efficiency Small Instantaneous Water Heater | 1.033e-06% | 1.4799e-06 | 2.0404e-06 | Commercial_2021_SC D_MW_After Competition Groups_High Efficiency Small Instantaneous Water Heater
Commercial | Com ¦ Networked/Connected - High Impact Application | 2021 | SC D | MW | After Competition Groups | 6.1271e-10 | 2.2019e-05 | 2.2019e-11 | 197.5389 | 3.1017e-12 | 72 | Commercial_2021_SC D_MW_After Competition Groups_72 | Networked/Connected - High Impact Application | 3.102e-10% | 2.2019e-11 | 6.1271e-10 | Commercial_2021_SC D_MW_After Competition Groups_Networked/Connected - High Impact Application
Commercial | Com ¦ Condensing Make Up Air Unit | 2021 | SC D | MW | After Competition Groups | 0 | 0 | 0 | 197.5389 | 0 | 73 | Commercial_2021_SC D_MW_After Competition Groups_73 | Condensing Make Up Air Unit | 0% | 0 | 0 | Commercial_2021_SC D_MW_After Competition Groups_Condensing Make Up Air Unit
Commercial | Com ¦ Door Gasket Freezer/Refrigerator | 2021 | SC D | MW | After Competition Groups | 0 | 0 | 0 | 197.5389 | 0 | 74 | Commercial_2021_SC D_MW_After Competition Groups_74 | Door Gasket Freezer/Refrigerator | 0% | 0 | 0 | Commercial_2021_SC D_MW_After Competition Groups_Door Gasket Freezer/Refrigerator
Commercial | Com ¦ Efficient compressor motor | 2021 | SC D | MW | After Competition Groups | 0 | 0 | 0 | 197.5389 | 0 | 75 | Commercial_2021_SC D_MW_After Competition Groups_75 | Efficient compressor motor | 0% | 0 | 0 | Commercial_2021_SC D_MW_After Competition Groups_Efficient compressor motor
Commercial | Com ¦ Indoor Daylight Sensors/Photocell Dimming Control | 2021 | SC D | MW | After Competition Groups | 0 | 0 | 0 | 197.5389 | 0 | 76 | Commercial_2021_SC D_MW_After Competition Groups_76 | Indoor Daylight Sensors/Photocell Dimming Control | 0% | 0 | 0 | Commercial_2021_SC D_MW_After Competition Groups_Indoor Daylight Sensors/Photocell Dimming Control
Commercial | Com ¦ LED RECESSED DOWNLIGHTS | 2021 | SC D | MW | After Competition Groups | 0 | 0 | 0 | 197.5389 | 0 | 77 | Commercial_2021_SC D_MW_After Competition Groups_77 | LED RECESSED DOWNLIGHTS | 0% | 0 | 0 | Commercial_2021_SC D_MW_After Competition Groups_LED RECESSED DOWNLIGHTS
Commercial | Com ¦ Networked/Connected - Low Impact Application | 2021 | SC D | MW | After Competition Groups | 0 | 0 | 0 | 197.5389 | 0 | 78 | Commercial_2021_SC D_MW_After Competition Groups_78 | Networked/Connected - Low Impact Application | 0% | 0 | 0 | Commercial_2021_SC D_MW_After Competition Groups_Networked/Connected - Low Impact Application
Commercial | Com ¦ Notched V belts for HVAC Systems | 2021 | SC D | MW | After Competition Groups | 0 | 0 | 0 | 197.5389 | 0 | 79 | Commercial_2021_SC D_MW_After Competition Groups_79 | Notched V belts for HVAC Systems | 0% | 0 | 0 | Commercial_2021_SC D_MW_After Competition Groups_Notched V belts for HVAC Systems
Commercial | Com ¦ Variable Refrigerant Flow Heat Pump | 2021 | SC D | MW | After Competition Groups | 0 | 0 | 0 | 197.5389 | 0 | 80 | Commercial_2021_SC D_MW_After Competition Groups_80 | Variable Refrigerant Flow Heat Pump | 0% | 0 | 0 | Commercial_2021_SC D_MW_After Competition Groups_Variable Refrigerant Flow Heat Pump
Commercial | Com ¦ Building Recommissioning, Operations and Maintenance (O&M) Improvements | 2021 | Technical | MW | After Competition Groups | 297.4135 | 0 | 0 | 2030.7343 | 0.14646 | 1 | Commercial_2021_Technical_MW_After Competition Groups_1 | Building Recommissioning, Operations and Maintenance (O&M) Improvements | 14.65% | 0 | 297.4135 | Commercial_2021_Technical_MW_After Competition Groups_Building Recommissioning, Operations and Maintenance (O&M) Improvements
Commercial | Com ¦ Education and Capacity Building/Energy Behavior | 2021 | Technical | MW | After Competition Groups | 268.0687 | 0 | 0 | 2030.7343 | 0.13201 | 2 | Commercial_2021_Technical_MW_After Competition Groups_2 | Education and Capacity Building/Energy Behavior | 13.2% | 0 | 268.0687 | Commercial_2021_Technical_MW_After Competition Groups_Education and Capacity Building/Energy Behavior
Commercial | Com ¦ LED Low/High Bay | 2021 | Technical | MW | After Competition Groups | 213.8295 | 0 | 0 | 2030.7343 | 0.1053 | 3 | Commercial_2021_Technical_MW_After Competition Groups_3 | LED Low/High Bay | 10.53% | 0 | 213.8295 | Commercial_2021_Technical_MW_After Competition Groups_LED Low/High Bay
Commercial | Com ¦ LED Troffer/Surface/Suspended | 2021 | Technical | MW | After Competition Groups | 159.2518 | 0 | 0 | 2030.7343 | 0.078421 | 4 | Commercial_2021_Technical_MW_After Competition Groups_4 | LED Troffer/Surface/Suspended | 7.842% | 0 | 159.2518 | Commercial_2021_Technical_MW_After Competition Groups_LED Troffer/Surface/Suspended
Commercial | Com ¦ ENERGY STAR LED LAMPS (REFLECTOR LAMPs/MR16/PAR 16) | 2021 | Technical | MW | After Competition Groups | 122.7553 | 0 | 0 | 2030.7343 | 0.060449 | 5 | Commercial_2021_Technical_MW_After Competition Groups_5 | ENERGY STAR LED LAMPS (REFLECTOR LAMPs/MR16/PAR 16) | 6.045% | 0 | 122.7553 | Commercial_2021_Technical_MW_After Competition Groups_ENERGY STAR LED LAMPS (REFLECTOR LAMPs/MR16/PAR 16)
Commercial | Com ¦ Variable Refrigerant Flow Heat Pump | 2021 | Technical | MW | After Competition Groups | 101.1183 | 0 | 0 | 2030.7343 | 0.049794 | 6 | Commercial_2021_Technical_MW_After Competition Groups_6 | Variable Refrigerant Flow Heat Pump | 4.979% | 0 | 101.1183 | Commercial_2021_Technical_MW_After Competition Groups_Variable Refrigerant Flow Heat Pump
Commercial | Com ¦ Advanced BAS/Controllers | 2021 | Technical | MW | After Competition Groups | 91.4584 | 0 | 0 | 2030.7343 | 0.045037 | 7 | Commercial_2021_Technical_MW_After Competition Groups_7 | Advanced BAS/Controllers | 4.504% | 0 | 91.4584 | Commercial_2021_Technical_MW_After Competition Groups_Advanced BAS/Controllers
Commercial | Com ¦ Central Lighting Control System | 2021 | Technical | MW | After Competition Groups | 69.3931 | 0 | 0 | 2030.7343 | 0.034171 | 8 | Commercial_2021_Technical_MW_After Competition Groups_8 | Central Lighting Control System | 3.417% | 0 | 69.3931 | Commercial_2021_Technical_MW_After Competition Groups_Central Lighting Control System
Commercial | Com ¦ High Efficiency Air Source Heat Pump | 2021 | Technical | MW | After Competition Groups | 50.1344 | 0 | 0 | 2030.7343 | 0.024688 | 9 | Commercial_2021_Technical_MW_After Competition Groups_9 | High Efficiency Air Source Heat Pump | 2.469% | 0 | 50.1344 | Commercial_2021_Technical_MW_After Competition Groups_High Efficiency Air Source Heat Pump
Commercial | Com ¦ Adaptive Thermostats | 2021 | Technical | MW | After Competition Groups | 38.888 | 0 | 0 | 2030.7343 | 0.01915 | 10 | Commercial_2021_Technical_MW_After Competition Groups_10 | Adaptive Thermostats | 1.915% | 0 | 38.888 | Commercial_2021_Technical_MW_After Competition Groups_Adaptive Thermostats
Commercial | Com ¦ Furnace Tune-Up | 2021 | Technical | MW | After Competition Groups | 35.5159 | 0 | 0 | 2030.7343 | 0.017489 | 11 | Commercial_2021_Technical_MW_After Competition Groups_11 | Furnace Tune-Up | 1.749% | 0 | 35.5159 | Commercial_2021_Technical_MW_After Competition Groups_Furnace Tune-Up
Commercial | Com ¦ Unitary Air-Conditioning Unit | 2021 | Technical | MW | After Competition Groups | 33.8634 | 0 | 0 | 2030.7343 | 0.016675 | 12 | Commercial_2021_Technical_MW_After Competition Groups_12 | Unitary Air-Conditioning Unit | 1.668% | 0 | 33.8634 | Commercial_2021_Technical_MW_After Competition Groups_Unitary Air-Conditioning Unit
Commercial | Com ¦ Strip Curtains | 2021 | Technical | MW | After Competition Groups | 29.4011 | 0 | 0 | 2030.7343 | 0.014478 | 13 | Commercial_2021_Technical_MW_After Competition Groups_13 | Strip Curtains | 1.448% | 0 | 29.4011 | Commercial_2021_Technical_MW_After Competition Groups_Strip Curtains
Commercial | Com ¦ Smart Strip Plug Outlets | 2021 | Technical | MW | After Competition Groups | 25.9243 | 0 | 0 | 2030.7343 | 0.012766 | 14 | Commercial_2021_Technical_MW_After Competition Groups_14 | Smart Strip Plug Outlets | 1.277% | 0 | 25.9243 | Commercial_2021_Technical_MW_After Competition Groups_Smart Strip Plug Outlets
Commercial | Com ¦ LED Replacement Lamp (Tube) | 2021 | Technical | MW | After Competition Groups | 24.7396 | 0 | 0 | 2030.7343 | 0.012183 | 15 | Commercial_2021_Technical_MW_After Competition Groups_15 | LED Replacement Lamp (Tube) | 1.218% | 0 | 24.7396 | Commercial_2021_Technical_MW_After Competition Groups_LED Replacement Lamp (Tube)
Commercial | Com ¦ Variable Frequency Drive (VFD) | 2021 | Technical | MW | After Competition Groups | 24.7197 | 0 | 0 | 2030.7343 | 0.012173 | 16 | Commercial_2021_Technical_MW_After Competition Groups_16 | Variable Frequency Drive (VFD) | 1.217% | 0 | 24.7197 | Commercial_2021_Technical_MW_After Competition Groups_Variable Frequency Drive (VFD)
Commercial | Com ¦ Demand Control Ventilation | 2021 | Technical | MW | After Competition Groups | 24.2271 | 0 | 0 | 2030.7343 | 0.01193 | 17 | Commercial_2021_Technical_MW_After Competition Groups_17 | Demand Control Ventilation | 1.193% | 0 | 24.2271 | Commercial_2021_Technical_MW_After Competition Groups_Demand Control Ventilation
Commercial | Com ¦ Refrigerated Display Case LED | 2021 | Technical | MW | After Competition Groups | 23.3179 | 0 | 0 | 2030.7343 | 0.011483 | 18 | Commercial_2021_Technical_MW_After Competition Groups_18 | Refrigerated Display Case LED | 1.148% | 0 | 23.3179 | Commercial_2021_Technical_MW_After Competition Groups_Refrigerated Display Case LED
Commercial | Com ¦ Adding reflective (White) roof treatment or a green roof | 2021 | Technical | MW | After Competition Groups | 23.2269 | 0 | 0 | 2030.7343 | 0.011438 | 19 | Commercial_2021_Technical_MW_After Competition Groups_19 | Adding reflective (White) roof treatment or a green roof | 1.144% | 0 | 23.2269 | Commercial_2021_Technical_MW_After Competition Groups_Adding reflective (White) roof treatment or a green roof
Commercial | Com ¦ VFD on Pumps | 2021 | Technical | MW | After Competition Groups | 23.1347 | 0 | 0 | 2030.7343 | 0.011392 | 20 | Commercial_2021_Technical_MW_After Competition Groups_20 | VFD on Pumps | 1.139% | 0 | 23.1347 | Commercial_2021_Technical_MW_After Competition Groups_VFD on Pumps
Commercial | Com ¦ Data Center Storage/Server Virtualization | 2021 | Technical | MW | After Competition Groups | 21.8602 | 0 | 0 | 2030.7343 | 0.010765 | 21 | Commercial_2021_Technical_MW_After Competition Groups_21 | Data Center Storage/Server Virtualization | 1.076% | 0 | 21.8602 | Commercial_2021_Technical_MW_After Competition Groups_Data Center Storage/Server Virtualization
Commercial | Com ¦ LED or Equivalent Sign Lighting | 2021 | Technical | MW | After Competition Groups | 19.5539 | 0 | 0 | 2030.7343 | 0.009629 | 22 | Commercial_2021_Technical_MW_After Competition Groups_22 | LED or Equivalent Sign Lighting | 0.9629% | 0 | 19.5539 | Commercial_2021_Technical_MW_After Competition Groups_LED or Equivalent Sign Lighting
Commercial | Com ¦ Air Handler with Dedicated Outdoor Air Systems | 2021 | Technical | MW | After Competition Groups | 18.867 | 0 | 0 | 2030.7343 | 0.0092907 | 23 | Commercial_2021_Technical_MW_After Competition Groups_23 | Air Handler with Dedicated Outdoor Air Systems | 0.9291% | 0 | 18.867 | Commercial_2021_Technical_MW_After Competition Groups_Air Handler with Dedicated Outdoor Air Systems
Commercial | Com ¦ HOTEL OCCUPANCY CONTROLS (HVAC + LIGHTING) | 2021 | Technical | MW | After Competition Groups | 18.7171 | 0 | 0 | 2030.7343 | 0.0092169 | 24 | Commercial_2021_Technical_MW_After Competition Groups_24 | HOTEL OCCUPANCY CONTROLS (HVAC + LIGHTING) | 0.9217% | 0 | 18.7171 | Commercial_2021_Technical_MW_After Competition Groups_HOTEL OCCUPANCY CONTROLS (HVAC + LIGHTING)
Commercial | Com ¦ Centrally controlled desktop PC/NETWORK PC POWER MANAGEMENT SOFTWARE | 2021 | Technical | MW | After Competition Groups | 18.0061 | 0 | 0 | 2030.7343 | 0.0088668 | 25 | Commercial_2021_Technical_MW_After Competition Groups_25 | Centrally controlled desktop PC/NETWORK PC POWER MANAGEMENT SOFTWARE | 0.8867% | 0 | 18.0061 | Commercial_2021_Technical_MW_After Competition Groups_Centrally controlled desktop PC/NETWORK PC POWER MANAGEMENT SOFTWARE
Commercial | Com ¦ Refrigerated Display Case Doors | 2021 | Technical | MW | After Competition Groups | 15.3808 | 0 | 0 | 2030.7343 | 0.007574 | 26 | Commercial_2021_Technical_MW_After Competition Groups_26 | Refrigerated Display Case Doors | 0.7574% | 0 | 15.3808 | Commercial_2021_Technical_MW_After Competition Groups_Refrigerated Display Case Doors
Commercial | Com ¦ ENERGY STAR LED LAMPS (General Service Lamps) | 2021 | Technical | MW | After Competition Groups | 14.1363 | 0 | 0 | 2030.7343 | 0.0069612 | 27 | Commercial_2021_Technical_MW_After Competition Groups_27 | ENERGY STAR LED LAMPS (General Service Lamps) | 0.6961% | 0 | 14.1363 | Commercial_2021_Technical_MW_After Competition Groups_ENERGY STAR LED LAMPS (General Service Lamps)
Commercial | Com ¦ Door Gasket Freezer/Refrigerator | 2021 | Technical | MW | After Competition Groups | 13.9918 | 0 | 0 | 2030.7343 | 0.00689 | 28 | Commercial_2021_Technical_MW_After Competition Groups_28 | Door Gasket Freezer/Refrigerator | 0.689% | 0 | 13.9918 | Commercial_2021_Technical_MW_After Competition Groups_Door Gasket Freezer/Refrigerator
Commercial | Com ¦ Indoor Daylight Sensors/Photocell Dimming Control | 2021 | Technical | MW | After Competition Groups | 13.4174 | 0 | 0 | 2030.7343 | 0.0066072 | 29 | Commercial_2021_Technical_MW_After Competition Groups_29 | Indoor Daylight Sensors/Photocell Dimming Control | 0.6607% | 0 | 13.4174 | Commercial_2021_Technical_MW_After Competition Groups_Indoor Daylight Sensors/Photocell Dimming Control
Commercial | Com ¦ Refrigeration Optimization | 2021 | Technical | MW | After Competition Groups | 13.1038 | 0 | 0 | 2030.7343 | 0.0064527 | 30 | Commercial_2021_Technical_MW_After Competition Groups_30 | Refrigeration Optimization | 0.6453% | 0 | 13.1038 | Commercial_2021_Technical_MW_After Competition Groups_Refrigeration Optimization
Commercial | Com ¦ ECM MOTORS FOR EVAPORATOR FANS for refrigeration (WALK-IN) | 2021 | Technical | MW | After Competition Groups | 12.8592 | 0 | 0 | 2030.7343 | 0.0063323 | 31 | Commercial_2021_Technical_MW_After Competition Groups_31 | ECM MOTORS FOR EVAPORATOR FANS for refrigeration (WALK-IN) | 0.6332% | 0 | 12.8592 | Commercial_2021_Technical_MW_After Competition Groups_ECM MOTORS FOR EVAPORATOR FANS for refrigeration (WALK-IN)
Commercial | Com ¦ High R-Value Glass Doors/no-heat glass door | 2021 | Technical | MW | After Competition Groups | 12.171 | 0 | 0 | 2030.7343 | 0.0059934 | 32 | Commercial_2021_Technical_MW_After Competition Groups_32 | High R-Value Glass Doors/no-heat glass door | 0.5993% | 0 | 12.171 | Commercial_2021_Technical_MW_After Competition Groups_High R-Value Glass Doors/no-heat glass door
Commercial | Com ¦ Freezer Case Light Sensor | 2021 | Technical | MW | After Competition Groups | 11.126 | 0 | 0 | 2030.7343 | 0.0054788 | 33 | Commercial_2021_Technical_MW_After Competition Groups_33 | Freezer Case Light Sensor | 0.5479% | 0 | 11.126 | Commercial_2021_Technical_MW_After Competition Groups_Freezer Case Light Sensor
Commercial | Com ¦ Evaporator Fan Controls | 2021 | Technical | MW | After Competition Groups | 10.8395 | 0 | 0 | 2030.7343 | 0.0053377 | 34 | Commercial_2021_Technical_MW_After Competition Groups_34 | Evaporator Fan Controls | 0.5338% | 0 | 10.8395 | Commercial_2021_Technical_MW_After Competition Groups_Evaporator Fan Controls
Commercial | Com ¦ ENERGY STAR FREEZER | 2021 | Technical | MW | After Competition Groups | 10.6291 | 0 | 0 | 2030.7343 | 0.0052341 | 35 | Commercial_2021_Technical_MW_After Competition Groups_35 | ENERGY STAR FREEZER | 0.5234% | 0 | 10.6291 | Commercial_2021_Technical_MW_After Competition Groups_ENERGY STAR FREEZER
Commercial | Com ¦ Reach-in Shaded Pole to ECM/PSC Evaporator Fan Motor | 2021 | Technical | MW | After Competition Groups | 9.6116 | 0 | 0 | 2030.7343 | 0.0047331 | 36 | Commercial_2021_Technical_MW_After Competition Groups_36 | Reach-in Shaded Pole to ECM/PSC Evaporator Fan Motor | 0.4733% | 0 | 9.6116 | Commercial_2021_Technical_MW_After Competition Groups_Reach-in Shaded Pole to ECM/PSC Evaporator Fan Motor
Commercial | Com ¦ Occupancy Sensors | 2021 | Technical | MW | After Competition Groups | 9.3912 | 0 | 0 | 2030.7343 | 0.0046246 | 37 | Commercial_2021_Technical_MW_After Competition Groups_37 | Occupancy Sensors | 0.4625% | 0 | 9.3912 | Commercial_2021_Technical_MW_After Competition Groups_Occupancy Sensors
Commercial | Com ¦ Demand Control Kitchen Ventilation | 2021 | Technical | MW | After Competition Groups | 8.4081 | 0 | 0 | 2030.7343 | 0.0041404 | 38 | Commercial_2021_Technical_MW_After Competition Groups_38 | Demand Control Kitchen Ventilation | 0.414% | 0 | 8.4081 | Commercial_2021_Technical_MW_After Competition Groups_Demand Control Kitchen Ventilation
Commercial | Com ¦ Chilled Water Optimization | 2021 | Technical | MW | After Competition Groups | 7.9953 | 0 | 0 | 2030.7343 | 0.0039371 | 39 | Commercial_2021_Technical_MW_After Competition Groups_39 | Chilled Water Optimization | 0.3937% | 0 | 7.9953 | Commercial_2021_Technical_MW_After Competition Groups_Chilled Water Optimization
Commercial | Com ¦ Refrigeration Commissioning | 2021 | Technical | MW | After Competition Groups | 7.5497 | 0 | 0 | 2030.7343 | 0.0037177 | 40 | Commercial_2021_Technical_MW_After Competition Groups_40 | Refrigeration Commissioning | 0.3718% | 0 | 7.5497 | Commercial_2021_Technical_MW_After Competition Groups_Refrigeration Commissioning
Commercial | Com ¦ Duct Insulation, R8 | 2021 | Technical | MW | After Competition Groups | 6.5198 | 0 | 0 | 2030.7343 | 0.0032106 | 41 | Commercial_2021_Technical_MW_After Competition Groups_41 | Duct Insulation, R8 | 0.3211% | 0 | 6.5198 | Commercial_2021_Technical_MW_After Competition Groups_Duct Insulation, R8
Commercial | Com ¦ LED EXTERIOR AREA LIGHTS - LED fixture (200W) | 2021 | Technical | MW | After Competition Groups | 5.1182 | 0 | 0 | 2030.7343 | 0.0025204 | 42 | Commercial_2021_Technical_MW_After Competition Groups_42 | LED EXTERIOR AREA LIGHTS - LED fixture (200W) | 0.252% | 0 | 5.1182 | Commercial_2021_Technical_MW_After Competition Groups_LED EXTERIOR AREA LIGHTS - LED fixture (200W)
Commercial | Com ¦ ENERGY STAR Refrigerator | 2021 | Technical | MW | After Competition Groups | 5.1171 | 0 | 0 | 2030.7343 | 0.0025198 | 43 | Commercial_2021_Technical_MW_After Competition Groups_43 | ENERGY STAR Refrigerator | 0.252% | 0 | 5.1171 | Commercial_2021_Technical_MW_After Competition Groups_ENERGY STAR Refrigerator
Commercial | Com ¦ LED parking lot fixture | 2021 | Technical | MW | After Competition Groups | 5.0194 | 0 | 0 | 2030.7343 | 0.0024717 | 44 | Commercial_2021_Technical_MW_After Competition Groups_44 | LED parking lot fixture | 0.2472% | 0 | 5.0194 | Commercial_2021_Technical_MW_After Competition Groups_LED parking lot fixture
Commercial | Com ¦ ENERGY STAR ICE MACHINES - Ice Making Head | 2021 | Technical | MW | After Competition Groups | 4.8163 | 0 | 0 | 2030.7343 | 0.0023717 | 45 | Commercial_2021_Technical_MW_After Competition Groups_45 | ENERGY STAR ICE MACHINES - Ice Making Head | 0.2372% | 0 | 4.8163 | Commercial_2021_Technical_MW_After Competition Groups_ENERGY STAR ICE MACHINES - Ice Making Head
Commercial | Com ¦ Temperature Adjustment in Commercial Freezers | 2021 | Technical | MW | After Competition Groups | 3.9629 | 0 | 0 | 2030.7343 | 0.0019515 | 46 | Commercial_2021_Technical_MW_After Competition Groups_46 | Temperature Adjustment in Commercial Freezers | 0.1951% | 0 | 3.9629 | Commercial_2021_Technical_MW_After Competition Groups_Temperature Adjustment in Commercial Freezers
Commercial | Com ¦ Elec Storage WH 2.30 Et | 2021 | Technical | MW | After Competition Groups | 3.6658 | 0 | 0 | 2030.7343 | 0.0018051 | 47 | Commercial_2021_Technical_MW_After Competition Groups_47 | Elec Storage WH 2.30 Et | 0.1805% | 0 | 3.6658 | Commercial_2021_Technical_MW_After Competition Groups_Elec Storage WH 2.30 Et
Commercial | Com ¦ Roof Insulation/Ceiling Insulation (R25 Code to R35) | 2021 | Technical | MW | After Competition Groups | 3.6653 | 0 | 0 | 2030.7343 | 0.0018049 | 48 | Commercial_2021_Technical_MW_After Competition Groups_48 | Roof Insulation/Ceiling Insulation (R25 Code to R35) | 0.1805% | 0 | 3.6653 | Commercial_2021_Technical_MW_After Competition Groups_Roof Insulation/Ceiling Insulation (R25 Code to R35)
Commercial | Com ¦ BEVERAGE VENDING MACHINE CONTROLS | 2021 | Technical | MW | After Competition Groups | 3.6028 | 0 | 0 | 2030.7343 | 0.0017741 | 49 | Commercial_2021_Technical_MW_After Competition Groups_49 | BEVERAGE VENDING MACHINE CONTROLS | 0.1774% | 0 | 3.6028 | Commercial_2021_Technical_MW_After Competition Groups_BEVERAGE VENDING MACHINE CONTROLS
Commercial | Com ¦ Vertical Night Covers | 2021 | Technical | MW | After Competition Groups | 3.2771 | 0 | 0 | 2030.7343 | 0.0016138 | 50 | Commercial_2021_Technical_MW_After Competition Groups_50 | Vertical Night Covers | 0.1614% | 0 | 3.2771 | Commercial_2021_Technical_MW_After Competition Groups_Vertical Night Covers
Commercial | Com ¦ Energy Efficient Laboratory Fume Hood | 2021 | Technical | MW | After Competition Groups | 3.2041 | 0 | 0 | 2030.7343 | 0.0015778 | 51 | Commercial_2021_Technical_MW_After Competition Groups_51 | Energy Efficient Laboratory Fume Hood | 0.1578% | 0 | 3.2041 | Commercial_2021_Technical_MW_After Competition Groups_Energy Efficient Laboratory Fume Hood
Commercial | Com ¦ Anti-sweat heat (ASH) controls - Cooler/Freezer | 2021 | Technical | MW | After Competition Groups | 3.0681 | 0 | 0 | 2030.7343 | 0.0015108 | 52 | Commercial_2021_Technical_MW_After Competition Groups_52 | Anti-sweat heat (ASH) controls - Cooler/Freezer | 0.1511% | 0 | 3.0681 | Commercial_2021_Technical_MW_After Competition Groups_Anti-sweat heat (ASH) controls - Cooler/Freezer
Commercial | Com ¦ CO Sensors for parking garage exhaust fans | 2021 | Technical | MW | After Competition Groups | 2.9825 | 0 | 0 | 2030.7343 | 0.0014687 | 53 | Commercial_2021_Technical_MW_After Competition Groups_53 | CO Sensors for parking garage exhaust fans | 0.1469% | 0 | 2.9825 | Commercial_2021_Technical_MW_After Competition Groups_CO Sensors for parking garage exhaust fans
Commercial | Com ¦ LED street light fixture | 2021 | Technical | MW | After Competition Groups | 2.9321 | 0 | 0 | 2030.7343 | 0.0014439 | 54 | Commercial_2021_Technical_MW_After Competition Groups_54 | LED street light fixture | 0.1444% | 0 | 2.9321 | Commercial_2021_Technical_MW_After Competition Groups_LED street light fixture
Commercial | Com ¦ Water Source Heat Pump (4 ton) | 2021 | Technical | MW | After Competition Groups | 2.7735 | 0 | 0 | 2030.7343 | 0.0013658 | 55 | Commercial_2021_Technical_MW_After Competition Groups_55 | Water Source Heat Pump (4 ton) | 0.1366% | 0 | 2.7735 | Commercial_2021_Technical_MW_After Competition Groups_Water Source Heat Pump (4 ton)
Commercial | Com ¦ Water Heating (DHW) Pipe Insulation (Add 3/4\ Foam)" | 2021 | Technical | MW | After Competition Groups | 2.5009 | 0 | 0 | 2030.7343 | 0.0012315 | 56 | Commercial_2021_Technical_MW_After Competition Groups_56 | Water Heating (DHW) Pipe Insulation (Add 3/4\ Foam)" | 0.1232% | 0 | 2.5009 | Commercial_2021_Technical_MW_After Competition Groups_Water Heating (DHW) Pipe Insulation (Add 3/4\ Foam)"
Commercial | Com ¦ ENERGY STAR Griddle (74% eff) | 2021 | Technical | MW | After Competition Groups | 2.0961 | 0 | 0 | 2030.7343 | 0.0010322 | 57 | Commercial_2021_Technical_MW_After Competition Groups_57 | ENERGY STAR Griddle (74% eff) | 0.1032% | 0 | 2.0961 | Commercial_2021_Technical_MW_After Competition Groups_ENERGY STAR Griddle (74% eff)
Commercial | Com ¦ Condensing Make Up Air Unit | 2021 | Technical | MW | After Competition Groups | 1.8874 | 0 | 0 | 2030.7343 | 0.00092939 | 58 | Commercial_2021_Technical_MW_After Competition Groups_58 | Condensing Make Up Air Unit | 0.09294% | 0 | 1.8874 | Commercial_2021_Technical_MW_After Competition Groups_Condensing Make Up Air Unit
Commercial | Com ¦ Super-High Efficiency Furnaces (Emerging Tech) | 2021 | Technical | MW | After Competition Groups | 1.8281 | 0 | 0 | 2030.7343 | 0.00090023 | 59 | Commercial_2021_Technical_MW_After Competition Groups_59 | Super-High Efficiency Furnaces (Emerging Tech) | 0.09002% | 0 | 1.8281 | Commercial_2021_Technical_MW_After Competition Groups_Super-High Efficiency Furnaces (Emerging Tech)
Commercial | Com ¦ Outside Air Economizer | 2021 | Technical | MW | After Competition Groups | 1.7546 | 0 | 0 | 2030.7343 | 0.00086402 | 60 | Commercial_2021_Technical_MW_After Competition Groups_60 | Outside Air Economizer | 0.0864% | 0 | 1.7546 | Commercial_2021_Technical_MW_After Competition Groups_Outside Air Economizer
Commercial | Com ¦ Suction Pipe Insulation Freezer/Refrigerator | 2021 | Technical | MW | After Competition Groups | 1.7032 | 0 | 0 | 2030.7343 | 0.00083872 | 61 | Commercial_2021_Technical_MW_After Competition Groups_61 | Suction Pipe Insulation Freezer/Refrigerator | 0.08387% | 0 | 1.7032 | Commercial_2021_Technical_MW_After Competition Groups_Suction Pipe Insulation Freezer/Refrigerator
Commercial | Com ¦ Evaporator Coil Defrost (Cooler) | 2021 | Technical | MW | After Competition Groups | 1.4491 | 0 | 0 | 2030.7343 | 0.00071357 | 62 | Commercial_2021_Technical_MW_After Competition Groups_62 | Evaporator Coil Defrost (Cooler) | 0.07136% | 0 | 1.4491 | Commercial_2021_Technical_MW_After Competition Groups_Evaporator Coil Defrost (Cooler)
Commercial | Com ¦ ENERGY STAR Dishwasher | 2021 | Technical | MW | After Competition Groups | 1.0291 | 0 | 0 | 2030.7343 | 0.00050676 | 63 | Commercial_2021_Technical_MW_After Competition Groups_63 | ENERGY STAR Dishwasher | 0.05068% | 0 | 1.0291 | Commercial_2021_Technical_MW_After Competition Groups_ENERGY STAR Dishwasher
Commercial | Com ¦ LED RECESSED DOWNLIGHTS | 2021 | Technical | MW | After Competition Groups | 1.027 | 0 | 0 | 2030.7343 | 0.00050571 | 64 | Commercial_2021_Technical_MW_After Competition Groups_64 | LED RECESSED DOWNLIGHTS | 0.05057% | 0 | 1.027 | Commercial_2021_Technical_MW_After Competition Groups_LED RECESSED DOWNLIGHTS
Commercial | Com ¦ Wall Insulation | 2021 | Technical | MW | After Competition Groups | 0.78451 | 0 | 0 | 2030.7343 | 0.00038632 | 65 | Commercial_2021_Technical_MW_After Competition Groups_65 | Wall Insulation | 0.03863% | 0 | 0.78451 | Commercial_2021_Technical_MW_After Competition Groups_Wall Insulation
Commercial | Com ¦ Solar Preheat Make up Air | 2021 | Technical | MW | After Competition Groups | 0.77472 | 0 | 0 | 2030.7343 | 0.0003815 | 66 | Commercial_2021_Technical_MW_After Competition Groups_66 | Solar Preheat Make up Air | 0.03815% | 0 | 0.77472 | Commercial_2021_Technical_MW_After Competition Groups_Solar Preheat Make up Air
Commercial | Com ¦ Ground Source Heat Pump | 2021 | Technical | MW | After Competition Groups | 0.73661 | 0 | 0 | 2030.7343 | 0.00036273 | 67 | Commercial_2021_Technical_MW_After Competition Groups_67 | Ground Source Heat Pump | 0.03627% | 0 | 0.73661 | Commercial_2021_Technical_MW_After Competition Groups_Ground Source Heat Pump
Commercial | Com ¦ Ozone Laundry Treatment | 2021 | Technical | MW | After Competition Groups | 0.73544 | 0 | 0 | 2030.7343 | 0.00036216 | 68 | Commercial_2021_Technical_MW_After Competition Groups_68 | Ozone Laundry Treatment | 0.03622% | 0 | 0.73544 | Commercial_2021_Technical_MW_After Competition Groups_Ozone Laundry Treatment
Commercial | Com ¦ ENERGY STAR Fryer (84% eff) | 2021 | Technical | MW | After Competition Groups | 0.59025 | 0 | 0 | 2030.7343 | 0.00029066 | 69 | Commercial_2021_Technical_MW_After Competition Groups_69 | ENERGY STAR Fryer (84% eff) | 0.02907% | 0 | 0.59025 | Commercial_2021_Technical_MW_After Competition Groups_ENERGY STAR Fryer (84% eff)
Commercial | Com ¦ Efficient compressor motor | 2021 | Technical | MW | After Competition Groups | 0.58965 | 0 | 0 | 2030.7343 | 0.00029037 | 70 | Commercial_2021_Technical_MW_After Competition Groups_70 | Efficient compressor motor | 0.02904% | 0 | 0.58965 | Commercial_2021_Technical_MW_After Competition Groups_Efficient compressor motor
Commercial | Com ¦ Room AC (w/ louvered sides) 14 SEER from 12 SEER code | 2021 | Technical | MW | After Competition Groups | 0.55059 | 0 | 0 | 2030.7343 | 0.00027113 | 71 | Commercial_2021_Technical_MW_After Competition Groups_71 | Room AC (w/ louvered sides) 14 SEER from 12 SEER code | 0.02711% | 0 | 0.55059 | Commercial_2021_Technical_MW_After Competition Groups_Room AC (w/ louvered sides) 14 SEER from 12 SEER code
Commercial | Com ¦ SYNCHRONOUS BELT | 2021 | Technical | MW | After Competition Groups | 0.50918 | 0 | 0 | 2030.7343 | 0.00025074 | 72 | Commercial_2021_Technical_MW_After Competition Groups_72 | SYNCHRONOUS BELT | 0.02507% | 0 | 0.50918 | Commercial_2021_Technical_MW_After Competition Groups_SYNCHRONOUS BELT
Commercial | Com ¦ ENERGY STAR Steam Cookers | 2021 | Technical | MW | After Competition Groups | 0.38439 | 0 | 0 | 2030.7343 | 0.00018929 | 73 | Commercial_2021_Technical_MW_After Competition Groups_73 | ENERGY STAR Steam Cookers | 0.01893% | 0 | 0.38439 | Commercial_2021_Technical_MW_After Competition Groups_ENERGY STAR Steam Cookers
Commercial | Com ¦ Thermostat Setback | 2021 | Technical | MW | After Competition Groups | 0.37238 | 0 | 0 | 2030.7343 | 0.00018337 | 74 | Commercial_2021_Technical_MW_After Competition Groups_74 | Thermostat Setback | 0.01834% | 0 | 0.37238 | Commercial_2021_Technical_MW_After Competition Groups_Thermostat Setback
Commercial | Com ¦ ECM MOTORS FOR HVAC APPLICATION (FAN-POWERED VAV BOX) | 2021 | Technical | MW | After Competition Groups | 0.29171 | 0 | 0 | 2030.7343 | 0.00014365 | 75 | Commercial_2021_Technical_MW_After Competition Groups_75 | ECM MOTORS FOR HVAC APPLICATION (FAN-POWERED VAV BOX) | 0.01436% | 0 | 0.29171 | Commercial_2021_Technical_MW_After Competition Groups_ECM MOTORS FOR HVAC APPLICATION (FAN-POWERED VAV BOX)
Commercial | Com ¦ PTAC (12 EER/10,000 BTU) | 2021 | Technical | MW | After Competition Groups | 0.24666 | 0 | 0 | 2030.7343 | 0.00012146 | 76 | Commercial_2021_Technical_MW_After Competition Groups_76 | PTAC (12 EER/10,000 BTU) | 0.01215% | 0 | 0.24666 | Commercial_2021_Technical_MW_After Competition Groups_PTAC (12 EER/10,000 BTU)
Commercial | Com ¦ Auto Off Time Switch or Time Clock control | 2021 | Technical | MW | After Competition Groups | 0.17615 | 0 | 0 | 2030.7343 | 8.6743e-05 | 77 | Commercial_2021_Technical_MW_After Competition Groups_77 | Auto Off Time Switch or Time Clock control | 0.008674% | 0 | 0.17615 | Commercial_2021_Technical_MW_After Competition Groups_Auto Off Time Switch or Time Clock control
Commercial | Com ¦ Demand controlled Circulating Systems | 2021 | Technical | MW | After Competition Groups | 0.16045 | 0 | 0 | 2030.7343 | 7.9012e-05 | 78 | Commercial_2021_Technical_MW_After Competition Groups_78 | Demand controlled Circulating Systems | 0.007901% | 0 | 0.16045 | Commercial_2021_Technical_MW_After Competition Groups_Demand controlled Circulating Systems
Commercial | Com ¦ HVAC Optimization | 2021 | Technical | MW | After Competition Groups | 0.13538 | 0 | 0 | 2030.7343 | 6.6666e-05 | 79 | Commercial_2021_Technical_MW_After Competition Groups_79 | HVAC Optimization | 0.006667% | 0 | 0.13538 | Commercial_2021_Technical_MW_After Competition Groups_HVAC Optimization
Commercial | Com ¦ Solar Water Preheat (Pools/DHW) | 2021 | Technical | MW | After Competition Groups | 0.11148 | 0 | 0 | 2030.7343 | 5.4895e-05 | 80 | Commercial_2021_Technical_MW_After Competition Groups_80 | Solar Water Preheat (Pools/DHW) | 0.00549% | 0 | 0.11148 | Commercial_2021_Technical_MW_After Competition Groups_Solar Water Preheat (Pools/DHW)
Commercial | COM ¦ Ductless Mini-Split Heat Pumps | 2021 | Technical | MW | After Competition Groups | 0.11096 | 0 | 0 | 2030.7343 | 5.4641e-05 | 81 | Commercial_2021_Technical_MW_After Competition Groups_81 | Ductless Mini-Split Heat Pumps | 0.005464% | 0 | 0.11096 | Commercial_2021_Technical_MW_After Competition Groups_Ductless Mini-Split Heat Pumps
Commercial | Com ¦ High Efficiency Chiller (avg of water and air cooled) | 2021 | Technical | MW | After Competition Groups | 0.10844 | 0 | 0 | 2030.7343 | 5.3398e-05 | 82 | Commercial_2021_Technical_MW_After Competition Groups_82 | High Efficiency Chiller (avg of water and air cooled) | 0.00534% | 0 | 0.10844 | Commercial_2021_Technical_MW_After Competition Groups_High Efficiency Chiller (avg of water and air cooled)
Commercial | Com ¦ Commercial Hot Food Holding Cabinets | 2021 | Technical | MW | After Competition Groups | 0.090584 | 0 | 0 | 2030.7343 | 4.4607e-05 | 83 | Commercial_2021_Technical_MW_After Competition Groups_83 | Commercial Hot Food Holding Cabinets | 0.004461% | 0 | 0.090584 | Commercial_2021_Technical_MW_After Competition Groups_Commercial Hot Food Holding Cabinets
Commercial | Com ¦ CEE Tier 2/Energy Star Clothes Washers | 2021 | Technical | MW | After Competition Groups | 0.066639 | 0 | 0 | 2030.7343 | 3.2815e-05 | 84 | Commercial_2021_Technical_MW_After Competition Groups_84 | CEE Tier 2/Energy Star Clothes Washers | 0.003282% | 0 | 0.066639 | Commercial_2021_Technical_MW_After Competition Groups_CEE Tier 2/Energy Star Clothes Washers
Commercial | Com ¦ Low Flow Pre-Rinse Spray Nozzle | 2021 | Technical | MW | After Competition Groups | 0.056214 | 0 | 0 | 2030.7343 | 2.7681e-05 | 85 | Commercial_2021_Technical_MW_After Competition Groups_85 | Low Flow Pre-Rinse Spray Nozzle | 0.002768% | 0 | 0.056214 | Commercial_2021_Technical_MW_After Competition Groups_Low Flow Pre-Rinse Spray Nozzle
Commercial | Com ¦ Condensing Unit Heaters or other Efficient Unit Heating System | 2021 | Technical | MW | After Competition Groups | 0.055882 | 0 | 0 | 2030.7343 | 2.7518e-05 | 86 | Commercial_2021_Technical_MW_After Competition Groups_86 | Condensing Unit Heaters or other Efficient Unit Heating System | 0.002752% | 0 | 0.055882 | Commercial_2021_Technical_MW_After Competition Groups_Condensing Unit Heaters or other Efficient Unit Heating System
Commercial | Com ¦ Heat Pump Water Heater (50 Gallons) | 2021 | Technical | MW | After Competition Groups | 0.035159 | 0 | 0 | 2030.7343 | 1.7313e-05 | 87 | Commercial_2021_Technical_MW_After Competition Groups_87 | Heat Pump Water Heater (50 Gallons) | 0.001731% | 0 | 0.035159 | Commercial_2021_Technical_MW_After Competition Groups_Heat Pump Water Heater (50 Gallons)
Commercial | Com ¦ EC Plug Fan for Data Center (under cabinet) | 2021 | Technical | MW | After Competition Groups | 0.020957 | 0 | 0 | 2030.7343 | 1.032e-05 | 88 | Commercial_2021_Technical_MW_After Competition Groups_88 | EC Plug Fan for Data Center (under cabinet) | 0.001032% | 0 | 0.020957 | Commercial_2021_Technical_MW_After Competition Groups_EC Plug Fan for Data Center (under cabinet)
Commercial | Com ¦ Exterior Photocell | 2021 | Technical | MW | After Competition Groups | 0.018178 | 0 | 0 | 2030.7343 | 8.9516e-06 | 89 | Commercial_2021_Technical_MW_After Competition Groups_89 | Exterior Photocell | 0.0008952% | 0 | 0.018178 | Commercial_2021_Technical_MW_After Competition Groups_Exterior Photocell
Commercial | Com ¦ VSD Air Compressor | 2021 | Technical | MW | After Competition Groups | 0.0097983 | 0 | 0 | 2030.7343 | 4.825e-06 | 90 | Commercial_2021_Technical_MW_After Competition Groups_90 | VSD Air Compressor | 0.0004825% | 0 | 0.0097983 | Commercial_2021_Technical_MW_After Competition Groups_VSD Air Compressor
Commercial | Com ¦ eCube | 2021 | Technical | MW | After Competition Groups | 0.0072573 | 0 | 0 | 2030.7343 | 3.5737e-06 | 91 | Commercial_2021_Technical_MW_After Competition Groups_91 | eCube | 0.0003574% | 0 | 0.0072573 | Commercial_2021_Technical_MW_After Competition Groups_eCube
Commercial | Com ¦ Air Curtains | 2021 | Technical | MW | After Competition Groups | 0.0062249 | 0 | 0 | 2030.7343 | 3.0654e-06 | 92 | Commercial_2021_Technical_MW_After Competition Groups_92 | Air Curtains | 0.0003065% | 0 | 0.0062249 | Commercial_2021_Technical_MW_After Competition Groups_Air Curtains
Commercial | Com ¦ High Efficiency Induction Cooking | 2021 | Technical | MW | After Competition Groups | 0.00096012 | 0 | 0 | 2030.7343 | 4.7279e-07 | 93 | Commercial_2021_Technical_MW_After Competition Groups_93 | High Efficiency Induction Cooking | 4.728e-05% | 0 | 0.00096012 | Commercial_2021_Technical_MW_After Competition Groups_High Efficiency Induction Cooking
Commercial | Com ¦ Electric Convection Combination Ovens | 2021 | Technical | MW | After Competition Groups | 0.00012084 | 0 | 0 | 2030.7343 | 5.9506e-08 | 94 | Commercial_2021_Technical_MW_After Competition Groups_94 | Electric Convection Combination Ovens | 5.951e-06% | 0 | 0.00012084 | Commercial_2021_Technical_MW_After Competition Groups_Electric Convection Combination Ovens
Commercial | Com ¦ Building Recommissioning, Operations and Maintenance (O&M) Improvements | 2022 | Economic | MW | After Competition Groups | 291.4355 | 0 | 0 | 1614.0016 | 0.18057 | 1 | Commercial_2022_Economic_MW_After Competition Groups_1 | Building Recommissioning, Operations and Maintenance (O&M) Improvements | 18.06% | 0 | 291.4355 | Commercial_2022_Economic_MW_After Competition Groups_Building Recommissioning, Operations and Maintenance (O&M) Improvements
Commercial | Com ¦ Education and Capacity Building/Energy Behavior | 2022 | Economic | MW | After Competition Groups | 259.0506 | 0 | 0 | 1614.0016 | 0.1605 | 2 | Commercial_2022_Economic_MW_After Competition Groups_2 | Education and Capacity Building/Energy Behavior | 16.05% | 0 | 259.0506 | Commercial_2022_Economic_MW_After Competition Groups_Education and Capacity Building/Energy Behavior
Commercial | Com ¦ LED Low/High Bay | 2022 | Economic | MW | After Competition Groups | 152.0758 | 0 | 0 | 1614.0016 | 0.094223 | 3 | Commercial_2022_Economic_MW_After Competition Groups_3 | LED Low/High Bay | 9.422% | 0 | 152.0758 | Commercial_2022_Economic_MW_After Competition Groups_LED Low/High Bay
Commercial | Com ¦ LED Troffer/Surface/Suspended | 2022 | Economic | MW | After Competition Groups | 148.0191 | 0 | 0 | 1614.0016 | 0.091709 | 4 | Commercial_2022_Economic_MW_After Competition Groups_4 | LED Troffer/Surface/Suspended | 9.171% | 0 | 148.0191 | Commercial_2022_Economic_MW_After Competition Groups_LED Troffer/Surface/Suspended
Commercial | Com ¦ ENERGY STAR LED LAMPS (REFLECTOR LAMPs/MR16/PAR 16) | 2022 | Economic | MW | After Competition Groups | 113.8027 | 0 | 0 | 1614.0016 | 0.07051 | 5 | Commercial_2022_Economic_MW_After Competition Groups_5 | ENERGY STAR LED LAMPS (REFLECTOR LAMPs/MR16/PAR 16) | 7.051% | 0 | 113.8027 | Commercial_2022_Economic_MW_After Competition Groups_ENERGY STAR LED LAMPS (REFLECTOR LAMPs/MR16/PAR 16)
Commercial | Com ¦ Advanced BAS/Controllers | 2022 | Economic | MW | After Competition Groups | 91.8605 | 0 | 0 | 1614.0016 | 0.056915 | 6 | Commercial_2022_Economic_MW_After Competition Groups_6 | Advanced BAS/Controllers | 5.691% | 0 | 91.8605 | Commercial_2022_Economic_MW_After Competition Groups_Advanced BAS/Controllers
Commercial | Com ¦ High Efficiency Air Source Heat Pump | 2022 | Economic | MW | After Competition Groups | 64.4977 | 0 | 0 | 1614.0016 | 0.039961 | 7 | Commercial_2022_Economic_MW_After Competition Groups_7 | High Efficiency Air Source Heat Pump | 3.996% | 0 | 64.4977 | Commercial_2022_Economic_MW_After Competition Groups_High Efficiency Air Source Heat Pump
Commercial | Com ¦ Unitary Air-Conditioning Unit | 2022 | Economic | MW | After Competition Groups | 43.1114 | 0 | 0 | 1614.0016 | 0.026711 | 8 | Commercial_2022_Economic_MW_After Competition Groups_8 | Unitary Air-Conditioning Unit | 2.671% | 0 | 43.1114 | Commercial_2022_Economic_MW_After Competition Groups_Unitary Air-Conditioning Unit
Commercial | Com ¦ Adaptive Thermostats | 2022 | Economic | MW | After Competition Groups | 39.2364 | 0 | 0 | 1614.0016 | 0.02431 | 9 | Commercial_2022_Economic_MW_After Competition Groups_9 | Adaptive Thermostats | 2.431% | 0 | 39.2364 | Commercial_2022_Economic_MW_After Competition Groups_Adaptive Thermostats
Commercial | Com ¦ Furnace Tune-Up | 2022 | Economic | MW | After Competition Groups | 34.8021 | 0 | 0 | 1614.0016 | 0.021563 | 10 | Commercial_2022_Economic_MW_After Competition Groups_10 | Furnace Tune-Up | 2.156% | 0 | 34.8021 | Commercial_2022_Economic_MW_After Competition Groups_Furnace Tune-Up
Commercial | Com ¦ LED Replacement Lamp (Tube) | 2022 | Economic | MW | After Competition Groups | 31.8014 | 0 | 0 | 1614.0016 | 0.019703 | 11 | Commercial_2022_Economic_MW_After Competition Groups_11 | LED Replacement Lamp (Tube) | 1.97% | 0 | 31.8014 | Commercial_2022_Economic_MW_After Competition Groups_LED Replacement Lamp (Tube)
Commercial | Com ¦ Strip Curtains | 2022 | Economic | MW | After Competition Groups | 29.6209 | 0 | 0 | 1614.0016 | 0.018352 | 12 | Commercial_2022_Economic_MW_After Competition Groups_12 | Strip Curtains | 1.835% | 0 | 29.6209 | Commercial_2022_Economic_MW_After Competition Groups_Strip Curtains
Commercial | Com ¦ Data Center Storage/Server Virtualization | 2022 | Economic | MW | After Competition Groups | 25.8482 | 0 | 0 | 1614.0016 | 0.016015 | 13 | Commercial_2022_Economic_MW_After Competition Groups_13 | Data Center Storage/Server Virtualization | 1.602% | 0 | 25.8482 | Commercial_2022_Economic_MW_After Competition Groups_Data Center Storage/Server Virtualization
Commercial | Com ¦ Demand Control Ventilation | 2022 | Economic | MW | After Competition Groups | 25.0419 | 0 | 0 | 1614.0016 | 0.015515 | 14 | Commercial_2022_Economic_MW_After Competition Groups_14 | Demand Control Ventilation | 1.552% | 0 | 25.0419 | Commercial_2022_Economic_MW_After Competition Groups_Demand Control Ventilation
Commercial | Com ¦ Variable Frequency Drive (VFD) | 2022 | Economic | MW | After Competition Groups | 24.2228 | 0 | 0 | 1614.0016 | 0.015008 | 15 | Commercial_2022_Economic_MW_After Competition Groups_15 | Variable Frequency Drive (VFD) | 1.501% | 0 | 24.2228 | Commercial_2022_Economic_MW_After Competition Groups_Variable Frequency Drive (VFD)
Commercial | Com ¦ VFD on Pumps | 2022 | Economic | MW | After Competition Groups | 22.6697 | 0 | 0 | 1614.0016 | 0.014046 | 16 | Commercial_2022_Economic_MW_After Competition Groups_16 | VFD on Pumps | 1.405% | 0 | 22.6697 | Commercial_2022_Economic_MW_After Competition Groups_VFD on Pumps
Commercial | Com ¦ LED or Equivalent Sign Lighting | 2022 | Economic | MW | After Competition Groups | 20.9764 | 0 | 0 | 1614.0016 | 0.012996 | 17 | Commercial_2022_Economic_MW_After Competition Groups_17 | LED or Equivalent Sign Lighting | 1.3% | 0 | 20.9764 | Commercial_2022_Economic_MW_After Competition Groups_LED or Equivalent Sign Lighting
Commercial | Com ¦ Centrally controlled desktop PC/NETWORK PC POWER MANAGEMENT SOFTWARE | 2022 | Economic | MW | After Competition Groups | 19.3098 | 0 | 0 | 1614.0016 | 0.011964 | 18 | Commercial_2022_Economic_MW_After Competition Groups_18 | Centrally controlled desktop PC/NETWORK PC POWER MANAGEMENT SOFTWARE | 1.196% | 0 | 19.3098 | Commercial_2022_Economic_MW_After Competition Groups_Centrally controlled desktop PC/NETWORK PC POWER MANAGEMENT SOFTWARE
Commercial | Com ¦ Air Handler with Dedicated Outdoor Air Systems | 2022 | Economic | MW | After Competition Groups | 18.4878 | 0 | 0 | 1614.0016 | 0.011455 | 19 | Commercial_2022_Economic_MW_After Competition Groups_19 | Air Handler with Dedicated Outdoor Air Systems | 1.145% | 0 | 18.4878 | Commercial_2022_Economic_MW_After Competition Groups_Air Handler with Dedicated Outdoor Air Systems
Commercial | Com ¦ ENERGY STAR LED LAMPS (General Service Lamps) | 2022 | Economic | MW | After Competition Groups | 14.2918 | 0 | 0 | 1614.0016 | 0.0088549 | 20 | Commercial_2022_Economic_MW_After Competition Groups_20 | ENERGY STAR LED LAMPS (General Service Lamps) | 0.8855% | 0 | 14.2918 | Commercial_2022_Economic_MW_After Competition Groups_ENERGY STAR LED LAMPS (General Service Lamps)
Commercial | Com ¦ ECM MOTORS FOR EVAPORATOR FANS for refrigeration (WALK-IN) | 2022 | Economic | MW | After Competition Groups | 12.6008 | 0 | 0 | 1614.0016 | 0.0078072 | 21 | Commercial_2022_Economic_MW_After Competition Groups_21 | ECM MOTORS FOR EVAPORATOR FANS for refrigeration (WALK-IN) | 0.7807% | 0 | 12.6008 | Commercial_2022_Economic_MW_After Competition Groups_ECM MOTORS FOR EVAPORATOR FANS for refrigeration (WALK-IN)
Commercial | Com ¦ Reach-in Shaded Pole to ECM/PSC Evaporator Fan Motor | 2022 | Economic | MW | After Competition Groups | 12.3763 | 0 | 0 | 1614.0016 | 0.0076681 | 22 | Commercial_2022_Economic_MW_After Competition Groups_22 | Reach-in Shaded Pole to ECM/PSC Evaporator Fan Motor | 0.7668% | 0 | 12.3763 | Commercial_2022_Economic_MW_After Competition Groups_Reach-in Shaded Pole to ECM/PSC Evaporator Fan Motor
Commercial | Com ¦ Freezer Case Light Sensor | 2022 | Economic | MW | After Competition Groups | 10.9024 | 0 | 0 | 1614.0016 | 0.0067549 | 23 | Commercial_2022_Economic_MW_After Competition Groups_23 | Freezer Case Light Sensor | 0.6755% | 0 | 10.9024 | Commercial_2022_Economic_MW_After Competition Groups_Freezer Case Light Sensor
Commercial | Com ¦ Evaporator Fan Controls | 2022 | Economic | MW | After Competition Groups | 10.6216 | 0 | 0 | 1614.0016 | 0.0065809 | 24 | Commercial_2022_Economic_MW_After Competition Groups_24 | Evaporator Fan Controls | 0.6581% | 0 | 10.6216 | Commercial_2022_Economic_MW_After Competition Groups_Evaporator Fan Controls
Commercial | Com ¦ Chilled Water Optimization | 2022 | Economic | MW | After Competition Groups | 10.2999 | 0 | 0 | 1614.0016 | 0.0063816 | 25 | Commercial_2022_Economic_MW_After Competition Groups_25 | Chilled Water Optimization | 0.6382% | 0 | 10.2999 | Commercial_2022_Economic_MW_After Competition Groups_Chilled Water Optimization
Commercial | Com ¦ Occupancy Sensors | 2022 | Economic | MW | After Competition Groups | 9.476 | 0 | 0 | 1614.0016 | 0.0058711 | 26 | Commercial_2022_Economic_MW_After Competition Groups_26 | Occupancy Sensors | 0.5871% | 0 | 9.476 | Commercial_2022_Economic_MW_After Competition Groups_Occupancy Sensors
Commercial | Com ¦ Demand Control Kitchen Ventilation | 2022 | Economic | MW | After Competition Groups | 7.7555 | 0 | 0 | 1614.0016 | 0.0048051 | 27 | Commercial_2022_Economic_MW_After Competition Groups_27 | Demand Control Kitchen Ventilation | 0.4805% | 0 | 7.7555 | Commercial_2022_Economic_MW_After Competition Groups_Demand Control Kitchen Ventilation
Commercial | Com ¦ Refrigerated Display Case Doors | 2022 | Economic | MW | After Competition Groups | 6.8675 | 0 | 0 | 1614.0016 | 0.0042549 | 28 | Commercial_2022_Economic_MW_After Competition Groups_28 | Refrigerated Display Case Doors | 0.4255% | 0 | 6.8675 | Commercial_2022_Economic_MW_After Competition Groups_Refrigerated Display Case Doors
Commercial | Com ¦ Duct Insulation, R8 | 2022 | Economic | MW | After Competition Groups | 6.3888 | 0 | 0 | 1614.0016 | 0.0039584 | 29 | Commercial_2022_Economic_MW_After Competition Groups_29 | Duct Insulation, R8 | 0.3958% | 0 | 6.3888 | Commercial_2022_Economic_MW_After Competition Groups_Duct Insulation, R8
Commercial | Com ¦ LED EXTERIOR AREA LIGHTS - LED fixture (200W) | 2022 | Economic | MW | After Competition Groups | 5.4836 | 0 | 0 | 1614.0016 | 0.0033975 | 30 | Commercial_2022_Economic_MW_After Competition Groups_30 | LED EXTERIOR AREA LIGHTS - LED fixture (200W) | 0.3398% | 0 | 5.4836 | Commercial_2022_Economic_MW_After Competition Groups_LED EXTERIOR AREA LIGHTS - LED fixture (200W)
Commercial | Com ¦ LED parking lot fixture | 2022 | Economic | MW | After Competition Groups | 5.3702 | 0 | 0 | 1614.0016 | 0.0033273 | 31 | Commercial_2022_Economic_MW_After Competition Groups_31 | LED parking lot fixture | 0.3327% | 0 | 5.3702 | Commercial_2022_Economic_MW_After Competition Groups_LED parking lot fixture
Commercial | Com ¦ Refrigerated Display Case LED | 2022 | Economic | MW | After Competition Groups | 3.9623 | 0 | 0 | 1614.0016 | 0.002455 | 32 | Commercial_2022_Economic_MW_After Competition Groups_32 | Refrigerated Display Case LED | 0.2455% | 0 | 3.9623 | Commercial_2022_Economic_MW_After Competition Groups_Refrigerated Display Case LED
Commercial | Com ¦ Elec Storage WH 2.30 Et | 2022 | Economic | MW | After Competition Groups | 3.8889 | 0 | 0 | 1614.0016 | 0.0024095 | 33 | Commercial_2022_Economic_MW_After Competition Groups_33 | Elec Storage WH 2.30 Et | 0.2409% | 0 | 3.8889 | Commercial_2022_Economic_MW_After Competition Groups_Elec Storage WH 2.30 Et
Commercial | Com ¦ Temperature Adjustment in Commercial Freezers | 2022 | Economic | MW | After Competition Groups | 3.8832 | 0 | 0 | 1614.0016 | 0.002406 | 34 | Commercial_2022_Economic_MW_After Competition Groups_34 | Temperature Adjustment in Commercial Freezers | 0.2406% | 0 | 3.8832 | Commercial_2022_Economic_MW_After Competition Groups_Temperature Adjustment in Commercial Freezers
Commercial | Com ¦ BEVERAGE VENDING MACHINE CONTROLS | 2022 | Economic | MW | After Competition Groups | 3.8615 | 0 | 0 | 1614.0016 | 0.0023925 | 35 | Commercial_2022_Economic_MW_After Competition Groups_35 | BEVERAGE VENDING MACHINE CONTROLS | 0.2393% | 0 | 3.8615 | Commercial_2022_Economic_MW_After Competition Groups_BEVERAGE VENDING MACHINE CONTROLS
Commercial | Com ¦ Water Source Heat Pump (4 ton) | 2022 | Economic | MW | After Competition Groups | 3.5531 | 0 | 0 | 1614.0016 | 0.0022014 | 36 | Commercial_2022_Economic_MW_After Competition Groups_36 | Water Source Heat Pump (4 ton) | 0.2201% | 0 | 3.5531 | Commercial_2022_Economic_MW_After Competition Groups_Water Source Heat Pump (4 ton)
Commercial | Com ¦ Vertical Night Covers | 2022 | Economic | MW | After Competition Groups | 3.2113 | 0 | 0 | 1614.0016 | 0.0019896 | 37 | Commercial_2022_Economic_MW_After Competition Groups_37 | Vertical Night Covers | 0.199% | 0 | 3.2113 | Commercial_2022_Economic_MW_After Competition Groups_Vertical Night Covers
Commercial | Com ¦ LED street light fixture | 2022 | Economic | MW | After Competition Groups | 3.1544 | 0 | 0 | 1614.0016 | 0.0019544 | 38 | Commercial_2022_Economic_MW_After Competition Groups_38 | LED street light fixture | 0.1954% | 0 | 3.1544 | Commercial_2022_Economic_MW_After Competition Groups_LED street light fixture
Commercial | Com ¦ Energy Efficient Laboratory Fume Hood | 2022 | Economic | MW | After Competition Groups | 3.1397 | 0 | 0 | 1614.0016 | 0.0019453 | 39 | Commercial_2022_Economic_MW_After Competition Groups_39 | Energy Efficient Laboratory Fume Hood | 0.1945% | 0 | 3.1397 | Commercial_2022_Economic_MW_After Competition Groups_Energy Efficient Laboratory Fume Hood
Commercial | Com ¦ CO Sensors for parking garage exhaust fans | 2022 | Economic | MW | After Competition Groups | 3.0127 | 0 | 0 | 1614.0016 | 0.0018666 | 40 | Commercial_2022_Economic_MW_After Competition Groups_40 | CO Sensors for parking garage exhaust fans | 0.1867% | 0 | 3.0127 | Commercial_2022_Economic_MW_After Competition Groups_CO Sensors for parking garage exhaust fans
Commercial | Com ¦ ENERGY STAR Griddle (74% eff) | 2022 | Economic | MW | After Competition Groups | 2.6704 | 0 | 0 | 1614.0016 | 0.0016545 | 41 | Commercial_2022_Economic_MW_After Competition Groups_41 | ENERGY STAR Griddle (74% eff) | 0.1655% | 0 | 2.6704 | Commercial_2022_Economic_MW_After Competition Groups_ENERGY STAR Griddle (74% eff)
Commercial | Com ¦ Water Heating (DHW) Pipe Insulation (Add 3/4\ Foam)" | 2022 | Economic | MW | After Competition Groups | 2.4506 | 0 | 0 | 1614.0016 | 0.0015183 | 42 | Commercial_2022_Economic_MW_After Competition Groups_42 | Water Heating (DHW) Pipe Insulation (Add 3/4\ Foam)" | 0.1518% | 0 | 2.4506 | Commercial_2022_Economic_MW_After Competition Groups_Water Heating (DHW) Pipe Insulation (Add 3/4\ Foam)"
Commercial | Com ¦ Outside Air Economizer | 2022 | Economic | MW | After Competition Groups | 1.7706 | 0 | 0 | 1614.0016 | 0.001097 | 43 | Commercial_2022_Economic_MW_After Competition Groups_43 | Outside Air Economizer | 0.1097% | 0 | 1.7706 | Commercial_2022_Economic_MW_After Competition Groups_Outside Air Economizer
Commercial | Com ¦ Suction Pipe Insulation Freezer/Refrigerator | 2022 | Economic | MW | After Competition Groups | 1.669 | 0 | 0 | 1614.0016 | 0.0010341 | 44 | Commercial_2022_Economic_MW_After Competition Groups_44 | Suction Pipe Insulation Freezer/Refrigerator | 0.1034% | 0 | 1.669 | Commercial_2022_Economic_MW_After Competition Groups_Suction Pipe Insulation Freezer/Refrigerator
Commercial | Com ¦ ENERGY STAR Dishwasher | 2022 | Economic | MW | After Competition Groups | 1.0794 | 0 | 0 | 1614.0016 | 0.00066878 | 45 | Commercial_2022_Economic_MW_After Competition Groups_45 | ENERGY STAR Dishwasher | 0.06688% | 0 | 1.0794 | Commercial_2022_Economic_MW_After Competition Groups_ENERGY STAR Dishwasher
Commercial | Com ¦ ENERGY STAR Fryer (84% eff) | 2022 | Economic | MW | After Competition Groups | 0.75723 | 0 | 0 | 1614.0016 | 0.00046916 | 46 | Commercial_2022_Economic_MW_After Competition Groups_46 | ENERGY STAR Fryer (84% eff) | 0.04692% | 0 | 0.75723 | Commercial_2022_Economic_MW_After Competition Groups_ENERGY STAR Fryer (84% eff)
Commercial | Com ¦ Ozone Laundry Treatment | 2022 | Economic | MW | After Competition Groups | 0.73975 | 0 | 0 | 1614.0016 | 0.00045833 | 47 | Commercial_2022_Economic_MW_After Competition Groups_47 | Ozone Laundry Treatment | 0.04583% | 0 | 0.73975 | Commercial_2022_Economic_MW_After Competition Groups_Ozone Laundry Treatment
Commercial | Com ¦ ENERGY STAR Steam Cookers | 2022 | Economic | MW | After Competition Groups | 0.49376 | 0 | 0 | 1614.0016 | 0.00030592 | 48 | Commercial_2022_Economic_MW_After Competition Groups_48 | ENERGY STAR Steam Cookers | 0.03059% | 0 | 0.49376 | Commercial_2022_Economic_MW_After Competition Groups_ENERGY STAR Steam Cookers
Commercial | Com ¦ Thermostat Setback | 2022 | Economic | MW | After Competition Groups | 0.44614 | 0 | 0 | 1614.0016 | 0.00027642 | 49 | Commercial_2022_Economic_MW_After Competition Groups_49 | Thermostat Setback | 0.02764% | 0 | 0.44614 | Commercial_2022_Economic_MW_After Competition Groups_Thermostat Setback
Commercial | Com ¦ PTAC (12 EER/10,000 BTU) | 2022 | Economic | MW | After Competition Groups | 0.29652 | 0 | 0 | 1614.0016 | 0.00018372 | 50 | Commercial_2022_Economic_MW_After Competition Groups_50 | PTAC (12 EER/10,000 BTU) | 0.01837% | 0 | 0.29652 | Commercial_2022_Economic_MW_After Competition Groups_PTAC (12 EER/10,000 BTU)
Commercial | Com ¦ ECM MOTORS FOR HVAC APPLICATION (FAN-POWERED VAV BOX) | 2022 | Economic | MW | After Competition Groups | 0.28398 | 0 | 0 | 1614.0016 | 0.00017595 | 51 | Commercial_2022_Economic_MW_After Competition Groups_51 | ECM MOTORS FOR HVAC APPLICATION (FAN-POWERED VAV BOX) | 0.01759% | 0 | 0.28398 | Commercial_2022_Economic_MW_After Competition Groups_ECM MOTORS FOR HVAC APPLICATION (FAN-POWERED VAV BOX)
Commercial | Com ¦ Notched V belts for HVAC Systems | 2022 | Economic | MW | After Competition Groups | 0.18159 | 0 | 0 | 1614.0016 | 0.00011251 | 52 | Commercial_2022_Economic_MW_After Competition Groups_52 | Notched V belts for HVAC Systems | 0.01125% | 0 | 0.18159 | Commercial_2022_Economic_MW_After Competition Groups_Notched V belts for HVAC Systems
Commercial | Com ¦ Auto Off Time Switch or Time Clock control | 2022 | Economic | MW | After Competition Groups | 0.17774 | 0 | 0 | 1614.0016 | 0.00011013 | 53 | Commercial_2022_Economic_MW_After Competition Groups_53 | Auto Off Time Switch or Time Clock control | 0.01101% | 0 | 0.17774 | Commercial_2022_Economic_MW_After Competition Groups_Auto Off Time Switch or Time Clock control
Commercial | Com ¦ Demand controlled Circulating Systems | 2022 | Economic | MW | After Competition Groups | 0.15723 | 0 | 0 | 1614.0016 | 9.7415e-05 | 54 | Commercial_2022_Economic_MW_After Competition Groups_54 | Demand controlled Circulating Systems | 0.009741% | 0 | 0.15723 | Commercial_2022_Economic_MW_After Competition Groups_Demand controlled Circulating Systems
Commercial | Com ¦ Solar Water Preheat (Pools/DHW) | 2022 | Economic | MW | After Competition Groups | 0.14502 | 0 | 0 | 1614.0016 | 8.9854e-05 | 55 | Commercial_2022_Economic_MW_After Competition Groups_55 | Solar Water Preheat (Pools/DHW) | 0.008985% | 0 | 0.14502 | Commercial_2022_Economic_MW_After Competition Groups_Solar Water Preheat (Pools/DHW)
Commercial | COM ¦ Ductless Mini-Split Heat Pumps | 2022 | Economic | MW | After Competition Groups | 0.14299 | 0 | 0 | 1614.0016 | 8.8591e-05 | 56 | Commercial_2022_Economic_MW_After Competition Groups_56 | Ductless Mini-Split Heat Pumps | 0.008859% | 0 | 0.14299 | Commercial_2022_Economic_MW_After Competition Groups_Ductless Mini-Split Heat Pumps
Commercial | Com ¦ HVAC Optimization | 2022 | Economic | MW | After Competition Groups | 0.086687 | 0 | 0 | 1614.0016 | 5.3709e-05 | 57 | Commercial_2022_Economic_MW_After Competition Groups_57 | HVAC Optimization | 0.005371% | 0 | 0.086687 | Commercial_2022_Economic_MW_After Competition Groups_HVAC Optimization
Commercial | Com ¦ CEE Tier 2/Energy Star Clothes Washers | 2022 | Economic | MW | After Competition Groups | 0.08333 | 0 | 0 | 1614.0016 | 5.163e-05 | 58 | Commercial_2022_Economic_MW_After Competition Groups_58 | CEE Tier 2/Energy Star Clothes Washers | 0.005163% | 0 | 0.08333 | Commercial_2022_Economic_MW_After Competition Groups_CEE Tier 2/Energy Star Clothes Washers
Commercial | Com ¦ Condensing Make Up Air Unit | 2022 | Economic | MW | After Competition Groups | 0.076173 | 0 | 0 | 1614.0016 | 4.7195e-05 | 59 | Commercial_2022_Economic_MW_After Competition Groups_59 | Condensing Make Up Air Unit | 0.00472% | 0 | 0.076173 | Commercial_2022_Economic_MW_After Competition Groups_Condensing Make Up Air Unit
Commercial | Com ¦ Low Flow Pre-Rinse Spray Nozzle | 2022 | Economic | MW | After Competition Groups | 0.068009 | 0 | 0 | 1614.0016 | 4.2137e-05 | 60 | Commercial_2022_Economic_MW_After Competition Groups_60 | Low Flow Pre-Rinse Spray Nozzle | 0.004214% | 0 | 0.068009 | Commercial_2022_Economic_MW_After Competition Groups_Low Flow Pre-Rinse Spray Nozzle
Commercial | Com ¦ Wall Insulation | 2022 | Economic | MW | After Competition Groups | 0.058686 | 0 | 0 | 1614.0016 | 3.6361e-05 | 61 | Commercial_2022_Economic_MW_After Competition Groups_61 | Wall Insulation | 0.003636% | 0 | 0.058686 | Commercial_2022_Economic_MW_After Competition Groups_Wall Insulation
Commercial | Com ¦ Condensing Unit Heaters or other Efficient Unit Heating System | 2022 | Economic | MW | After Competition Groups | 0.054758 | 0 | 0 | 1614.0016 | 3.3927e-05 | 62 | Commercial_2022_Economic_MW_After Competition Groups_62 | Condensing Unit Heaters or other Efficient Unit Heating System | 0.003393% | 0 | 0.054758 | Commercial_2022_Economic_MW_After Competition Groups_Condensing Unit Heaters or other Efficient Unit Heating System
Commercial | Com ¦ Commercial Hot Food Holding Cabinets | 2022 | Economic | MW | After Competition Groups | 0.044518 | 0 | 0 | 1614.0016 | 2.7583e-05 | 63 | Commercial_2022_Economic_MW_After Competition Groups_63 | Commercial Hot Food Holding Cabinets | 0.002758% | 0 | 0.044518 | Commercial_2022_Economic_MW_After Competition Groups_Commercial Hot Food Holding Cabinets
Commercial | Com ¦ Room AC (w/ louvered sides) 14 SEER from 12 SEER code | 2022 | Economic | MW | After Competition Groups | 0.037169 | 0 | 0 | 1614.0016 | 2.3029e-05 | 64 | Commercial_2022_Economic_MW_After Competition Groups_64 | Room AC (w/ louvered sides) 14 SEER from 12 SEER code | 0.002303% | 0 | 0.037169 | Commercial_2022_Economic_MW_After Competition Groups_Room AC (w/ louvered sides) 14 SEER from 12 SEER code
Commercial | Com ¦ Energy Recovery Ventilation and Ventilation (Enhanced) | 2022 | Economic | MW | After Competition Groups | 0.025217 | 0 | 0 | 1614.0016 | 1.5624e-05 | 65 | Commercial_2022_Economic_MW_After Competition Groups_65 | Energy Recovery Ventilation and Ventilation (Enhanced) | 0.001562% | 0 | 0.025217 | Commercial_2022_Economic_MW_After Competition Groups_Energy Recovery Ventilation and Ventilation (Enhanced)
Commercial | Com ¦ VSD Air Compressor | 2022 | Economic | MW | After Competition Groups | 0.012495 | 0 | 0 | 1614.0016 | 7.7417e-06 | 66 | Commercial_2022_Economic_MW_After Competition Groups_66 | VSD Air Compressor | 0.0007742% | 0 | 0.012495 | Commercial_2022_Economic_MW_After Competition Groups_VSD Air Compressor
Commercial | Com ¦ High Efficiency Chiller (avg of water and air cooled) | 2022 | Economic | MW | After Competition Groups | 0.011279 | 0 | 0 | 1614.0016 | 6.9879e-06 | 67 | Commercial_2022_Economic_MW_After Competition Groups_67 | High Efficiency Chiller (avg of water and air cooled) | 0.0006988% | 0 | 0.011279 | Commercial_2022_Economic_MW_After Competition Groups_High Efficiency Chiller (avg of water and air cooled)
Commercial | Com ¦ Air Curtains | 2022 | Economic | MW | After Competition Groups | 0.0063148 | 0 | 0 | 1614.0016 | 3.9125e-06 | 68 | Commercial_2022_Economic_MW_After Competition Groups_68 | Air Curtains | 0.0003913% | 0 | 0.0063148 | Commercial_2022_Economic_MW_After Competition Groups_Air Curtains
Commercial | Com ¦ EC Plug Fan for Data Center (under cabinet) | 2022 | Economic | MW | After Competition Groups | 0.002712 | 0 | 0 | 1614.0016 | 1.6803e-06 | 69 | Commercial_2022_Economic_MW_After Competition Groups_69 | EC Plug Fan for Data Center (under cabinet) | 0.000168% | 0 | 0.002712 | Commercial_2022_Economic_MW_After Competition Groups_EC Plug Fan for Data Center (under cabinet)
Commercial | Com ¦ Electric Convection Combination Ovens | 2022 | Economic | MW | After Competition Groups | 0.00015531 | 0 | 0 | 1614.0016 | 9.6228e-08 | 70 | Commercial_2022_Economic_MW_After Competition Groups_70 | Electric Convection Combination Ovens | 9.623e-06% | 0 | 0.00015531 | Commercial_2022_Economic_MW_After Competition Groups_Electric Convection Combination Ovens
Commercial | Com ¦ Door Gasket Freezer/Refrigerator | 2022 | Economic | MW | After Competition Groups | 0 | 0 | 0 | 1614.0016 | 0 | 71 | Commercial_2022_Economic_MW_After Competition Groups_71 | Door Gasket Freezer/Refrigerator | 0% | 0 | 0 | Commercial_2022_Economic_MW_After Competition Groups_Door Gasket Freezer/Refrigerator
Commercial | Com ¦ Efficient compressor motor | 2022 | Economic | MW | After Competition Groups | 0 | 0 | 0 | 1614.0016 | 0 | 72 | Commercial_2022_Economic_MW_After Competition Groups_72 | Efficient compressor motor | 0% | 0 | 0 | Commercial_2022_Economic_MW_After Competition Groups_Efficient compressor motor
Commercial | Com ¦ Indoor Daylight Sensors/Photocell Dimming Control | 2022 | Economic | MW | After Competition Groups | 0 | 0 | 0 | 1614.0016 | 0 | 73 | Commercial_2022_Economic_MW_After Competition Groups_73 | Indoor Daylight Sensors/Photocell Dimming Control | 0% | 0 | 0 | Commercial_2022_Economic_MW_After Competition Groups_Indoor Daylight Sensors/Photocell Dimming Control
Commercial | Com ¦ LED RECESSED DOWNLIGHTS | 2022 | Economic | MW | After Competition Groups | 0 | 0 | 0 | 1614.0016 | 0 | 74 | Commercial_2022_Economic_MW_After Competition Groups_74 | LED RECESSED DOWNLIGHTS | 0% | 0 | 0 | Commercial_2022_Economic_MW_After Competition Groups_LED RECESSED DOWNLIGHTS
Commercial | Com ¦ Variable Refrigerant Flow Heat Pump | 2022 | Economic | MW | After Competition Groups | 0 | 0 | 0 | 1614.0016 | 0 | 75 | Commercial_2022_Economic_MW_After Competition Groups_75 | Variable Refrigerant Flow Heat Pump | 0% | 0 | 0 | Commercial_2022_Economic_MW_After Competition Groups_Variable Refrigerant Flow Heat Pump
Commercial | Com ¦ ENERGY STAR LED LAMPS (REFLECTOR LAMPs/MR16/PAR 16) | 2022 | SC A | MW | After Competition Groups | 58.5903 | 0 | 0 | 267.0919 | 0.21936 | 1 | Commercial_2022_SC A_MW_After Competition Groups_1 | ENERGY STAR LED LAMPS (REFLECTOR LAMPs/MR16/PAR 16) | 21.94% | 0 | 58.5903 | Commercial_2022_SC A_MW_After Competition Groups_ENERGY STAR LED LAMPS (REFLECTOR LAMPs/MR16/PAR 16)
Commercial | Com ¦ LED Low/High Bay | 2022 | SC A | MW | After Competition Groups | 25.3333 | 0 | 0 | 267.0919 | 0.094849 | 2 | Commercial_2022_SC A_MW_After Competition Groups_2 | LED Low/High Bay | 9.485% | 0 | 25.3333 | Commercial_2022_SC A_MW_After Competition Groups_LED Low/High Bay
Commercial | Com ¦ LED Troffer/Surface/Suspended | 2022 | SC A | MW | After Competition Groups | 24.9985 | 0 | 0 | 267.0919 | 0.093595 | 3 | Commercial_2022_SC A_MW_After Competition Groups_3 | LED Troffer/Surface/Suspended | 9.36% | 0 | 24.9985 | Commercial_2022_SC A_MW_After Competition Groups_LED Troffer/Surface/Suspended
Commercial | Com ¦ LED Replacement Lamp (Tube) | 2022 | SC A | MW | After Competition Groups | 23.9393 | 0 | 0 | 267.0919 | 0.089629 | 4 | Commercial_2022_SC A_MW_After Competition Groups_4 | LED Replacement Lamp (Tube) | 8.963% | 0 | 23.9393 | Commercial_2022_SC A_MW_After Competition Groups_LED Replacement Lamp (Tube)
Commercial | Com ¦ High Efficiency Air Source Heat Pump | 2022 | SC A | MW | After Competition Groups | 17.1924 | 0 | 0 | 267.0919 | 0.064369 | 5 | Commercial_2022_SC A_MW_After Competition Groups_5 | High Efficiency Air Source Heat Pump | 6.437% | 0 | 17.1924 | Commercial_2022_SC A_MW_After Competition Groups_High Efficiency Air Source Heat Pump
Commercial | Com ¦ Building Recommissioning, Operations and Maintenance (O&M) Improvements | 2022 | SC A | MW | After Competition Groups | 12.1783 | 0 | 0 | 267.0919 | 0.045596 | 6 | Commercial_2022_SC A_MW_After Competition Groups_6 | Building Recommissioning, Operations and Maintenance (O&M) Improvements | 4.56% | 0 | 12.1783 | Commercial_2022_SC A_MW_After Competition Groups_Building Recommissioning, Operations and Maintenance (O&M) Improvements
Commercial | Com ¦ Data Center Storage/Server Virtualization | 2022 | SC A | MW | After Competition Groups | 11.1975 | 0 | 0 | 267.0919 | 0.041924 | 7 | Commercial_2022_SC A_MW_After Competition Groups_7 | Data Center Storage/Server Virtualization | 4.192% | 0 | 11.1975 | Commercial_2022_SC A_MW_After Competition Groups_Data Center Storage/Server Virtualization
Commercial | Com ¦ Education and Capacity Building/Energy Behavior | 2022 | SC A | MW | After Competition Groups | 11.1357 | 0 | 0 | 267.0919 | 0.041692 | 8 | Commercial_2022_SC A_MW_After Competition Groups_8 | Education and Capacity Building/Energy Behavior | 4.169% | 0 | 11.1357 | Commercial_2022_SC A_MW_After Competition Groups_Education and Capacity Building/Energy Behavior
Commercial | Com ¦ ENERGY STAR LED LAMPS (General Service Lamps) | 2022 | SC A | MW | After Competition Groups | 9.1623 | 0 | 0 | 267.0919 | 0.034304 | 9 | Commercial_2022_SC A_MW_After Competition Groups_9 | ENERGY STAR LED LAMPS (General Service Lamps) | 3.43% | 0 | 9.1623 | Commercial_2022_SC A_MW_After Competition Groups_ENERGY STAR LED LAMPS (General Service Lamps)
Commercial | Com ¦ LED or Equivalent Sign Lighting | 2022 | SC A | MW | After Competition Groups | 7.6737 | 0 | 0 | 267.0919 | 0.02873 | 10 | Commercial_2022_SC A_MW_After Competition Groups_10 | LED or Equivalent Sign Lighting | 2.873% | 0 | 7.6737 | Commercial_2022_SC A_MW_After Competition Groups_LED or Equivalent Sign Lighting
Commercial | Com ¦ Advanced BAS/Controllers | 2022 | SC A | MW | After Competition Groups | 7.6643 | 0 | 0 | 267.0919 | 0.028695 | 11 | Commercial_2022_SC A_MW_After Competition Groups_11 | Advanced BAS/Controllers | 2.87% | 0 | 7.6643 | Commercial_2022_SC A_MW_After Competition Groups_Advanced BAS/Controllers
Commercial | Com ¦ Reach-in Shaded Pole to ECM/PSC Evaporator Fan Motor | 2022 | SC A | MW | After Competition Groups | 6.7032 | 0 | 0 | 267.0919 | 0.025097 | 12 | Commercial_2022_SC A_MW_After Competition Groups_12 | Reach-in Shaded Pole to ECM/PSC Evaporator Fan Motor | 2.51% | 0 | 6.7032 | Commercial_2022_SC A_MW_After Competition Groups_Reach-in Shaded Pole to ECM/PSC Evaporator Fan Motor
Commercial | Com ¦ Adaptive Thermostats | 2022 | SC A | MW | After Competition Groups | 4.7056 | 0 | 0 | 267.0919 | 0.017618 | 13 | Commercial_2022_SC A_MW_After Competition Groups_13 | Adaptive Thermostats | 1.762% | 0 | 4.7056 | Commercial_2022_SC A_MW_After Competition Groups_Adaptive Thermostats
Commercial | Com ¦ Strip Curtains | 2022 | SC A | MW | After Competition Groups | 4.599 | 0 | 0 | 267.0919 | 0.017219 | 14 | Commercial_2022_SC A_MW_After Competition Groups_14 | Strip Curtains | 1.722% | 0 | 4.599 | Commercial_2022_SC A_MW_After Competition Groups_Strip Curtains
Commercial | Com ¦ Furnace Tune-Up | 2022 | SC A | MW | After Competition Groups | 3.353 | 0 | 0 | 267.0919 | 0.012554 | 15 | Commercial_2022_SC A_MW_After Competition Groups_15 | Furnace Tune-Up | 1.255% | 0 | 3.353 | Commercial_2022_SC A_MW_After Competition Groups_Furnace Tune-Up
Commercial | Com ¦ Chilled Water Optimization | 2022 | SC A | MW | After Competition Groups | 3.2707 | 0 | 0 | 267.0919 | 0.012245 | 16 | Commercial_2022_SC A_MW_After Competition Groups_16 | Chilled Water Optimization | 1.225% | 0 | 3.2707 | Commercial_2022_SC A_MW_After Competition Groups_Chilled Water Optimization
Commercial | Com ¦ Unitary Air-Conditioning Unit | 2022 | SC A | MW | After Competition Groups | 2.9606 | 0 | 0 | 267.0919 | 0.011085 | 17 | Commercial_2022_SC A_MW_After Competition Groups_17 | Unitary Air-Conditioning Unit | 1.108% | 0 | 2.9606 | Commercial_2022_SC A_MW_After Competition Groups_Unitary Air-Conditioning Unit
Commercial | Com ¦ Centrally controlled desktop PC/NETWORK PC POWER MANAGEMENT SOFTWARE | 2022 | SC A | MW | After Competition Groups | 2.7203 | 0 | 0 | 267.0919 | 0.010185 | 18 | Commercial_2022_SC A_MW_After Competition Groups_18 | Centrally controlled desktop PC/NETWORK PC POWER MANAGEMENT SOFTWARE | 1.019% | 0 | 2.7203 | Commercial_2022_SC A_MW_After Competition Groups_Centrally controlled desktop PC/NETWORK PC POWER MANAGEMENT SOFTWARE
Commercial | Com ¦ LED parking lot fixture | 2022 | SC A | MW | After Competition Groups | 2.6521 | 0 | 0 | 267.0919 | 0.0099296 | 19 | Commercial_2022_SC A_MW_After Competition Groups_19 | LED parking lot fixture | 0.993% | 0 | 2.6521 | Commercial_2022_SC A_MW_After Competition Groups_LED parking lot fixture
Commercial | Com ¦ LED EXTERIOR AREA LIGHTS - LED fixture (200W) | 2022 | SC A | MW | After Competition Groups | 2.6504 | 0 | 0 | 267.0919 | 0.0099231 | 20 | Commercial_2022_SC A_MW_After Competition Groups_20 | LED EXTERIOR AREA LIGHTS - LED fixture (200W) | 0.9923% | 0 | 2.6504 | Commercial_2022_SC A_MW_After Competition Groups_LED EXTERIOR AREA LIGHTS - LED fixture (200W)
Commercial | Com ¦ Variable Frequency Drive (VFD) | 2022 | SC A | MW | After Competition Groups | 2.3594 | 0 | 0 | 267.0919 | 0.0088336 | 21 | Commercial_2022_SC A_MW_After Competition Groups_21 | Variable Frequency Drive (VFD) | 0.8834% | 0 | 2.3594 | Commercial_2022_SC A_MW_After Competition Groups_Variable Frequency Drive (VFD)
Commercial | Com ¦ VFD on Pumps | 2022 | SC A | MW | After Competition Groups | 2.1929 | 0 | 0 | 267.0919 | 0.0082102 | 22 | Commercial_2022_SC A_MW_After Competition Groups_22 | VFD on Pumps | 0.821% | 0 | 2.1929 | Commercial_2022_SC A_MW_After Competition Groups_VFD on Pumps
Commercial | Com ¦ Demand Control Ventilation | 2022 | SC A | MW | After Competition Groups | 2.1306 | 0 | 0 | 267.0919 | 0.0079769 | 23 | Commercial_2022_SC A_MW_After Competition Groups_23 | Demand Control Ventilation | 0.7977% | 0 | 2.1306 | Commercial_2022_SC A_MW_After Competition Groups_Demand Control Ventilation
Commercial | Com ¦ Refrigerated Display Case LED | 2022 | SC A | MW | After Competition Groups | 1.9956 | 0 | 0 | 267.0919 | 0.0074717 | 24 | Commercial_2022_SC A_MW_After Competition Groups_24 | Refrigerated Display Case LED | 0.7472% | 0 | 1.9956 | Commercial_2022_SC A_MW_After Competition Groups_Refrigerated Display Case LED
Commercial | Com ¦ Refrigerated Display Case Doors | 2022 | SC A | MW | After Competition Groups | 1.9117 | 0 | 0 | 267.0919 | 0.0071576 | 25 | Commercial_2022_SC A_MW_After Competition Groups_25 | Refrigerated Display Case Doors | 0.7158% | 0 | 1.9117 | Commercial_2022_SC A_MW_After Competition Groups_Refrigerated Display Case Doors
Commercial | Com ¦ LED street light fixture | 2022 | SC A | MW | After Competition Groups | 1.4587 | 0 | 0 | 267.0919 | 0.0054616 | 26 | Commercial_2022_SC A_MW_After Competition Groups_26 | LED street light fixture | 0.5462% | 0 | 1.4587 | Commercial_2022_SC A_MW_After Competition Groups_LED street light fixture
Commercial | Com ¦ ENERGY STAR Griddle (74% eff) | 2022 | SC A | MW | After Competition Groups | 1.3581 | 0 | 0 | 267.0919 | 0.0050847 | 27 | Commercial_2022_SC A_MW_After Competition Groups_27 | ENERGY STAR Griddle (74% eff) | 0.5085% | 0 | 1.3581 | Commercial_2022_SC A_MW_After Competition Groups_ENERGY STAR Griddle (74% eff)
Commercial | Com ¦ ECM MOTORS FOR EVAPORATOR FANS for refrigeration (WALK-IN) | 2022 | SC A | MW | After Competition Groups | 1.2098 | 0 | 0 | 267.0919 | 0.0045295 | 28 | Commercial_2022_SC A_MW_After Competition Groups_28 | ECM MOTORS FOR EVAPORATOR FANS for refrigeration (WALK-IN) | 0.453% | 0 | 1.2098 | Commercial_2022_SC A_MW_After Competition Groups_ECM MOTORS FOR EVAPORATOR FANS for refrigeration (WALK-IN)
Commercial | Com ¦ Air Handler with Dedicated Outdoor Air Systems | 2022 | SC A | MW | After Competition Groups | 1.1963 | 0 | 0 | 267.0919 | 0.0044791 | 29 | Commercial_2022_SC A_MW_After Competition Groups_29 | Air Handler with Dedicated Outdoor Air Systems | 0.4479% | 0 | 1.1963 | Commercial_2022_SC A_MW_After Competition Groups_Air Handler with Dedicated Outdoor Air Systems
Commercial | Com ¦ Evaporator Fan Controls | 2022 | SC A | MW | After Competition Groups | 1.0169 | 0 | 0 | 267.0919 | 0.0038072 | 30 | Commercial_2022_SC A_MW_After Competition Groups_30 | Evaporator Fan Controls | 0.3807% | 0 | 1.0169 | Commercial_2022_SC A_MW_After Competition Groups_Evaporator Fan Controls
Commercial | Com ¦ Freezer Case Light Sensor | 2022 | SC A | MW | After Competition Groups | 0.87794 | 0 | 0 | 267.0919 | 0.003287 | 31 | Commercial_2022_SC A_MW_After Competition Groups_31 | Freezer Case Light Sensor | 0.3287% | 0 | 0.87794 | Commercial_2022_SC A_MW_After Competition Groups_Freezer Case Light Sensor
Commercial | Com ¦ Demand Control Kitchen Ventilation | 2022 | SC A | MW | After Competition Groups | 0.85368 | 0 | 0 | 267.0919 | 0.0031962 | 32 | Commercial_2022_SC A_MW_After Competition Groups_32 | Demand Control Kitchen Ventilation | 0.3196% | 0 | 0.85368 | Commercial_2022_SC A_MW_After Competition Groups_Demand Control Kitchen Ventilation
Commercial | Com ¦ Occupancy Sensors | 2022 | SC A | MW | After Competition Groups | 0.84086 | 0 | 0 | 267.0919 | 0.0031482 | 33 | Commercial_2022_SC A_MW_After Competition Groups_33 | Occupancy Sensors | 0.3148% | 0 | 0.84086 | Commercial_2022_SC A_MW_After Competition Groups_Occupancy Sensors
Commercial | Com ¦ Duct Insulation, R8 | 2022 | SC A | MW | After Competition Groups | 0.61125 | 0 | 0 | 267.0919 | 0.0022885 | 34 | Commercial_2022_SC A_MW_After Competition Groups_34 | Duct Insulation, R8 | 0.2289% | 0 | 0.61125 | Commercial_2022_SC A_MW_After Competition Groups_Duct Insulation, R8
Commercial | Com ¦ ENERGY STAR Fryer (84% eff) | 2022 | SC A | MW | After Competition Groups | 0.39239 | 0 | 0 | 267.0919 | 0.0014691 | 35 | Commercial_2022_SC A_MW_After Competition Groups_35 | ENERGY STAR Fryer (84% eff) | 0.1469% | 0 | 0.39239 | Commercial_2022_SC A_MW_After Competition Groups_ENERGY STAR Fryer (84% eff)
Commercial | Com ¦ Water Source Heat Pump (4 ton) | 2022 | SC A | MW | After Competition Groups | 0.38885 | 0 | 0 | 267.0919 | 0.0014559 | 36 | Commercial_2022_SC A_MW_After Competition Groups_36 | Water Source Heat Pump (4 ton) | 0.1456% | 0 | 0.38885 | Commercial_2022_SC A_MW_After Competition Groups_Water Source Heat Pump (4 ton)
Commercial | Com ¦ Thermostat Setback | 2022 | SC A | MW | After Competition Groups | 0.37419 | 0 | 0 | 267.0919 | 0.001401 | 37 | Commercial_2022_SC A_MW_After Competition Groups_37 | Thermostat Setback | 0.1401% | 0 | 0.37419 | Commercial_2022_SC A_MW_After Competition Groups_Thermostat Setback
Commercial | Com ¦ Temperature Adjustment in Commercial Freezers | 2022 | SC A | MW | After Competition Groups | 0.37212 | 0 | 0 | 267.0919 | 0.0013932 | 38 | Commercial_2022_SC A_MW_After Competition Groups_38 | Temperature Adjustment in Commercial Freezers | 0.1393% | 0 | 0.37212 | Commercial_2022_SC A_MW_After Competition Groups_Temperature Adjustment in Commercial Freezers
Commercial | Com ¦ Elec Storage WH 2.30 Et | 2022 | SC A | MW | After Competition Groups | 0.34428 | 0 | 0 | 267.0919 | 0.001289 | 39 | Commercial_2022_SC A_MW_After Competition Groups_39 | Elec Storage WH 2.30 Et | 0.1289% | 0 | 0.34428 | Commercial_2022_SC A_MW_After Competition Groups_Elec Storage WH 2.30 Et
Commercial | Com ¦ Vertical Night Covers | 2022 | SC A | MW | After Competition Groups | 0.3016 | 0 | 0 | 267.0919 | 0.0011292 | 40 | Commercial_2022_SC A_MW_After Competition Groups_40 | Vertical Night Covers | 0.1129% | 0 | 0.3016 | Commercial_2022_SC A_MW_After Competition Groups_Vertical Night Covers
Commercial | Com ¦ BEVERAGE VENDING MACHINE CONTROLS | 2022 | SC A | MW | After Competition Groups | 0.28883 | 0 | 0 | 267.0919 | 0.0010814 | 41 | Commercial_2022_SC A_MW_After Competition Groups_41 | BEVERAGE VENDING MACHINE CONTROLS | 0.1081% | 0 | 0.28883 | Commercial_2022_SC A_MW_After Competition Groups_BEVERAGE VENDING MACHINE CONTROLS
Commercial | Com ¦ Outside Air Economizer | 2022 | SC A | MW | After Competition Groups | 0.28396 | 0 | 0 | 267.0919 | 0.0010631 | 42 | Commercial_2022_SC A_MW_After Competition Groups_42 | Outside Air Economizer | 0.1063% | 0 | 0.28396 | Commercial_2022_SC A_MW_After Competition Groups_Outside Air Economizer
Commercial | Com ¦ CO Sensors for parking garage exhaust fans | 2022 | SC A | MW | After Competition Groups | 0.27559 | 0 | 0 | 267.0919 | 0.0010318 | 43 | Commercial_2022_SC A_MW_After Competition Groups_43 | CO Sensors for parking garage exhaust fans | 0.1032% | 0 | 0.27559 | Commercial_2022_SC A_MW_After Competition Groups_CO Sensors for parking garage exhaust fans
Commercial | Com ¦ Energy Efficient Laboratory Fume Hood | 2022 | SC A | MW | After Competition Groups | 0.25489 | 0 | 0 | 267.0919 | 0.00095432 | 44 | Commercial_2022_SC A_MW_After Competition Groups_44 | Energy Efficient Laboratory Fume Hood | 0.09543% | 0 | 0.25489 | Commercial_2022_SC A_MW_After Competition Groups_Energy Efficient Laboratory Fume Hood
Commercial | Com ¦ ENERGY STAR Steam Cookers | 2022 | SC A | MW | After Competition Groups | 0.24992 | 0 | 0 | 267.0919 | 0.00093571 | 45 | Commercial_2022_SC A_MW_After Competition Groups_45 | ENERGY STAR Steam Cookers | 0.09357% | 0 | 0.24992 | Commercial_2022_SC A_MW_After Competition Groups_ENERGY STAR Steam Cookers
Commercial | Com ¦ Water Heating (DHW) Pipe Insulation (Add 3/4\ Foam)" | 2022 | SC A | MW | After Competition Groups | 0.23593 | 0 | 0 | 267.0919 | 0.00088333 | 46 | Commercial_2022_SC A_MW_After Competition Groups_46 | Water Heating (DHW) Pipe Insulation (Add 3/4\ Foam)" | 0.08833% | 0 | 0.23593 | Commercial_2022_SC A_MW_After Competition Groups_Water Heating (DHW) Pipe Insulation (Add 3/4\ Foam)"
Commercial | Com ¦ ENERGY STAR Dishwasher | 2022 | SC A | MW | After Competition Groups | 0.16497 | 0 | 0 | 267.0919 | 0.00061764 | 47 | Commercial_2022_SC A_MW_After Competition Groups_47 | ENERGY STAR Dishwasher | 0.06176% | 0 | 0.16497 | Commercial_2022_SC A_MW_After Competition Groups_ENERGY STAR Dishwasher
Commercial | Com ¦ Suction Pipe Insulation Freezer/Refrigerator | 2022 | SC A | MW | After Competition Groups | 0.15528 | 0 | 0 | 267.0919 | 0.00058138 | 48 | Commercial_2022_SC A_MW_After Competition Groups_48 | Suction Pipe Insulation Freezer/Refrigerator | 0.05814% | 0 | 0.15528 | Commercial_2022_SC A_MW_After Competition Groups_Suction Pipe Insulation Freezer/Refrigerator
Commercial | Com ¦ Ozone Laundry Treatment | 2022 | SC A | MW | After Competition Groups | 0.061005 | 0 | 0 | 267.0919 | 0.0002284 | 49 | Commercial_2022_SC A_MW_After Competition Groups_49 | Ozone Laundry Treatment | 0.02284% | 0 | 0.061005 | Commercial_2022_SC A_MW_After Competition Groups_Ozone Laundry Treatment
Commercial | Com ¦ HVAC Optimization | 2022 | SC A | MW | After Competition Groups | 0.037841 | 0 | 0 | 267.0919 | 0.00014168 | 50 | Commercial_2022_SC A_MW_After Competition Groups_50 | HVAC Optimization | 0.01417% | 0 | 0.037841 | Commercial_2022_SC A_MW_After Competition Groups_HVAC Optimization
Commercial | Com ¦ ECM MOTORS FOR HVAC APPLICATION (FAN-POWERED VAV BOX) | 2022 | SC A | MW | After Competition Groups | 0.036096 | 0 | 0 | 267.0919 | 0.00013514 | 51 | Commercial_2022_SC A_MW_After Competition Groups_51 | ECM MOTORS FOR HVAC APPLICATION (FAN-POWERED VAV BOX) | 0.01351% | 0 | 0.036096 | Commercial_2022_SC A_MW_After Competition Groups_ECM MOTORS FOR HVAC APPLICATION (FAN-POWERED VAV BOX)
Commercial | Com ¦ CEE Tier 2/Energy Star Clothes Washers | 2022 | SC A | MW | After Competition Groups | 0.03301 | 0 | 0 | 267.0919 | 0.00012359 | 52 | Commercial_2022_SC A_MW_After Competition Groups_52 | CEE Tier 2/Energy Star Clothes Washers | 0.01236% | 0 | 0.03301 | Commercial_2022_SC A_MW_After Competition Groups_CEE Tier 2/Energy Star Clothes Washers
Commercial | COM ¦ Ductless Mini-Split Heat Pumps | 2022 | SC A | MW | After Competition Groups | 0.028866 | 0 | 0 | 267.0919 | 0.00010807 | 53 | Commercial_2022_SC A_MW_After Competition Groups_53 | Ductless Mini-Split Heat Pumps | 0.01081% | 0 | 0.028866 | Commercial_2022_SC A_MW_After Competition Groups_Ductless Mini-Split Heat Pumps
Commercial | Com ¦ Low Flow Pre-Rinse Spray Nozzle | 2022 | SC A | MW | After Competition Groups | 0.020254 | 0 | 0 | 267.0919 | 7.5833e-05 | 54 | Commercial_2022_SC A_MW_After Competition Groups_54 | Low Flow Pre-Rinse Spray Nozzle | 0.007583% | 0 | 0.020254 | Commercial_2022_SC A_MW_After Competition Groups_Low Flow Pre-Rinse Spray Nozzle
Commercial | Com ¦ Auto Off Time Switch or Time Clock control | 2022 | SC A | MW | After Competition Groups | 0.016672 | 0 | 0 | 267.0919 | 6.2421e-05 | 55 | Commercial_2022_SC A_MW_After Competition Groups_55 | Auto Off Time Switch or Time Clock control | 0.006242% | 0 | 0.016672 | Commercial_2022_SC A_MW_After Competition Groups_Auto Off Time Switch or Time Clock control
Commercial | Com ¦ Demand controlled Circulating Systems | 2022 | SC A | MW | After Competition Groups | 0.015954 | 0 | 0 | 267.0919 | 5.9731e-05 | 56 | Commercial_2022_SC A_MW_After Competition Groups_56 | Demand controlled Circulating Systems | 0.005973% | 0 | 0.015954 | Commercial_2022_SC A_MW_After Competition Groups_Demand controlled Circulating Systems
Commercial | Com ¦ Condensing Make Up Air Unit | 2022 | SC A | MW | After Competition Groups | 0.010452 | 0 | 0 | 267.0919 | 3.9133e-05 | 57 | Commercial_2022_SC A_MW_After Competition Groups_57 | Condensing Make Up Air Unit | 0.003913% | 0 | 0.010452 | Commercial_2022_SC A_MW_After Competition Groups_Condensing Make Up Air Unit
Commercial | Com ¦ PTAC (12 EER/10,000 BTU) | 2022 | SC A | MW | After Competition Groups | 0.0099809 | 0 | 0 | 267.0919 | 3.7369e-05 | 58 | Commercial_2022_SC A_MW_After Competition Groups_58 | PTAC (12 EER/10,000 BTU) | 0.003737% | 0 | 0.0099809 | Commercial_2022_SC A_MW_After Competition Groups_PTAC (12 EER/10,000 BTU)
Commercial | Com ¦ Commercial Hot Food Holding Cabinets | 2022 | SC A | MW | After Competition Groups | 0.0079825 | 0 | 0 | 267.0919 | 2.9887e-05 | 59 | Commercial_2022_SC A_MW_After Competition Groups_59 | Commercial Hot Food Holding Cabinets | 0.002989% | 0 | 0.0079825 | Commercial_2022_SC A_MW_After Competition Groups_Commercial Hot Food Holding Cabinets
Commercial | Com ¦ Wall Insulation | 2022 | SC A | MW | After Competition Groups | 0.0055168 | 0 | 0 | 267.0919 | 2.0655e-05 | 60 | Commercial_2022_SC A_MW_After Competition Groups_60 | Wall Insulation | 0.002066% | 0 | 0.0055168 | Commercial_2022_SC A_MW_After Competition Groups_Wall Insulation
Commercial | Com ¦ Condensing Unit Heaters or other Efficient Unit Heating System | 2022 | SC A | MW | After Competition Groups | 0.0053054 | 0 | 0 | 267.0919 | 1.9864e-05 | 61 | Commercial_2022_SC A_MW_After Competition Groups_61 | Condensing Unit Heaters or other Efficient Unit Heating System | 0.001986% | 0 | 0.0053054 | Commercial_2022_SC A_MW_After Competition Groups_Condensing Unit Heaters or other Efficient Unit Heating System
Commercial | Com ¦ Notched V belts for HVAC Systems | 2022 | SC A | MW | After Competition Groups | 0.0046842 | 0 | 0 | 267.0919 | 1.7538e-05 | 62 | Commercial_2022_SC A_MW_After Competition Groups_62 | Notched V belts for HVAC Systems | 0.001754% | 0 | 0.0046842 | Commercial_2022_SC A_MW_After Competition Groups_Notched V belts for HVAC Systems
Commercial | Com ¦ VSD Air Compressor | 2022 | SC A | MW | After Competition Groups | 0.0044902 | 0 | 0 | 267.0919 | 1.6811e-05 | 63 | Commercial_2022_SC A_MW_After Competition Groups_63 | VSD Air Compressor | 0.001681% | 0 | 0.0044902 | Commercial_2022_SC A_MW_After Competition Groups_VSD Air Compressor
Commercial | Com ¦ Solar Water Preheat (Pools/DHW) | 2022 | SC A | MW | After Competition Groups | 0.0042769 | 0 | 0 | 267.0919 | 1.6013e-05 | 64 | Commercial_2022_SC A_MW_After Competition Groups_64 | Solar Water Preheat (Pools/DHW) | 0.001601% | 0 | 0.0042769 | Commercial_2022_SC A_MW_After Competition Groups_Solar Water Preheat (Pools/DHW)
Commercial | Com ¦ Air Curtains | 2022 | SC A | MW | After Competition Groups | 0.0041105 | 0 | 0 | 267.0919 | 1.539e-05 | 65 | Commercial_2022_SC A_MW_After Competition Groups_65 | Air Curtains | 0.001539% | 0 | 0.0041105 | Commercial_2022_SC A_MW_After Competition Groups_Air Curtains
Commercial | Com ¦ LLLC - Low Impact Application | 2022 | SC A | MW | After Competition Groups | 0.0029494 | 0 | 0 | 267.0919 | 1.1043e-05 | 66 | Commercial_2022_SC A_MW_After Competition Groups_66 | LLLC - Low Impact Application | 0.001104% | 0 | 0.0029494 | Commercial_2022_SC A_MW_After Competition Groups_LLLC - Low Impact Application
Commercial | Com ¦ LLLC - High Impact Application | 2022 | SC A | MW | After Competition Groups | 0.0025688 | 0 | 0 | 267.0919 | 9.6178e-06 | 67 | Commercial_2022_SC A_MW_After Competition Groups_67 | LLLC - High Impact Application | 0.0009618% | 0 | 0.0025688 | Commercial_2022_SC A_MW_After Competition Groups_LLLC - High Impact Application
Commercial | Com ¦ High Efficiency Chiller (avg of water and air cooled) | 2022 | SC A | MW | After Competition Groups | 0.00097763 | 0 | 0 | 267.0919 | 3.6603e-06 | 68 | Commercial_2022_SC A_MW_After Competition Groups_68 | High Efficiency Chiller (avg of water and air cooled) | 0.000366% | 0 | 0.00097763 | Commercial_2022_SC A_MW_After Competition Groups_High Efficiency Chiller (avg of water and air cooled)
Commercial | Com ¦ Room AC (w/ louvered sides) 14 SEER from 12 SEER code | 2022 | SC A | MW | After Competition Groups | 0.00087228 | 0 | 0 | 267.0919 | 3.2658e-06 | 69 | Commercial_2022_SC A_MW_After Competition Groups_69 | Room AC (w/ louvered sides) 14 SEER from 12 SEER code | 0.0003266% | 0 | 0.00087228 | Commercial_2022_SC A_MW_After Competition Groups_Room AC (w/ louvered sides) 14 SEER from 12 SEER code
Commercial | Com ¦ Energy Recovery Ventilation and Ventilation (Enhanced) | 2022 | SC A | MW | After Competition Groups | 0.00059092 | 0 | 0 | 267.0919 | 2.2124e-06 | 70 | Commercial_2022_SC A_MW_After Competition Groups_70 | Energy Recovery Ventilation and Ventilation (Enhanced) | 0.0002212% | 0 | 0.00059092 | Commercial_2022_SC A_MW_After Competition Groups_Energy Recovery Ventilation and Ventilation (Enhanced)
Commercial | Com ¦ EC Plug Fan for Data Center (under cabinet) | 2022 | SC A | MW | After Competition Groups | 0.00033558 | 0 | 0 | 267.0919 | 1.2564e-06 | 71 | Commercial_2022_SC A_MW_After Competition Groups_71 | EC Plug Fan for Data Center (under cabinet) | 0.0001256% | 0 | 0.00033558 | Commercial_2022_SC A_MW_After Competition Groups_EC Plug Fan for Data Center (under cabinet)
Commercial | Com ¦ Electric Convection Combination Ovens | 2022 | SC A | MW | After Competition Groups | 8.828e-05 | 0 | 0 | 267.0919 | 3.3052e-07 | 72 | Commercial_2022_SC A_MW_After Competition Groups_72 | Electric Convection Combination Ovens | 3.305e-05% | 0 | 8.828e-05 | Commercial_2022_SC A_MW_After Competition Groups_Electric Convection Combination Ovens
Commercial | Com ¦ Networked/Connected - High Impact Application | 2022 | SC A | MW | After Competition Groups | 5.6159e-05 | 0 | 0 | 267.0919 | 2.1026e-07 | 73 | Commercial_2022_SC A_MW_After Competition Groups_73 | Networked/Connected - High Impact Application | 2.103e-05% | 0 | 5.6159e-05 | Commercial_2022_SC A_MW_After Competition Groups_Networked/Connected - High Impact Application
Commercial | Com ¦ High Efficiency Small Instantaneous Water Heater | 2022 | SC A | MW | After Competition Groups | 4.1692e-06 | 0 | 0 | 267.0919 | 1.561e-08 | 74 | Commercial_2022_SC A_MW_After Competition Groups_74 | High Efficiency Small Instantaneous Water Heater | 1.561e-06% | 0 | 4.1692e-06 | Commercial_2022_SC A_MW_After Competition Groups_High Efficiency Small Instantaneous Water Heater
Commercial | Com ¦ Networked/Connected - Low Impact Application | 2022 | SC A | MW | After Competition Groups | 2.0745e-06 | 0 | 0 | 267.0919 | 7.7669e-09 | 75 | Commercial_2022_SC A_MW_After Competition Groups_75 | Networked/Connected - Low Impact Application | 7.767e-07% | 0 | 2.0745e-06 | Commercial_2022_SC A_MW_After Competition Groups_Networked/Connected - Low Impact Application
Commercial | Com ¦ Door Gasket Freezer/Refrigerator | 2022 | SC A | MW | After Competition Groups | 0 | 0 | 0 | 267.0919 | 0 | 76 | Commercial_2022_SC A_MW_After Competition Groups_76 | Door Gasket Freezer/Refrigerator | 0% | 0 | 0 | Commercial_2022_SC A_MW_After Competition Groups_Door Gasket Freezer/Refrigerator
Commercial | Com ¦ Efficient compressor motor | 2022 | SC A | MW | After Competition Groups | 0 | 0 | 0 | 267.0919 | 0 | 77 | Commercial_2022_SC A_MW_After Competition Groups_77 | Efficient compressor motor | 0% | 0 | 0 | Commercial_2022_SC A_MW_After Competition Groups_Efficient compressor motor
Commercial | Com ¦ Indoor Daylight Sensors/Photocell Dimming Control | 2022 | SC A | MW | After Competition Groups | 0 | 0 | 0 | 267.0919 | 0 | 78 | Commercial_2022_SC A_MW_After Competition Groups_78 | Indoor Daylight Sensors/Photocell Dimming Control | 0% | 0 | 0 | Commercial_2022_SC A_MW_After Competition Groups_Indoor Daylight Sensors/Photocell Dimming Control
Commercial | Com ¦ LED RECESSED DOWNLIGHTS | 2022 | SC A | MW | After Competition Groups | 0 | 0 | 0 | 267.0919 | 0 | 79 | Commercial_2022_SC A_MW_After Competition Groups_79 | LED RECESSED DOWNLIGHTS | 0% | 0 | 0 | Commercial_2022_SC A_MW_After Competition Groups_LED RECESSED DOWNLIGHTS
Commercial | Com ¦ Variable Refrigerant Flow Heat Pump | 2022 | SC A | MW | After Competition Groups | 0 | 0 | 0 | 267.0919 | 0 | 80 | Commercial_2022_SC A_MW_After Competition Groups_80 | Variable Refrigerant Flow Heat Pump | 0% | 0 | 0 | Commercial_2022_SC A_MW_After Competition Groups_Variable Refrigerant Flow Heat Pump
Commercial | Com ¦ ENERGY STAR LED LAMPS (REFLECTOR LAMPs/MR16/PAR 16) | 2022 | SC B | MW | After Competition Groups | 58.5903 | 0 | 0 | 381.1713 | 0.15371 | 1 | Commercial_2022_SC B_MW_After Competition Groups_1 | ENERGY STAR LED LAMPS (REFLECTOR LAMPs/MR16/PAR 16) | 15.37% | 0 | 58.5903 | Commercial_2022_SC B_MW_After Competition Groups_ENERGY STAR LED LAMPS (REFLECTOR LAMPs/MR16/PAR 16)
Commercial | Com ¦ Education and Capacity Building/Energy Behavior | 2022 | SC B | MW | After Competition Groups | 55.6784 | 0 | 0 | 381.1713 | 0.14607 | 2 | Commercial_2022_SC B_MW_After Competition Groups_2 | Education and Capacity Building/Energy Behavior | 14.61% | 0 | 55.6784 | Commercial_2022_SC B_MW_After Competition Groups_Education and Capacity Building/Energy Behavior
Commercial | Com ¦ LED Troffer/Surface/Suspended | 2022 | SC B | MW | After Competition Groups | 28.7739 | 0 | 0 | 381.1713 | 0.075488 | 3 | Commercial_2022_SC B_MW_After Competition Groups_3 | LED Troffer/Surface/Suspended | 7.549% | 0 | 28.7739 | Commercial_2022_SC B_MW_After Competition Groups_LED Troffer/Surface/Suspended
Commercial | Com ¦ LED Low/High Bay | 2022 | SC B | MW | After Competition Groups | 28.6053 | 0 | 0 | 381.1713 | 0.075046 | 4 | Commercial_2022_SC B_MW_After Competition Groups_4 | LED Low/High Bay | 7.505% | 0 | 28.6053 | Commercial_2022_SC B_MW_After Competition Groups_LED Low/High Bay
Commercial | Com ¦ LED Replacement Lamp (Tube) | 2022 | SC B | MW | After Competition Groups | 23.9393 | 0 | 0 | 381.1713 | 0.062805 | 5 | Commercial_2022_SC B_MW_After Competition Groups_5 | LED Replacement Lamp (Tube) | 6.28% | 0 | 23.9393 | Commercial_2022_SC B_MW_After Competition Groups_LED Replacement Lamp (Tube)
Commercial | Com ¦ High Efficiency Air Source Heat Pump | 2022 | SC B | MW | After Competition Groups | 17.1923 | 0 | 0 | 381.1713 | 0.045104 | 6 | Commercial_2022_SC B_MW_After Competition Groups_6 | High Efficiency Air Source Heat Pump | 4.51% | 0 | 17.1923 | Commercial_2022_SC B_MW_After Competition Groups_High Efficiency Air Source Heat Pump
Commercial | Com ¦ Building Recommissioning, Operations and Maintenance (O&M) Improvements | 2022 | SC B | MW | After Competition Groups | 15.1525 | 0 | 0 | 381.1713 | 0.039752 | 7 | Commercial_2022_SC B_MW_After Competition Groups_7 | Building Recommissioning, Operations and Maintenance (O&M) Improvements | 3.975% | 0 | 15.1525 | Commercial_2022_SC B_MW_After Competition Groups_Building Recommissioning, Operations and Maintenance (O&M) Improvements
Commercial | Com ¦ Data Center Storage/Server Virtualization | 2022 | SC B | MW | After Competition Groups | 12.7242 | 0 | 0 | 381.1713 | 0.033382 | 8 | Commercial_2022_SC B_MW_After Competition Groups_8 | Data Center Storage/Server Virtualization | 3.338% | 0 | 12.7242 | Commercial_2022_SC B_MW_After Competition Groups_Data Center Storage/Server Virtualization
Commercial | Com ¦ Adaptive Thermostats | 2022 | SC B | MW | After Competition Groups | 10.9378 | 0 | 0 | 381.1713 | 0.028695 | 9 | Commercial_2022_SC B_MW_After Competition Groups_9 | Adaptive Thermostats | 2.87% | 0 | 10.9378 | Commercial_2022_SC B_MW_After Competition Groups_Adaptive Thermostats
Commercial | Com ¦ LED or Equivalent Sign Lighting | 2022 | SC B | MW | After Competition Groups | 9.8187 | 0 | 0 | 381.1713 | 0.025759 | 10 | Commercial_2022_SC B_MW_After Competition Groups_10 | LED or Equivalent Sign Lighting | 2.576% | 0 | 9.8187 | Commercial_2022_SC B_MW_After Competition Groups_LED or Equivalent Sign Lighting
Commercial | Com ¦ Advanced BAS/Controllers | 2022 | SC B | MW | After Competition Groups | 9.2484 | 0 | 0 | 381.1713 | 0.024263 | 11 | Commercial_2022_SC B_MW_After Competition Groups_11 | Advanced BAS/Controllers | 2.426% | 0 | 9.2484 | Commercial_2022_SC B_MW_After Competition Groups_Advanced BAS/Controllers
Commercial | Com ¦ ENERGY STAR LED LAMPS (General Service Lamps) | 2022 | SC B | MW | After Competition Groups | 9.1623 | 0 | 0 | 381.1713 | 0.024037 | 12 | Commercial_2022_SC B_MW_After Competition Groups_12 | ENERGY STAR LED LAMPS (General Service Lamps) | 2.404% | 0 | 9.1623 | Commercial_2022_SC B_MW_After Competition Groups_ENERGY STAR LED LAMPS (General Service Lamps)
Commercial | Com ¦ Furnace Tune-Up | 2022 | SC B | MW | After Competition Groups | 8.9913 | 0 | 0 | 381.1713 | 0.023588 | 13 | Commercial_2022_SC B_MW_After Competition Groups_13 | Furnace Tune-Up | 2.359% | 0 | 8.9913 | Commercial_2022_SC B_MW_After Competition Groups_Furnace Tune-Up
Commercial | Com ¦ Strip Curtains | 2022 | SC B | MW | After Competition Groups | 8.8292 | 0 | 0 | 381.1713 | 0.023163 | 14 | Commercial_2022_SC B_MW_After Competition Groups_14 | Strip Curtains | 2.316% | 0 | 8.8292 | Commercial_2022_SC B_MW_After Competition Groups_Strip Curtains
Commercial | Com ¦ Unitary Air-Conditioning Unit | 2022 | SC B | MW | After Competition Groups | 8.3272 | 0 | 0 | 381.1713 | 0.021846 | 15 | Commercial_2022_SC B_MW_After Competition Groups_15 | Unitary Air-Conditioning Unit | 2.185% | 0 | 8.3272 | Commercial_2022_SC B_MW_After Competition Groups_Unitary Air-Conditioning Unit
Commercial | Com ¦ Reach-in Shaded Pole to ECM/PSC Evaporator Fan Motor | 2022 | SC B | MW | After Competition Groups | 7.1552 | 0 | 0 | 381.1713 | 0.018772 | 16 | Commercial_2022_SC B_MW_After Competition Groups_16 | Reach-in Shaded Pole to ECM/PSC Evaporator Fan Motor | 1.877% | 0 | 7.1552 | Commercial_2022_SC B_MW_After Competition Groups_Reach-in Shaded Pole to ECM/PSC Evaporator Fan Motor
Commercial | Com ¦ Variable Frequency Drive (VFD) | 2022 | SC B | MW | After Competition Groups | 6.3259 | 0 | 0 | 381.1713 | 0.016596 | 17 | Commercial_2022_SC B_MW_After Competition Groups_17 | Variable Frequency Drive (VFD) | 1.66% | 0 | 6.3259 | Commercial_2022_SC B_MW_After Competition Groups_Variable Frequency Drive (VFD)
Commercial | Com ¦ Demand Control Ventilation | 2022 | SC B | MW | After Competition Groups | 6.0973 | 0 | 0 | 381.1713 | 0.015996 | 18 | Commercial_2022_SC B_MW_After Competition Groups_18 | Demand Control Ventilation | 1.6% | 0 | 6.0973 | Commercial_2022_SC B_MW_After Competition Groups_Demand Control Ventilation
Commercial | Com ¦ VFD on Pumps | 2022 | SC B | MW | After Competition Groups | 5.9086 | 0 | 0 | 381.1713 | 0.015501 | 19 | Commercial_2022_SC B_MW_After Competition Groups_19 | VFD on Pumps | 1.55% | 0 | 5.9086 | Commercial_2022_SC B_MW_After Competition Groups_VFD on Pumps
Commercial | Com ¦ Centrally controlled desktop PC/NETWORK PC POWER MANAGEMENT SOFTWARE | 2022 | SC B | MW | After Competition Groups | 5.0203 | 0 | 0 | 381.1713 | 0.013171 | 20 | Commercial_2022_SC B_MW_After Competition Groups_20 | Centrally controlled desktop PC/NETWORK PC POWER MANAGEMENT SOFTWARE | 1.317% | 0 | 5.0203 | Commercial_2022_SC B_MW_After Competition Groups_Centrally controlled desktop PC/NETWORK PC POWER MANAGEMENT SOFTWARE
Commercial | Com ¦ Air Handler with Dedicated Outdoor Air Systems | 2022 | SC B | MW | After Competition Groups | 4.763 | 0 | 0 | 381.1713 | 0.012496 | 21 | Commercial_2022_SC B_MW_After Competition Groups_21 | Air Handler with Dedicated Outdoor Air Systems | 1.25% | 0 | 4.763 | Commercial_2022_SC B_MW_After Competition Groups_Air Handler with Dedicated Outdoor Air Systems
Commercial | Com ¦ Chilled Water Optimization | 2022 | SC B | MW | After Competition Groups | 4.2847 | 0 | 0 | 381.1713 | 0.011241 | 22 | Commercial_2022_SC B_MW_After Competition Groups_22 | Chilled Water Optimization | 1.124% | 0 | 4.2847 | Commercial_2022_SC B_MW_After Competition Groups_Chilled Water Optimization
Commercial | Com ¦ ECM MOTORS FOR EVAPORATOR FANS for refrigeration (WALK-IN) | 2022 | SC B | MW | After Competition Groups | 3.2443 | 0 | 0 | 381.1713 | 0.0085114 | 23 | Commercial_2022_SC B_MW_After Competition Groups_23 | ECM MOTORS FOR EVAPORATOR FANS for refrigeration (WALK-IN) | 0.8511% | 0 | 3.2443 | Commercial_2022_SC B_MW_After Competition Groups_ECM MOTORS FOR EVAPORATOR FANS for refrigeration (WALK-IN)
Commercial | Com ¦ Refrigerated Display Case Doors | 2022 | SC B | MW | After Competition Groups | 3.0653 | 0 | 0 | 381.1713 | 0.0080417 | 24 | Commercial_2022_SC B_MW_After Competition Groups_24 | Refrigerated Display Case Doors | 0.8042% | 0 | 3.0653 | Commercial_2022_SC B_MW_After Competition Groups_Refrigerated Display Case Doors
Commercial | Com ¦ Freezer Case Light Sensor | 2022 | SC B | MW | After Competition Groups | 2.799 | 0 | 0 | 381.1713 | 0.0073432 | 25 | Commercial_2022_SC B_MW_After Competition Groups_25 | Freezer Case Light Sensor | 0.7343% | 0 | 2.799 | Commercial_2022_SC B_MW_After Competition Groups_Freezer Case Light Sensor
Commercial | Com ¦ Evaporator Fan Controls | 2022 | SC B | MW | After Competition Groups | 2.727 | 0 | 0 | 381.1713 | 0.0071544 | 26 | Commercial_2022_SC B_MW_After Competition Groups_26 | Evaporator Fan Controls | 0.7154% | 0 | 2.727 | Commercial_2022_SC B_MW_After Competition Groups_Evaporator Fan Controls
Commercial | Com ¦ LED parking lot fixture | 2022 | SC B | MW | After Competition Groups | 2.6521 | 0 | 0 | 381.1713 | 0.0069578 | 27 | Commercial_2022_SC B_MW_After Competition Groups_27 | LED parking lot fixture | 0.6958% | 0 | 2.6521 | Commercial_2022_SC B_MW_After Competition Groups_LED parking lot fixture
Commercial | Com ¦ LED EXTERIOR AREA LIGHTS - LED fixture (200W) | 2022 | SC B | MW | After Competition Groups | 2.6506 | 0 | 0 | 381.1713 | 0.0069539 | 28 | Commercial_2022_SC B_MW_After Competition Groups_28 | LED EXTERIOR AREA LIGHTS - LED fixture (200W) | 0.6954% | 0 | 2.6506 | Commercial_2022_SC B_MW_After Competition Groups_LED EXTERIOR AREA LIGHTS - LED fixture (200W)
Commercial | Com ¦ Refrigerated Display Case LED | 2022 | SC B | MW | After Competition Groups | 2.3135 | 0 | 0 | 381.1713 | 0.0060693 | 29 | Commercial_2022_SC B_MW_After Competition Groups_29 | Refrigerated Display Case LED | 0.6069% | 0 | 2.3135 | Commercial_2022_SC B_MW_After Competition Groups_Refrigerated Display Case LED
Commercial | Com ¦ Demand Control Kitchen Ventilation | 2022 | SC B | MW | After Competition Groups | 1.8693 | 0 | 0 | 381.1713 | 0.0049042 | 30 | Commercial_2022_SC B_MW_After Competition Groups_30 | Demand Control Kitchen Ventilation | 0.4904% | 0 | 1.8693 | Commercial_2022_SC B_MW_After Competition Groups_Demand Control Kitchen Ventilation
Commercial | Com ¦ Duct Insulation, R8 | 2022 | SC B | MW | After Competition Groups | 1.6678 | 0 | 0 | 381.1713 | 0.0043754 | 31 | Commercial_2022_SC B_MW_After Competition Groups_31 | Duct Insulation, R8 | 0.4375% | 0 | 1.6678 | Commercial_2022_SC B_MW_After Competition Groups_Duct Insulation, R8
Commercial | Com ¦ LED street light fixture | 2022 | SC B | MW | After Competition Groups | 1.4824 | 0 | 0 | 381.1713 | 0.0038889 | 32 | Commercial_2022_SC B_MW_After Competition Groups_32 | LED street light fixture | 0.3889% | 0 | 1.4824 | Commercial_2022_SC B_MW_After Competition Groups_LED street light fixture
Commercial | Com ¦ ENERGY STAR Griddle (74% eff) | 2022 | SC B | MW | After Competition Groups | 1.3581 | 0 | 0 | 381.1713 | 0.0035629 | 33 | Commercial_2022_SC B_MW_After Competition Groups_33 | ENERGY STAR Griddle (74% eff) | 0.3563% | 0 | 1.3581 | Commercial_2022_SC B_MW_After Competition Groups_ENERGY STAR Griddle (74% eff)
Commercial | Com ¦ Temperature Adjustment in Commercial Freezers | 2022 | SC B | MW | After Competition Groups | 0.99794 | 0 | 0 | 381.1713 | 0.0026181 | 34 | Commercial_2022_SC B_MW_After Competition Groups_34 | Temperature Adjustment in Commercial Freezers | 0.2618% | 0 | 0.99794 | Commercial_2022_SC B_MW_After Competition Groups_Temperature Adjustment in Commercial Freezers
Commercial | Com ¦ Occupancy Sensors | 2022 | SC B | MW | After Competition Groups | 0.84086 | 0 | 0 | 381.1713 | 0.002206 | 35 | Commercial_2022_SC B_MW_After Competition Groups_35 | Occupancy Sensors | 0.2206% | 0 | 0.84086 | Commercial_2022_SC B_MW_After Competition Groups_Occupancy Sensors
Commercial | Com ¦ Vertical Night Covers | 2022 | SC B | MW | After Competition Groups | 0.82448 | 0 | 0 | 381.1713 | 0.002163 | 36 | Commercial_2022_SC B_MW_After Competition Groups_36 | Vertical Night Covers | 0.2163% | 0 | 0.82448 | Commercial_2022_SC B_MW_After Competition Groups_Vertical Night Covers
Commercial | Com ¦ Elec Storage WH 2.30 Et | 2022 | SC B | MW | After Competition Groups | 0.80914 | 0 | 0 | 381.1713 | 0.0021228 | 37 | Commercial_2022_SC B_MW_After Competition Groups_37 | Elec Storage WH 2.30 Et | 0.2123% | 0 | 0.80914 | Commercial_2022_SC B_MW_After Competition Groups_Elec Storage WH 2.30 Et
Commercial | Com ¦ BEVERAGE VENDING MACHINE CONTROLS | 2022 | SC B | MW | After Competition Groups | 0.74989 | 0 | 0 | 381.1713 | 0.0019673 | 38 | Commercial_2022_SC B_MW_After Competition Groups_38 | BEVERAGE VENDING MACHINE CONTROLS | 0.1967% | 0 | 0.74989 | Commercial_2022_SC B_MW_After Competition Groups_BEVERAGE VENDING MACHINE CONTROLS
Commercial | Com ¦ CO Sensors for parking garage exhaust fans | 2022 | SC B | MW | After Competition Groups | 0.74413 | 0 | 0 | 381.1713 | 0.0019522 | 39 | Commercial_2022_SC B_MW_After Competition Groups_39 | CO Sensors for parking garage exhaust fans | 0.1952% | 0 | 0.74413 | Commercial_2022_SC B_MW_After Competition Groups_CO Sensors for parking garage exhaust fans
Commercial | Com ¦ Energy Efficient Laboratory Fume Hood | 2022 | SC B | MW | After Competition Groups | 0.73604 | 0 | 0 | 381.1713 | 0.001931 | 40 | Commercial_2022_SC B_MW_After Competition Groups_40 | Energy Efficient Laboratory Fume Hood | 0.1931% | 0 | 0.73604 | Commercial_2022_SC B_MW_After Competition Groups_Energy Efficient Laboratory Fume Hood
Commercial | Com ¦ Water Source Heat Pump (4 ton) | 2022 | SC B | MW | After Competition Groups | 0.68843 | 0 | 0 | 381.1713 | 0.0018061 | 41 | Commercial_2022_SC B_MW_After Competition Groups_41 | Water Source Heat Pump (4 ton) | 0.1806% | 0 | 0.68843 | Commercial_2022_SC B_MW_After Competition Groups_Water Source Heat Pump (4 ton)
Commercial | Com ¦ Water Heating (DHW) Pipe Insulation (Add 3/4\ Foam)" | 2022 | SC B | MW | After Competition Groups | 0.63266 | 0 | 0 | 381.1713 | 0.0016598 | 42 | Commercial_2022_SC B_MW_After Competition Groups_42 | Water Heating (DHW) Pipe Insulation (Add 3/4\ Foam)" | 0.166% | 0 | 0.63266 | Commercial_2022_SC B_MW_After Competition Groups_Water Heating (DHW) Pipe Insulation (Add 3/4\ Foam)"
Commercial | Com ¦ Outside Air Economizer | 2022 | SC B | MW | After Competition Groups | 0.53675 | 0 | 0 | 381.1713 | 0.0014082 | 43 | Commercial_2022_SC B_MW_After Competition Groups_43 | Outside Air Economizer | 0.1408% | 0 | 0.53675 | Commercial_2022_SC B_MW_After Competition Groups_Outside Air Economizer
Commercial | Com ¦ Suction Pipe Insulation Freezer/Refrigerator | 2022 | SC B | MW | After Competition Groups | 0.42913 | 0 | 0 | 381.1713 | 0.0011258 | 44 | Commercial_2022_SC B_MW_After Competition Groups_44 | Suction Pipe Insulation Freezer/Refrigerator | 0.1126% | 0 | 0.42913 | Commercial_2022_SC B_MW_After Competition Groups_Suction Pipe Insulation Freezer/Refrigerator
Commercial | Com ¦ ENERGY STAR Fryer (84% eff) | 2022 | SC B | MW | After Competition Groups | 0.39239 | 0 | 0 | 381.1713 | 0.0010294 | 45 | Commercial_2022_SC B_MW_After Competition Groups_45 | ENERGY STAR Fryer (84% eff) | 0.1029% | 0 | 0.39239 | Commercial_2022_SC B_MW_After Competition Groups_ENERGY STAR Fryer (84% eff)
Commercial | Com ¦ Thermostat Setback | 2022 | SC B | MW | After Competition Groups | 0.37891 | 0 | 0 | 381.1713 | 0.00099406 | 46 | Commercial_2022_SC B_MW_After Competition Groups_46 | Thermostat Setback | 0.09941% | 0 | 0.37891 | Commercial_2022_SC B_MW_After Competition Groups_Thermostat Setback
Commercial | Com ¦ ENERGY STAR Steam Cookers | 2022 | SC B | MW | After Competition Groups | 0.24992 | 0 | 0 | 381.1713 | 0.00065566 | 47 | Commercial_2022_SC B_MW_After Competition Groups_47 | ENERGY STAR Steam Cookers | 0.06557% | 0 | 0.24992 | Commercial_2022_SC B_MW_After Competition Groups_ENERGY STAR Steam Cookers
Commercial | Com ¦ Ozone Laundry Treatment | 2022 | SC B | MW | After Competition Groups | 0.18716 | 0 | 0 | 381.1713 | 0.00049102 | 48 | Commercial_2022_SC B_MW_After Competition Groups_48 | Ozone Laundry Treatment | 0.0491% | 0 | 0.18716 | Commercial_2022_SC B_MW_After Competition Groups_Ozone Laundry Treatment
Commercial | Com ¦ ENERGY STAR Dishwasher | 2022 | SC B | MW | After Competition Groups | 0.18669 | 0 | 0 | 381.1713 | 0.00048979 | 49 | Commercial_2022_SC B_MW_After Competition Groups_49 | ENERGY STAR Dishwasher | 0.04898% | 0 | 0.18669 | Commercial_2022_SC B_MW_After Competition Groups_ENERGY STAR Dishwasher
Commercial | Com ¦ ECM MOTORS FOR HVAC APPLICATION (FAN-POWERED VAV BOX) | 2022 | SC B | MW | After Competition Groups | 0.077425 | 0 | 0 | 381.1713 | 0.00020312 | 50 | Commercial_2022_SC B_MW_After Competition Groups_50 | ECM MOTORS FOR HVAC APPLICATION (FAN-POWERED VAV BOX) | 0.02031% | 0 | 0.077425 | Commercial_2022_SC B_MW_After Competition Groups_ECM MOTORS FOR HVAC APPLICATION (FAN-POWERED VAV BOX)
Commercial | Com ¦ Demand controlled Circulating Systems | 2022 | SC B | MW | After Competition Groups | 0.042751 | 0 | 0 | 381.1713 | 0.00011216 | 51 | Commercial_2022_SC B_MW_After Competition Groups_51 | Demand controlled Circulating Systems | 0.01122% | 0 | 0.042751 | Commercial_2022_SC B_MW_After Competition Groups_Demand controlled Circulating Systems
Commercial | Com ¦ Auto Off Time Switch or Time Clock control | 2022 | SC B | MW | After Competition Groups | 0.042456 | 0 | 0 | 381.1713 | 0.00011138 | 52 | Commercial_2022_SC B_MW_After Competition Groups_52 | Auto Off Time Switch or Time Clock control | 0.01114% | 0 | 0.042456 | Commercial_2022_SC B_MW_After Competition Groups_Auto Off Time Switch or Time Clock control
Commercial | Com ¦ CEE Tier 2/Energy Star Clothes Washers | 2022 | SC B | MW | After Competition Groups | 0.038378 | 0 | 0 | 381.1713 | 0.00010069 | 53 | Commercial_2022_SC B_MW_After Competition Groups_53 | CEE Tier 2/Energy Star Clothes Washers | 0.01007% | 0 | 0.038378 | Commercial_2022_SC B_MW_After Competition Groups_CEE Tier 2/Energy Star Clothes Washers
Commercial | Com ¦ HVAC Optimization | 2022 | SC B | MW | After Competition Groups | 0.037841 | 0 | 0 | 381.1713 | 9.9276e-05 | 54 | Commercial_2022_SC B_MW_After Competition Groups_54 | HVAC Optimization | 0.009928% | 0 | 0.037841 | Commercial_2022_SC B_MW_After Competition Groups_HVAC Optimization
Commercial | COM ¦ Ductless Mini-Split Heat Pumps | 2022 | SC B | MW | After Competition Groups | 0.036003 | 0 | 0 | 381.1713 | 9.4454e-05 | 55 | Commercial_2022_SC B_MW_After Competition Groups_55 | Ductless Mini-Split Heat Pumps | 0.009445% | 0 | 0.036003 | Commercial_2022_SC B_MW_After Competition Groups_Ductless Mini-Split Heat Pumps
Commercial | Com ¦ PTAC (12 EER/10,000 BTU) | 2022 | SC B | MW | After Competition Groups | 0.028249 | 0 | 0 | 381.1713 | 7.4112e-05 | 56 | Commercial_2022_SC B_MW_After Competition Groups_56 | PTAC (12 EER/10,000 BTU) | 0.007411% | 0 | 0.028249 | Commercial_2022_SC B_MW_After Competition Groups_PTAC (12 EER/10,000 BTU)
Commercial | Com ¦ Low Flow Pre-Rinse Spray Nozzle | 2022 | SC B | MW | After Competition Groups | 0.024555 | 0 | 0 | 381.1713 | 6.442e-05 | 57 | Commercial_2022_SC B_MW_After Competition Groups_57 | Low Flow Pre-Rinse Spray Nozzle | 0.006442% | 0 | 0.024555 | Commercial_2022_SC B_MW_After Competition Groups_Low Flow Pre-Rinse Spray Nozzle
Commercial | Com ¦ Condensing Make Up Air Unit | 2022 | SC B | MW | After Competition Groups | 0.021471 | 0 | 0 | 381.1713 | 5.6328e-05 | 58 | Commercial_2022_SC B_MW_After Competition Groups_58 | Condensing Make Up Air Unit | 0.005633% | 0 | 0.021471 | Commercial_2022_SC B_MW_After Competition Groups_Condensing Make Up Air Unit
Commercial | Com ¦ Wall Insulation | 2022 | SC B | MW | After Competition Groups | 0.014862 | 0 | 0 | 381.1713 | 3.8989e-05 | 59 | Commercial_2022_SC B_MW_After Competition Groups_59 | Wall Insulation | 0.003899% | 0 | 0.014862 | Commercial_2022_SC B_MW_After Competition Groups_Wall Insulation
Commercial | Com ¦ Condensing Unit Heaters or other Efficient Unit Heating System | 2022 | SC B | MW | After Competition Groups | 0.014226 | 0 | 0 | 381.1713 | 3.7321e-05 | 60 | Commercial_2022_SC B_MW_After Competition Groups_60 | Condensing Unit Heaters or other Efficient Unit Heating System | 0.003732% | 0 | 0.014226 | Commercial_2022_SC B_MW_After Competition Groups_Condensing Unit Heaters or other Efficient Unit Heating System
Commercial | Com ¦ Notched V belts for HVAC Systems | 2022 | SC B | MW | After Competition Groups | 0.011966 | 0 | 0 | 381.1713 | 3.1394e-05 | 61 | Commercial_2022_SC B_MW_After Competition Groups_61 | Notched V belts for HVAC Systems | 0.003139% | 0 | 0.011966 | Commercial_2022_SC B_MW_After Competition Groups_Notched V belts for HVAC Systems
Commercial | Com ¦ Solar Water Preheat (Pools/DHW) | 2022 | SC B | MW | After Competition Groups | 0.011367 | 0 | 0 | 381.1713 | 2.9822e-05 | 62 | Commercial_2022_SC B_MW_After Competition Groups_62 | Solar Water Preheat (Pools/DHW) | 0.002982% | 0 | 0.011367 | Commercial_2022_SC B_MW_After Competition Groups_Solar Water Preheat (Pools/DHW)
Commercial | Com ¦ Commercial Hot Food Holding Cabinets | 2022 | SC B | MW | After Competition Groups | 0.010239 | 0 | 0 | 381.1713 | 2.6863e-05 | 63 | Commercial_2022_SC B_MW_After Competition Groups_63 | Commercial Hot Food Holding Cabinets | 0.002686% | 0 | 0.010239 | Commercial_2022_SC B_MW_After Competition Groups_Commercial Hot Food Holding Cabinets
Commercial | Com ¦ High Efficiency Chiller (avg of water and air cooled) | 2022 | SC B | MW | After Competition Groups | 0.0061654 | 0 | 0 | 381.1713 | 1.6175e-05 | 64 | Commercial_2022_SC B_MW_After Competition Groups_64 | High Efficiency Chiller (avg of water and air cooled) | 0.001617% | 0 | 0.0061654 | Commercial_2022_SC B_MW_After Competition Groups_High Efficiency Chiller (avg of water and air cooled)
Commercial | Com ¦ VSD Air Compressor | 2022 | SC B | MW | After Competition Groups | 0.005079 | 0 | 0 | 381.1713 | 1.3325e-05 | 65 | Commercial_2022_SC B_MW_After Competition Groups_65 | VSD Air Compressor | 0.001332% | 0 | 0.005079 | Commercial_2022_SC B_MW_After Competition Groups_VSD Air Compressor
Commercial | Com ¦ Room AC (w/ louvered sides) 14 SEER from 12 SEER code | 2022 | SC B | MW | After Competition Groups | 0.0031031 | 0 | 0 | 381.1713 | 8.1409e-06 | 66 | Commercial_2022_SC B_MW_After Competition Groups_66 | Room AC (w/ louvered sides) 14 SEER from 12 SEER code | 0.0008141% | 0 | 0.0031031 | Commercial_2022_SC B_MW_After Competition Groups_Room AC (w/ louvered sides) 14 SEER from 12 SEER code
Commercial | Com ¦ Energy Recovery Ventilation and Ventilation (Enhanced) | 2022 | SC B | MW | After Competition Groups | 0.002808 | 0 | 0 | 381.1713 | 7.3668e-06 | 67 | Commercial_2022_SC B_MW_After Competition Groups_67 | Energy Recovery Ventilation and Ventilation (Enhanced) | 0.0007367% | 0 | 0.002808 | Commercial_2022_SC B_MW_After Competition Groups_Energy Recovery Ventilation and Ventilation (Enhanced)
Commercial | Com ¦ Air Curtains | 2022 | SC B | MW | After Competition Groups | 0.0016787 | 0 | 0 | 381.1713 | 4.4042e-06 | 68 | Commercial_2022_SC B_MW_After Competition Groups_68 | Air Curtains | 0.0004404% | 0 | 0.0016787 | Commercial_2022_SC B_MW_After Competition Groups_Air Curtains
Commercial | Com ¦ EC Plug Fan for Data Center (under cabinet) | 2022 | SC B | MW | After Competition Groups | 0.00042677 | 0 | 0 | 381.1713 | 1.1196e-06 | 69 | Commercial_2022_SC B_MW_After Competition Groups_69 | EC Plug Fan for Data Center (under cabinet) | 0.000112% | 0 | 0.00042677 | Commercial_2022_SC B_MW_After Competition Groups_EC Plug Fan for Data Center (under cabinet)
Commercial | Com ¦ High Efficiency Small Instantaneous Water Heater | 2022 | SC B | MW | After Competition Groups | 0.00024466 | 0 | 0 | 381.1713 | 6.4186e-07 | 70 | Commercial_2022_SC B_MW_After Competition Groups_70 | High Efficiency Small Instantaneous Water Heater | 6.419e-05% | 0 | 0.00024466 | Commercial_2022_SC B_MW_After Competition Groups_High Efficiency Small Instantaneous Water Heater
Commercial | Com ¦ Electric Convection Combination Ovens | 2022 | SC B | MW | After Competition Groups | 9.4429e-05 | 0 | 0 | 381.1713 | 2.4773e-07 | 71 | Commercial_2022_SC B_MW_After Competition Groups_71 | Electric Convection Combination Ovens | 2.477e-05% | 0 | 9.4429e-05 | Commercial_2022_SC B_MW_After Competition Groups_Electric Convection Combination Ovens
Commercial | Com ¦ LLLC - Low Impact Application | 2022 | SC B | MW | After Competition Groups | 1.8535e-19 | 0 | 0 | 381.1713 | 4.8626e-22 | 72 | Commercial_2022_SC B_MW_After Competition Groups_72 | LLLC - Low Impact Application | 4.863e-20% | 0 | 1.8535e-19 | Commercial_2022_SC B_MW_After Competition Groups_LLLC - Low Impact Application
Commercial | Com ¦ LLLC - High Impact Application | 2022 | SC B | MW | After Competition Groups | 6.0139e-20 | 0 | 0 | 381.1713 | 1.5777e-22 | 73 | Commercial_2022_SC B_MW_After Competition Groups_73 | LLLC - High Impact Application | 1.578e-20% | 0 | 6.0139e-20 | Commercial_2022_SC B_MW_After Competition Groups_LLLC - High Impact Application
Commercial | Com ¦ Networked/Connected - High Impact Application | 2022 | SC B | MW | After Competition Groups | 4.2581e-22 | 0 | 0 | 381.1713 | 1.1171e-24 | 74 | Commercial_2022_SC B_MW_After Competition Groups_74 | Networked/Connected - High Impact Application | 1.117e-22% | 0 | 4.2581e-22 | Commercial_2022_SC B_MW_After Competition Groups_Networked/Connected - High Impact Application
Commercial | Com ¦ Networked/Connected - Low Impact Application | 2022 | SC B | MW | After Competition Groups | 1.1101e-22 | 0 | 0 | 381.1713 | 2.9123e-25 | 75 | Commercial_2022_SC B_MW_After Competition Groups_75 | Networked/Connected - Low Impact Application | 2.912e-23% | 0 | 1.1101e-22 | Commercial_2022_SC B_MW_After Competition Groups_Networked/Connected - Low Impact Application
Commercial | Com ¦ Door Gasket Freezer/Refrigerator | 2022 | SC B | MW | After Competition Groups | 0 | 0 | 0 | 381.1713 | 0 | 76 | Commercial_2022_SC B_MW_After Competition Groups_76 | Door Gasket Freezer/Refrigerator | 0% | 0 | 0 | Commercial_2022_SC B_MW_After Competition Groups_Door Gasket Freezer/Refrigerator
Commercial | Com ¦ Efficient compressor motor | 2022 | SC B | MW | After Competition Groups | 0 | 0 | 0 | 381.1713 | 0 | 77 | Commercial_2022_SC B_MW_After Competition Groups_77 | Efficient compressor motor | 0% | 0 | 0 | Commercial_2022_SC B_MW_After Competition Groups_Efficient compressor motor
Commercial | Com ¦ Indoor Daylight Sensors/Photocell Dimming Control | 2022 | SC B | MW | After Competition Groups | 0 | 0 | 0 | 381.1713 | 0 | 78 | Commercial_2022_SC B_MW_After Competition Groups_78 | Indoor Daylight Sensors/Photocell Dimming Control | 0% | 0 | 0 | Commercial_2022_SC B_MW_After Competition Groups_Indoor Daylight Sensors/Photocell Dimming Control
Commercial | Com ¦ LED RECESSED DOWNLIGHTS | 2022 | SC B | MW | After Competition Groups | 0 | 0 | 0 | 381.1713 | 0 | 79 | Commercial_2022_SC B_MW_After Competition Groups_79 | LED RECESSED DOWNLIGHTS | 0% | 0 | 0 | Commercial_2022_SC B_MW_After Competition Groups_LED RECESSED DOWNLIGHTS
Commercial | Com ¦ Variable Refrigerant Flow Heat Pump | 2022 | SC B | MW | After Competition Groups | 0 | 0 | 0 | 381.1713 | 0 | 80 | Commercial_2022_SC B_MW_After Competition Groups_80 | Variable Refrigerant Flow Heat Pump | 0% | 0 | 0 | Commercial_2022_SC B_MW_After Competition Groups_Variable Refrigerant Flow Heat Pump
Commercial | Com ¦ ENERGY STAR LED LAMPS (REFLECTOR LAMPs/MR16/PAR 16) | 2022 | SC C | MW | After Competition Groups | 58.5903 | 0 | 0 | 282.6987 | 0.20725 | 1 | Commercial_2022_SC C_MW_After Competition Groups_1 | ENERGY STAR LED LAMPS (REFLECTOR LAMPs/MR16/PAR 16) | 20.73% | 0 | 58.5903 | Commercial_2022_SC C_MW_After Competition Groups_ENERGY STAR LED LAMPS (REFLECTOR LAMPs/MR16/PAR 16)
Commercial | Com ¦ LED Troffer/Surface/Suspended | 2022 | SC C | MW | After Competition Groups | 28.5212 | 0 | 0 | 282.6987 | 0.10089 | 2 | Commercial_2022_SC C_MW_After Competition Groups_2 | LED Troffer/Surface/Suspended | 10.09% | 0 | 28.5212 | Commercial_2022_SC C_MW_After Competition Groups_LED Troffer/Surface/Suspended
Commercial | Com ¦ LED Low/High Bay | 2022 | SC C | MW | After Competition Groups | 28.3486 | 0 | 0 | 282.6987 | 0.10028 | 3 | Commercial_2022_SC C_MW_After Competition Groups_3 | LED Low/High Bay | 10.03% | 0 | 28.3486 | Commercial_2022_SC C_MW_After Competition Groups_LED Low/High Bay
Commercial | Com ¦ LED Replacement Lamp (Tube) | 2022 | SC C | MW | After Competition Groups | 23.9393 | 0 | 0 | 282.6987 | 0.084681 | 4 | Commercial_2022_SC C_MW_After Competition Groups_4 | LED Replacement Lamp (Tube) | 8.468% | 0 | 23.9393 | Commercial_2022_SC C_MW_After Competition Groups_LED Replacement Lamp (Tube)
Commercial | Com ¦ High Efficiency Air Source Heat Pump | 2022 | SC C | MW | After Competition Groups | 17.1924 | 0 | 0 | 282.6987 | 0.060815 | 5 | Commercial_2022_SC C_MW_After Competition Groups_5 | High Efficiency Air Source Heat Pump | 6.082% | 0 | 17.1924 | Commercial_2022_SC C_MW_After Competition Groups_High Efficiency Air Source Heat Pump
Commercial | Com ¦ Building Recommissioning, Operations and Maintenance (O&M) Improvements | 2022 | SC C | MW | After Competition Groups | 12.3311 | 0 | 0 | 282.6987 | 0.043619 | 6 | Commercial_2022_SC C_MW_After Competition Groups_6 | Building Recommissioning, Operations and Maintenance (O&M) Improvements | 4.362% | 0 | 12.3311 | Commercial_2022_SC C_MW_After Competition Groups_Building Recommissioning, Operations and Maintenance (O&M) Improvements
Commercial | Com ¦ Data Center Storage/Server Virtualization | 2022 | SC C | MW | After Competition Groups | 11.1975 | 0 | 0 | 282.6987 | 0.039609 | 7 | Commercial_2022_SC C_MW_After Competition Groups_7 | Data Center Storage/Server Virtualization | 3.961% | 0 | 11.1975 | Commercial_2022_SC C_MW_After Competition Groups_Data Center Storage/Server Virtualization
Commercial | Com ¦ Education and Capacity Building/Energy Behavior | 2022 | SC C | MW | After Competition Groups | 11.1357 | 0 | 0 | 282.6987 | 0.039391 | 8 | Commercial_2022_SC C_MW_After Competition Groups_8 | Education and Capacity Building/Energy Behavior | 3.939% | 0 | 11.1357 | Commercial_2022_SC C_MW_After Competition Groups_Education and Capacity Building/Energy Behavior
Commercial | Com ¦ LED or Equivalent Sign Lighting | 2022 | SC C | MW | After Competition Groups | 9.8187 | 0 | 0 | 282.6987 | 0.034732 | 9 | Commercial_2022_SC C_MW_After Competition Groups_9 | LED or Equivalent Sign Lighting | 3.473% | 0 | 9.8187 | Commercial_2022_SC C_MW_After Competition Groups_LED or Equivalent Sign Lighting
Commercial | Com ¦ ENERGY STAR LED LAMPS (General Service Lamps) | 2022 | SC C | MW | After Competition Groups | 9.1623 | 0 | 0 | 282.6987 | 0.03241 | 10 | Commercial_2022_SC C_MW_After Competition Groups_10 | ENERGY STAR LED LAMPS (General Service Lamps) | 3.241% | 0 | 9.1623 | Commercial_2022_SC C_MW_After Competition Groups_ENERGY STAR LED LAMPS (General Service Lamps)
Commercial | Com ¦ Advanced BAS/Controllers | 2022 | SC C | MW | After Competition Groups | 7.868 | 0 | 0 | 282.6987 | 0.027832 | 11 | Commercial_2022_SC C_MW_After Competition Groups_11 | Advanced BAS/Controllers | 2.783% | 0 | 7.868 | Commercial_2022_SC C_MW_After Competition Groups_Advanced BAS/Controllers
Commercial | Com ¦ Reach-in Shaded Pole to ECM/PSC Evaporator Fan Motor | 2022 | SC C | MW | After Competition Groups | 6.7032 | 0 | 0 | 282.6987 | 0.023711 | 12 | Commercial_2022_SC C_MW_After Competition Groups_12 | Reach-in Shaded Pole to ECM/PSC Evaporator Fan Motor | 2.371% | 0 | 6.7032 | Commercial_2022_SC C_MW_After Competition Groups_Reach-in Shaded Pole to ECM/PSC Evaporator Fan Motor
Commercial | Com ¦ Unitary Air-Conditioning Unit | 2022 | SC C | MW | After Competition Groups | 6.2237 | 0 | 0 | 282.6987 | 0.022015 | 13 | Commercial_2022_SC C_MW_After Competition Groups_13 | Unitary Air-Conditioning Unit | 2.202% | 0 | 6.2237 | Commercial_2022_SC C_MW_After Competition Groups_Unitary Air-Conditioning Unit
Commercial | Com ¦ Adaptive Thermostats | 2022 | SC C | MW | After Competition Groups | 5.1577 | 0 | 0 | 282.6987 | 0.018245 | 14 | Commercial_2022_SC C_MW_After Competition Groups_14 | Adaptive Thermostats | 1.824% | 0 | 5.1577 | Commercial_2022_SC C_MW_After Competition Groups_Adaptive Thermostats
Commercial | Com ¦ Strip Curtains | 2022 | SC C | MW | After Competition Groups | 4.5991 | 0 | 0 | 282.6987 | 0.016269 | 15 | Commercial_2022_SC C_MW_After Competition Groups_15 | Strip Curtains | 1.627% | 0 | 4.5991 | Commercial_2022_SC C_MW_After Competition Groups_Strip Curtains
Commercial | Com ¦ Chilled Water Optimization | 2022 | SC C | MW | After Competition Groups | 4.2848 | 0 | 0 | 282.6987 | 0.015157 | 16 | Commercial_2022_SC C_MW_After Competition Groups_16 | Chilled Water Optimization | 1.516% | 0 | 4.2848 | Commercial_2022_SC C_MW_After Competition Groups_Chilled Water Optimization
Commercial | Com ¦ Furnace Tune-Up | 2022 | SC C | MW | After Competition Groups | 3.353 | 0 | 0 | 282.6987 | 0.011861 | 17 | Commercial_2022_SC C_MW_After Competition Groups_17 | Furnace Tune-Up | 1.186% | 0 | 3.353 | Commercial_2022_SC C_MW_After Competition Groups_Furnace Tune-Up
Commercial | Com ¦ Centrally controlled desktop PC/NETWORK PC POWER MANAGEMENT SOFTWARE | 2022 | SC C | MW | After Competition Groups | 2.7203 | 0 | 0 | 282.6987 | 0.0096228 | 18 | Commercial_2022_SC C_MW_After Competition Groups_18 | Centrally controlled desktop PC/NETWORK PC POWER MANAGEMENT SOFTWARE | 0.9623% | 0 | 2.7203 | Commercial_2022_SC C_MW_After Competition Groups_Centrally controlled desktop PC/NETWORK PC POWER MANAGEMENT SOFTWARE
Commercial | Com ¦ LED parking lot fixture | 2022 | SC C | MW | After Competition Groups | 2.6521 | 0 | 0 | 282.6987 | 0.0093814 | 19 | Commercial_2022_SC C_MW_After Competition Groups_19 | LED parking lot fixture | 0.9381% | 0 | 2.6521 | Commercial_2022_SC C_MW_After Competition Groups_LED parking lot fixture
Commercial | Com ¦ LED EXTERIOR AREA LIGHTS - LED fixture (200W) | 2022 | SC C | MW | After Competition Groups | 2.6506 | 0 | 0 | 282.6987 | 0.0093762 | 20 | Commercial_2022_SC C_MW_After Competition Groups_20 | LED EXTERIOR AREA LIGHTS - LED fixture (200W) | 0.9376% | 0 | 2.6506 | Commercial_2022_SC C_MW_After Competition Groups_LED EXTERIOR AREA LIGHTS - LED fixture (200W)
Commercial | Com ¦ Demand Control Ventilation | 2022 | SC C | MW | After Competition Groups | 2.5096 | 0 | 0 | 282.6987 | 0.0088774 | 21 | Commercial_2022_SC C_MW_After Competition Groups_21 | Demand Control Ventilation | 0.8877% | 0 | 2.5096 | Commercial_2022_SC C_MW_After Competition Groups_Demand Control Ventilation
Commercial | Com ¦ Refrigerated Display Case Doors | 2022 | SC C | MW | After Competition Groups | 2.4677 | 0 | 0 | 282.6987 | 0.0087289 | 22 | Commercial_2022_SC C_MW_After Competition Groups_22 | Refrigerated Display Case Doors | 0.8729% | 0 | 2.4677 | Commercial_2022_SC C_MW_After Competition Groups_Refrigerated Display Case Doors
Commercial | Com ¦ Variable Frequency Drive (VFD) | 2022 | SC C | MW | After Competition Groups | 2.3594 | 0 | 0 | 282.6987 | 0.0083459 | 23 | Commercial_2022_SC C_MW_After Competition Groups_23 | Variable Frequency Drive (VFD) | 0.8346% | 0 | 2.3594 | Commercial_2022_SC C_MW_After Competition Groups_Variable Frequency Drive (VFD)
Commercial | Com ¦ VFD on Pumps | 2022 | SC C | MW | After Competition Groups | 2.2037 | 0 | 0 | 282.6987 | 0.0077953 | 24 | Commercial_2022_SC C_MW_After Competition Groups_24 | VFD on Pumps | 0.7795% | 0 | 2.2037 | Commercial_2022_SC C_MW_After Competition Groups_VFD on Pumps
Commercial | Com ¦ Refrigerated Display Case LED | 2022 | SC C | MW | After Competition Groups | 2.1548 | 0 | 0 | 282.6987 | 0.0076221 | 25 | Commercial_2022_SC C_MW_After Competition Groups_25 | Refrigerated Display Case LED | 0.7622% | 0 | 2.1548 | Commercial_2022_SC C_MW_After Competition Groups_Refrigerated Display Case LED
Commercial | Com ¦ LED street light fixture | 2022 | SC C | MW | After Competition Groups | 1.4824 | 0 | 0 | 282.6987 | 0.0052436 | 26 | Commercial_2022_SC C_MW_After Competition Groups_26 | LED street light fixture | 0.5244% | 0 | 1.4824 | Commercial_2022_SC C_MW_After Competition Groups_LED street light fixture
Commercial | Com ¦ ENERGY STAR Griddle (74% eff) | 2022 | SC C | MW | After Competition Groups | 1.3581 | 0 | 0 | 282.6987 | 0.004804 | 27 | Commercial_2022_SC C_MW_After Competition Groups_27 | ENERGY STAR Griddle (74% eff) | 0.4804% | 0 | 1.3581 | Commercial_2022_SC C_MW_After Competition Groups_ENERGY STAR Griddle (74% eff)
Commercial | Com ¦ Air Handler with Dedicated Outdoor Air Systems | 2022 | SC C | MW | After Competition Groups | 1.3479 | 0 | 0 | 282.6987 | 0.004768 | 28 | Commercial_2022_SC C_MW_After Competition Groups_28 | Air Handler with Dedicated Outdoor Air Systems | 0.4768% | 0 | 1.3479 | Commercial_2022_SC C_MW_After Competition Groups_Air Handler with Dedicated Outdoor Air Systems
Commercial | Com ¦ ECM MOTORS FOR EVAPORATOR FANS for refrigeration (WALK-IN) | 2022 | SC C | MW | After Competition Groups | 1.2098 | 0 | 0 | 282.6987 | 0.0042795 | 29 | Commercial_2022_SC C_MW_After Competition Groups_29 | ECM MOTORS FOR EVAPORATOR FANS for refrigeration (WALK-IN) | 0.4279% | 0 | 1.2098 | Commercial_2022_SC C_MW_After Competition Groups_ECM MOTORS FOR EVAPORATOR FANS for refrigeration (WALK-IN)
Commercial | Com ¦ Freezer Case Light Sensor | 2022 | SC C | MW | After Competition Groups | 1.0438 | 0 | 0 | 282.6987 | 0.0036921 | 30 | Commercial_2022_SC C_MW_After Competition Groups_30 | Freezer Case Light Sensor | 0.3692% | 0 | 1.0438 | Commercial_2022_SC C_MW_After Competition Groups_Freezer Case Light Sensor
Commercial | Com ¦ Evaporator Fan Controls | 2022 | SC C | MW | After Competition Groups | 1.0169 | 0 | 0 | 282.6987 | 0.003597 | 31 | Commercial_2022_SC C_MW_After Competition Groups_31 | Evaporator Fan Controls | 0.3597% | 0 | 1.0169 | Commercial_2022_SC C_MW_After Competition Groups_Evaporator Fan Controls
Commercial | Com ¦ Demand Control Kitchen Ventilation | 2022 | SC C | MW | After Competition Groups | 0.87875 | 0 | 0 | 282.6987 | 0.0031084 | 32 | Commercial_2022_SC C_MW_After Competition Groups_32 | Demand Control Kitchen Ventilation | 0.3108% | 0 | 0.87875 | Commercial_2022_SC C_MW_After Competition Groups_Demand Control Kitchen Ventilation
Commercial | Com ¦ Occupancy Sensors | 2022 | SC C | MW | After Competition Groups | 0.84086 | 0 | 0 | 282.6987 | 0.0029744 | 33 | Commercial_2022_SC C_MW_After Competition Groups_33 | Occupancy Sensors | 0.2974% | 0 | 0.84086 | Commercial_2022_SC C_MW_After Competition Groups_Occupancy Sensors
Commercial | Com ¦ Duct Insulation, R8 | 2022 | SC C | MW | After Competition Groups | 0.62175 | 0 | 0 | 282.6987 | 0.0021993 | 34 | Commercial_2022_SC C_MW_After Competition Groups_34 | Duct Insulation, R8 | 0.2199% | 0 | 0.62175 | Commercial_2022_SC C_MW_After Competition Groups_Duct Insulation, R8
Commercial | Com ¦ Water Source Heat Pump (4 ton) | 2022 | SC C | MW | After Competition Groups | 0.51497 | 0 | 0 | 282.6987 | 0.0018216 | 35 | Commercial_2022_SC C_MW_After Competition Groups_35 | Water Source Heat Pump (4 ton) | 0.1822% | 0 | 0.51497 | Commercial_2022_SC C_MW_After Competition Groups_Water Source Heat Pump (4 ton)
Commercial | Com ¦ ENERGY STAR Fryer (84% eff) | 2022 | SC C | MW | After Competition Groups | 0.39239 | 0 | 0 | 282.6987 | 0.001388 | 36 | Commercial_2022_SC C_MW_After Competition Groups_36 | ENERGY STAR Fryer (84% eff) | 0.1388% | 0 | 0.39239 | Commercial_2022_SC C_MW_After Competition Groups_ENERGY STAR Fryer (84% eff)
Commercial | Com ¦ Thermostat Setback | 2022 | SC C | MW | After Competition Groups | 0.37419 | 0 | 0 | 282.6987 | 0.0013236 | 37 | Commercial_2022_SC C_MW_After Competition Groups_37 | Thermostat Setback | 0.1324% | 0 | 0.37419 | Commercial_2022_SC C_MW_After Competition Groups_Thermostat Setback
Commercial | Com ¦ Temperature Adjustment in Commercial Freezers | 2022 | SC C | MW | After Competition Groups | 0.37212 | 0 | 0 | 282.6987 | 0.0013163 | 38 | Commercial_2022_SC C_MW_After Competition Groups_38 | Temperature Adjustment in Commercial Freezers | 0.1316% | 0 | 0.37212 | Commercial_2022_SC C_MW_After Competition Groups_Temperature Adjustment in Commercial Freezers
Commercial | Com ¦ Elec Storage WH 2.30 Et | 2022 | SC C | MW | After Competition Groups | 0.34504 | 0 | 0 | 282.6987 | 0.0012205 | 39 | Commercial_2022_SC C_MW_After Competition Groups_39 | Elec Storage WH 2.30 Et | 0.1221% | 0 | 0.34504 | Commercial_2022_SC C_MW_After Competition Groups_Elec Storage WH 2.30 Et
Commercial | Com ¦ Vertical Night Covers | 2022 | SC C | MW | After Competition Groups | 0.30744 | 0 | 0 | 282.6987 | 0.0010875 | 40 | Commercial_2022_SC C_MW_After Competition Groups_40 | Vertical Night Covers | 0.1088% | 0 | 0.30744 | Commercial_2022_SC C_MW_After Competition Groups_Vertical Night Covers
Commercial | Com ¦ CO Sensors for parking garage exhaust fans | 2022 | SC C | MW | After Competition Groups | 0.30638 | 0 | 0 | 282.6987 | 0.0010838 | 41 | Commercial_2022_SC C_MW_After Competition Groups_41 | CO Sensors for parking garage exhaust fans | 0.1084% | 0 | 0.30638 | Commercial_2022_SC C_MW_After Competition Groups_CO Sensors for parking garage exhaust fans
Commercial | Com ¦ BEVERAGE VENDING MACHINE CONTROLS | 2022 | SC C | MW | After Competition Groups | 0.29332 | 0 | 0 | 282.6987 | 0.0010376 | 42 | Commercial_2022_SC C_MW_After Competition Groups_42 | BEVERAGE VENDING MACHINE CONTROLS | 0.1038% | 0 | 0.29332 | Commercial_2022_SC C_MW_After Competition Groups_BEVERAGE VENDING MACHINE CONTROLS
Commercial | Com ¦ Outside Air Economizer | 2022 | SC C | MW | After Competition Groups | 0.28396 | 0 | 0 | 282.6987 | 0.0010045 | 43 | Commercial_2022_SC C_MW_After Competition Groups_43 | Outside Air Economizer | 0.1004% | 0 | 0.28396 | Commercial_2022_SC C_MW_After Competition Groups_Outside Air Economizer
Commercial | Com ¦ Energy Efficient Laboratory Fume Hood | 2022 | SC C | MW | After Competition Groups | 0.27413 | 0 | 0 | 282.6987 | 0.00096968 | 44 | Commercial_2022_SC C_MW_After Competition Groups_44 | Energy Efficient Laboratory Fume Hood | 0.09697% | 0 | 0.27413 | Commercial_2022_SC C_MW_After Competition Groups_Energy Efficient Laboratory Fume Hood
Commercial | Com ¦ ENERGY STAR Steam Cookers | 2022 | SC C | MW | After Competition Groups | 0.24992 | 0 | 0 | 282.6987 | 0.00088405 | 45 | Commercial_2022_SC C_MW_After Competition Groups_45 | ENERGY STAR Steam Cookers | 0.08841% | 0 | 0.24992 | Commercial_2022_SC C_MW_After Competition Groups_ENERGY STAR Steam Cookers
Commercial | Com ¦ Water Heating (DHW) Pipe Insulation (Add 3/4\ Foam)" | 2022 | SC C | MW | After Competition Groups | 0.23593 | 0 | 0 | 282.6987 | 0.00083456 | 46 | Commercial_2022_SC C_MW_After Competition Groups_46 | Water Heating (DHW) Pipe Insulation (Add 3/4\ Foam)" | 0.08346% | 0 | 0.23593 | Commercial_2022_SC C_MW_After Competition Groups_Water Heating (DHW) Pipe Insulation (Add 3/4\ Foam)"
Commercial | Com ¦ ENERGY STAR Dishwasher | 2022 | SC C | MW | After Competition Groups | 0.17253 | 0 | 0 | 282.6987 | 0.00061029 | 47 | Commercial_2022_SC C_MW_After Competition Groups_47 | ENERGY STAR Dishwasher | 0.06103% | 0 | 0.17253 | Commercial_2022_SC C_MW_After Competition Groups_ENERGY STAR Dishwasher
Commercial | Com ¦ Suction Pipe Insulation Freezer/Refrigerator | 2022 | SC C | MW | After Competition Groups | 0.16002 | 0 | 0 | 282.6987 | 0.00056605 | 48 | Commercial_2022_SC C_MW_After Competition Groups_48 | Suction Pipe Insulation Freezer/Refrigerator | 0.05661% | 0 | 0.16002 | Commercial_2022_SC C_MW_After Competition Groups_Suction Pipe Insulation Freezer/Refrigerator
Commercial | Com ¦ LLLC - High Impact Application | 2022 | SC C | MW | After Competition Groups | 0.083365 | 0 | 0 | 282.6987 | 0.00029489 | 49 | Commercial_2022_SC C_MW_After Competition Groups_49 | LLLC - High Impact Application | 0.02949% | 0 | 0.083365 | Commercial_2022_SC C_MW_After Competition Groups_LLLC - High Impact Application
Commercial | Com ¦ Ozone Laundry Treatment | 2022 | SC C | MW | After Competition Groups | 0.074621 | 0 | 0 | 282.6987 | 0.00026396 | 50 | Commercial_2022_SC C_MW_After Competition Groups_50 | Ozone Laundry Treatment | 0.0264% | 0 | 0.074621 | Commercial_2022_SC C_MW_After Competition Groups_Ozone Laundry Treatment
Commercial | Com ¦ LLLC - Low Impact Application | 2022 | SC C | MW | After Competition Groups | 0.052862 | 0 | 0 | 282.6987 | 0.00018699 | 51 | Commercial_2022_SC C_MW_After Competition Groups_51 | LLLC - Low Impact Application | 0.0187% | 0 | 0.052862 | Commercial_2022_SC C_MW_After Competition Groups_LLLC - Low Impact Application
Commercial | Com ¦ HVAC Optimization | 2022 | SC C | MW | After Competition Groups | 0.037841 | 0 | 0 | 282.6987 | 0.00013386 | 52 | Commercial_2022_SC C_MW_After Competition Groups_52 | HVAC Optimization | 0.01339% | 0 | 0.037841 | Commercial_2022_SC C_MW_After Competition Groups_HVAC Optimization
Commercial | Com ¦ ECM MOTORS FOR HVAC APPLICATION (FAN-POWERED VAV BOX) | 2022 | SC C | MW | After Competition Groups | 0.036157 | 0 | 0 | 282.6987 | 0.0001279 | 53 | Commercial_2022_SC C_MW_After Competition Groups_53 | ECM MOTORS FOR HVAC APPLICATION (FAN-POWERED VAV BOX) | 0.01279% | 0 | 0.036157 | Commercial_2022_SC C_MW_After Competition Groups_ECM MOTORS FOR HVAC APPLICATION (FAN-POWERED VAV BOX)
Commercial | Com ¦ CEE Tier 2/Energy Star Clothes Washers | 2022 | SC C | MW | After Competition Groups | 0.033982 | 0 | 0 | 282.6987 | 0.00012021 | 54 | Commercial_2022_SC C_MW_After Competition Groups_54 | CEE Tier 2/Energy Star Clothes Washers | 0.01202% | 0 | 0.033982 | Commercial_2022_SC C_MW_After Competition Groups_CEE Tier 2/Energy Star Clothes Washers
Commercial | COM ¦ Ductless Mini-Split Heat Pumps | 2022 | SC C | MW | After Competition Groups | 0.028866 | 0 | 0 | 282.6987 | 0.00010211 | 55 | Commercial_2022_SC C_MW_After Competition Groups_55 | Ductless Mini-Split Heat Pumps | 0.01021% | 0 | 0.028866 | Commercial_2022_SC C_MW_After Competition Groups_Ductless Mini-Split Heat Pumps
Commercial | Com ¦ Low Flow Pre-Rinse Spray Nozzle | 2022 | SC C | MW | After Competition Groups | 0.020254 | 0 | 0 | 282.6987 | 7.1646e-05 | 56 | Commercial_2022_SC C_MW_After Competition Groups_56 | Low Flow Pre-Rinse Spray Nozzle | 0.007165% | 0 | 0.020254 | Commercial_2022_SC C_MW_After Competition Groups_Low Flow Pre-Rinse Spray Nozzle
Commercial | Com ¦ Auto Off Time Switch or Time Clock control | 2022 | SC C | MW | After Competition Groups | 0.016672 | 0 | 0 | 282.6987 | 5.8975e-05 | 57 | Commercial_2022_SC C_MW_After Competition Groups_57 | Auto Off Time Switch or Time Clock control | 0.005897% | 0 | 0.016672 | Commercial_2022_SC C_MW_After Competition Groups_Auto Off Time Switch or Time Clock control
Commercial | Com ¦ Demand controlled Circulating Systems | 2022 | SC C | MW | After Competition Groups | 0.015954 | 0 | 0 | 282.6987 | 5.6433e-05 | 58 | Commercial_2022_SC C_MW_After Competition Groups_58 | Demand controlled Circulating Systems | 0.005643% | 0 | 0.015954 | Commercial_2022_SC C_MW_After Competition Groups_Demand controlled Circulating Systems
Commercial | Com ¦ Condensing Make Up Air Unit | 2022 | SC C | MW | After Competition Groups | 0.01469 | 0 | 0 | 282.6987 | 5.1963e-05 | 59 | Commercial_2022_SC C_MW_After Competition Groups_59 | Condensing Make Up Air Unit | 0.005196% | 0 | 0.01469 | Commercial_2022_SC C_MW_After Competition Groups_Condensing Make Up Air Unit
Commercial | Com ¦ PTAC (12 EER/10,000 BTU) | 2022 | SC C | MW | After Competition Groups | 0.010596 | 0 | 0 | 282.6987 | 3.748e-05 | 60 | Commercial_2022_SC C_MW_After Competition Groups_60 | PTAC (12 EER/10,000 BTU) | 0.003748% | 0 | 0.010596 | Commercial_2022_SC C_MW_After Competition Groups_PTAC (12 EER/10,000 BTU)
Commercial | Com ¦ Commercial Hot Food Holding Cabinets | 2022 | SC C | MW | After Competition Groups | 0.0079825 | 0 | 0 | 282.6987 | 2.8237e-05 | 61 | Commercial_2022_SC C_MW_After Competition Groups_61 | Commercial Hot Food Holding Cabinets | 0.002824% | 0 | 0.0079825 | Commercial_2022_SC C_MW_After Competition Groups_Commercial Hot Food Holding Cabinets
Commercial | Com ¦ High Efficiency Chiller (avg of water and air cooled) | 2022 | SC C | MW | After Competition Groups | 0.0061658 | 0 | 0 | 282.6987 | 2.181e-05 | 62 | Commercial_2022_SC C_MW_After Competition Groups_62 | High Efficiency Chiller (avg of water and air cooled) | 0.002181% | 0 | 0.0061658 | Commercial_2022_SC C_MW_After Competition Groups_High Efficiency Chiller (avg of water and air cooled)
Commercial | Com ¦ Wall Insulation | 2022 | SC C | MW | After Competition Groups | 0.0055429 | 0 | 0 | 282.6987 | 1.9607e-05 | 63 | Commercial_2022_SC C_MW_After Competition Groups_63 | Wall Insulation | 0.001961% | 0 | 0.0055429 | Commercial_2022_SC C_MW_After Competition Groups_Wall Insulation
Commercial | Com ¦ Condensing Unit Heaters or other Efficient Unit Heating System | 2022 | SC C | MW | After Competition Groups | 0.0053054 | 0 | 0 | 282.6987 | 1.8767e-05 | 64 | Commercial_2022_SC C_MW_After Competition Groups_64 | Condensing Unit Heaters or other Efficient Unit Heating System | 0.001877% | 0 | 0.0053054 | Commercial_2022_SC C_MW_After Competition Groups_Condensing Unit Heaters or other Efficient Unit Heating System
Commercial | Com ¦ Notched V belts for HVAC Systems | 2022 | SC C | MW | After Competition Groups | 0.0048315 | 0 | 0 | 282.6987 | 1.709e-05 | 65 | Commercial_2022_SC C_MW_After Competition Groups_65 | Notched V belts for HVAC Systems | 0.001709% | 0 | 0.0048315 | Commercial_2022_SC C_MW_After Competition Groups_Notched V belts for HVAC Systems
Commercial | Com ¦ VSD Air Compressor | 2022 | SC C | MW | After Competition Groups | 0.0044902 | 0 | 0 | 282.6987 | 1.5883e-05 | 66 | Commercial_2022_SC C_MW_After Competition Groups_66 | VSD Air Compressor | 0.001588% | 0 | 0.0044902 | Commercial_2022_SC C_MW_After Competition Groups_VSD Air Compressor
Commercial | Com ¦ Air Curtains | 2022 | SC C | MW | After Competition Groups | 0.0043694 | 0 | 0 | 282.6987 | 1.5456e-05 | 67 | Commercial_2022_SC C_MW_After Competition Groups_67 | Air Curtains | 0.001546% | 0 | 0.0043694 | Commercial_2022_SC C_MW_After Competition Groups_Air Curtains
Commercial | Com ¦ Solar Water Preheat (Pools/DHW) | 2022 | SC C | MW | After Competition Groups | 0.0042769 | 0 | 0 | 282.6987 | 1.5129e-05 | 68 | Commercial_2022_SC C_MW_After Competition Groups_68 | Solar Water Preheat (Pools/DHW) | 0.001513% | 0 | 0.0042769 | Commercial_2022_SC C_MW_After Competition Groups_Solar Water Preheat (Pools/DHW)
Commercial | Com ¦ Room AC (w/ louvered sides) 14 SEER from 12 SEER code | 2022 | SC C | MW | After Competition Groups | 0.0011673 | 0 | 0 | 282.6987 | 4.1292e-06 | 69 | Commercial_2022_SC C_MW_After Competition Groups_69 | Room AC (w/ louvered sides) 14 SEER from 12 SEER code | 0.0004129% | 0 | 0.0011673 | Commercial_2022_SC C_MW_After Competition Groups_Room AC (w/ louvered sides) 14 SEER from 12 SEER code
Commercial | Com ¦ Energy Recovery Ventilation and Ventilation (Enhanced) | 2022 | SC C | MW | After Competition Groups | 0.00069912 | 0 | 0 | 282.6987 | 2.473e-06 | 70 | Commercial_2022_SC C_MW_After Competition Groups_70 | Energy Recovery Ventilation and Ventilation (Enhanced) | 0.0002473% | 0 | 0.00069912 | Commercial_2022_SC C_MW_After Competition Groups_Energy Recovery Ventilation and Ventilation (Enhanced)
Commercial | Com ¦ EC Plug Fan for Data Center (under cabinet) | 2022 | SC C | MW | After Competition Groups | 0.0003492 | 0 | 0 | 282.6987 | 1.2352e-06 | 71 | Commercial_2022_SC C_MW_After Competition Groups_71 | EC Plug Fan for Data Center (under cabinet) | 0.0001235% | 0 | 0.0003492 | Commercial_2022_SC C_MW_After Competition Groups_EC Plug Fan for Data Center (under cabinet)
Commercial | Com ¦ Networked/Connected - High Impact Application | 2022 | SC C | MW | After Competition Groups | 0.00022438 | 0 | 0 | 282.6987 | 7.9371e-07 | 72 | Commercial_2022_SC C_MW_After Competition Groups_72 | Networked/Connected - High Impact Application | 7.937e-05% | 0 | 0.00022438 | Commercial_2022_SC C_MW_After Competition Groups_Networked/Connected - High Impact Application
Commercial | Com ¦ Electric Convection Combination Ovens | 2022 | SC C | MW | After Competition Groups | 8.828e-05 | 0 | 0 | 282.6987 | 3.1227e-07 | 73 | Commercial_2022_SC C_MW_After Competition Groups_73 | Electric Convection Combination Ovens | 3.123e-05% | 0 | 8.828e-05 | Commercial_2022_SC C_MW_After Competition Groups_Electric Convection Combination Ovens
Commercial | Com ¦ Networked/Connected - Low Impact Application | 2022 | SC C | MW | After Competition Groups | 8.8185e-06 | 0 | 0 | 282.6987 | 3.1194e-08 | 74 | Commercial_2022_SC C_MW_After Competition Groups_74 | Networked/Connected - Low Impact Application | 3.119e-06% | 0 | 8.8185e-06 | Commercial_2022_SC C_MW_After Competition Groups_Networked/Connected - Low Impact Application
Commercial | Com ¦ High Efficiency Small Instantaneous Water Heater | 2022 | SC C | MW | After Competition Groups | 4.3509e-06 | 0 | 0 | 282.6987 | 1.539e-08 | 75 | Commercial_2022_SC C_MW_After Competition Groups_75 | High Efficiency Small Instantaneous Water Heater | 1.539e-06% | 0 | 4.3509e-06 | Commercial_2022_SC C_MW_After Competition Groups_High Efficiency Small Instantaneous Water Heater
Commercial | Com ¦ Door Gasket Freezer/Refrigerator | 2022 | SC C | MW | After Competition Groups | 0 | 0 | 0 | 282.6987 | 0 | 76 | Commercial_2022_SC C_MW_After Competition Groups_76 | Door Gasket Freezer/Refrigerator | 0% | 0 | 0 | Commercial_2022_SC C_MW_After Competition Groups_Door Gasket Freezer/Refrigerator
Commercial | Com ¦ Efficient compressor motor | 2022 | SC C | MW | After Competition Groups | 0 | 0 | 0 | 282.6987 | 0 | 77 | Commercial_2022_SC C_MW_After Competition Groups_77 | Efficient compressor motor | 0% | 0 | 0 | Commercial_2022_SC C_MW_After Competition Groups_Efficient compressor motor
Commercial | Com ¦ Indoor Daylight Sensors/Photocell Dimming Control | 2022 | SC C | MW | After Competition Groups | 0 | 0 | 0 | 282.6987 | 0 | 78 | Commercial_2022_SC C_MW_After Competition Groups_78 | Indoor Daylight Sensors/Photocell Dimming Control | 0% | 0 | 0 | Commercial_2022_SC C_MW_After Competition Groups_Indoor Daylight Sensors/Photocell Dimming Control
Commercial | Com ¦ LED RECESSED DOWNLIGHTS | 2022 | SC C | MW | After Competition Groups | 0 | 0 | 0 | 282.6987 | 0 | 79 | Commercial_2022_SC C_MW_After Competition Groups_79 | LED RECESSED DOWNLIGHTS | 0% | 0 | 0 | Commercial_2022_SC C_MW_After Competition Groups_LED RECESSED DOWNLIGHTS
Commercial | Com ¦ Variable Refrigerant Flow Heat Pump | 2022 | SC C | MW | After Competition Groups | 0 | 0 | 0 | 282.6987 | 0 | 80 | Commercial_2022_SC C_MW_After Competition Groups_80 | Variable Refrigerant Flow Heat Pump | 0% | 0 | 0 | Commercial_2022_SC C_MW_After Competition Groups_Variable Refrigerant Flow Heat Pump
Commercial | Com ¦ ENERGY STAR LED LAMPS (REFLECTOR LAMPs/MR16/PAR 16) | 2022 | SC D | MW | After Competition Groups | 58.5887 | 6380310.7096 | 6.3803 | 265.4416 | 0.22072 | 1 | Commercial_2022_SC D_MW_After Competition Groups_1 | ENERGY STAR LED LAMPS (REFLECTOR LAMPs/MR16/PAR 16) | 22.07% | 6.3803 | 58.5887 | Commercial_2022_SC D_MW_After Competition Groups_ENERGY STAR LED LAMPS (REFLECTOR LAMPs/MR16/PAR 16)
Commercial | Com ¦ LED Low/High Bay | 2022 | SC D | MW | After Competition Groups | 24.0863 | 17658527.0932 | 17.6585 | 265.4416 | 0.09074 | 2 | Commercial_2022_SC D_MW_After Competition Groups_2 | LED Low/High Bay | 9.074% | 17.6585 | 24.0863 | Commercial_2022_SC D_MW_After Competition Groups_LED Low/High Bay
Commercial | Com ¦ LED Replacement Lamp (Tube) | 2022 | SC D | MW | After Competition Groups | 23.9393 | 0 | 0 | 265.4416 | 0.090187 | 3 | Commercial_2022_SC D_MW_After Competition Groups_3 | LED Replacement Lamp (Tube) | 9.019% | 0 | 23.9393 | Commercial_2022_SC D_MW_After Competition Groups_LED Replacement Lamp (Tube)
Commercial | Com ¦ LED Troffer/Surface/Suspended | 2022 | SC D | MW | After Competition Groups | 22.0272 | 23021344.9204 | 23.0213 | 265.4416 | 0.082983 | 4 | Commercial_2022_SC D_MW_After Competition Groups_4 | LED Troffer/Surface/Suspended | 8.298% | 23.0213 | 22.0272 | Commercial_2022_SC D_MW_After Competition Groups_LED Troffer/Surface/Suspended
Commercial | Com ¦ High Efficiency Air Source Heat Pump | 2022 | SC D | MW | After Competition Groups | 17.1924 | 854207.9257 | 0.85421 | 265.4416 | 0.064769 | 5 | Commercial_2022_SC D_MW_After Competition Groups_5 | High Efficiency Air Source Heat Pump | 6.477% | 0.85421 | 17.1924 | Commercial_2022_SC D_MW_After Competition Groups_High Efficiency Air Source Heat Pump
Commercial | Com ¦ Building Recommissioning, Operations and Maintenance (O&M) Improvements | 2022 | SC D | MW | After Competition Groups | 12.298 | 2785120.0366 | 2.7851 | 265.4416 | 0.04633 | 6 | Commercial_2022_SC D_MW_After Competition Groups_6 | Building Recommissioning, Operations and Maintenance (O&M) Improvements | 4.633% | 2.7851 | 12.298 | Commercial_2022_SC D_MW_After Competition Groups_Building Recommissioning, Operations and Maintenance (O&M) Improvements
Commercial | Com ¦ Data Center Storage/Server Virtualization | 2022 | SC D | MW | After Competition Groups | 11.1975 | 0 | 0 | 265.4416 | 0.042184 | 7 | Commercial_2022_SC D_MW_After Competition Groups_7 | Data Center Storage/Server Virtualization | 4.218% | 0 | 11.1975 | Commercial_2022_SC D_MW_After Competition Groups_Data Center Storage/Server Virtualization
Commercial | Com ¦ Education and Capacity Building/Energy Behavior | 2022 | SC D | MW | After Competition Groups | 11.1357 | 3621897.8182 | 3.6219 | 265.4416 | 0.041952 | 8 | Commercial_2022_SC D_MW_After Competition Groups_8 | Education and Capacity Building/Energy Behavior | 4.195% | 3.6219 | 11.1357 | Commercial_2022_SC D_MW_After Competition Groups_Education and Capacity Building/Energy Behavior
Commercial | Com ¦ ENERGY STAR LED LAMPS (General Service Lamps) | 2022 | SC D | MW | After Competition Groups | 9.1621 | 704629.7818 | 0.70463 | 265.4416 | 0.034517 | 9 | Commercial_2022_SC D_MW_After Competition Groups_9 | ENERGY STAR LED LAMPS (General Service Lamps) | 3.452% | 0.70463 | 9.1621 | Commercial_2022_SC D_MW_After Competition Groups_ENERGY STAR LED LAMPS (General Service Lamps)
Commercial | Com ¦ Advanced BAS/Controllers | 2022 | SC D | MW | After Competition Groups | 8.2742 | 2569340.8677 | 2.5693 | 265.4416 | 0.031172 | 10 | Commercial_2022_SC D_MW_After Competition Groups_10 | Advanced BAS/Controllers | 3.117% | 2.5693 | 8.2742 | Commercial_2022_SC D_MW_After Competition Groups_Advanced BAS/Controllers
Commercial | Com ¦ LED or Equivalent Sign Lighting | 2022 | SC D | MW | After Competition Groups | 7.1381 | 2099442.7947 | 2.0994 | 265.4416 | 0.026891 | 11 | Commercial_2022_SC D_MW_After Competition Groups_11 | LED or Equivalent Sign Lighting | 2.689% | 2.0994 | 7.1381 | Commercial_2022_SC D_MW_After Competition Groups_LED or Equivalent Sign Lighting
Commercial | Com ¦ Reach-in Shaded Pole to ECM/PSC Evaporator Fan Motor | 2022 | SC D | MW | After Competition Groups | 6.7032 | 2165067.9235 | 2.1651 | 265.4416 | 0.025253 | 12 | Commercial_2022_SC D_MW_After Competition Groups_12 | Reach-in Shaded Pole to ECM/PSC Evaporator Fan Motor | 2.525% | 2.1651 | 6.7032 | Commercial_2022_SC D_MW_After Competition Groups_Reach-in Shaded Pole to ECM/PSC Evaporator Fan Motor
Commercial | Com ¦ Unitary Air-Conditioning Unit | 2022 | SC D | MW | After Competition Groups | 5.4095 | 2058852.5572 | 2.0589 | 265.4416 | 0.020379 | 13 | Commercial_2022_SC D_MW_After Competition Groups_13 | Unitary Air-Conditioning Unit | 2.038% | 2.0589 | 5.4095 | Commercial_2022_SC D_MW_After Competition Groups_Unitary Air-Conditioning Unit
Commercial | Com ¦ Adaptive Thermostats | 2022 | SC D | MW | After Competition Groups | 4.9462 | 1834543.7057 | 1.8345 | 265.4416 | 0.018634 | 14 | Commercial_2022_SC D_MW_After Competition Groups_14 | Adaptive Thermostats | 1.863% | 1.8345 | 4.9462 | Commercial_2022_SC D_MW_After Competition Groups_Adaptive Thermostats
Commercial | Com ¦ Strip Curtains | 2022 | SC D | MW | After Competition Groups | 4.5974 | 94565.7557 | 0.094566 | 265.4416 | 0.01732 | 15 | Commercial_2022_SC D_MW_After Competition Groups_15 | Strip Curtains | 1.732% | 0.094566 | 4.5974 | Commercial_2022_SC D_MW_After Competition Groups_Strip Curtains
Commercial | Com ¦ Chilled Water Optimization | 2022 | SC D | MW | After Competition Groups | 4.2848 | 1190260.1384 | 1.1903 | 265.4416 | 0.016142 | 16 | Commercial_2022_SC D_MW_After Competition Groups_16 | Chilled Water Optimization | 1.614% | 1.1903 | 4.2848 | Commercial_2022_SC D_MW_After Competition Groups_Chilled Water Optimization
Commercial | Com ¦ Furnace Tune-Up | 2022 | SC D | MW | After Competition Groups | 3.353 | 60412.7534 | 0.060413 | 265.4416 | 0.012632 | 17 | Commercial_2022_SC D_MW_After Competition Groups_17 | Furnace Tune-Up | 1.263% | 0.060413 | 3.353 | Commercial_2022_SC D_MW_After Competition Groups_Furnace Tune-Up
Commercial | Com ¦ Centrally controlled desktop PC/NETWORK PC POWER MANAGEMENT SOFTWARE | 2022 | SC D | MW | After Competition Groups | 2.7175 | 445083.1951 | 0.44508 | 265.4416 | 0.010238 | 18 | Commercial_2022_SC D_MW_After Competition Groups_18 | Centrally controlled desktop PC/NETWORK PC POWER MANAGEMENT SOFTWARE | 1.024% | 0.44508 | 2.7175 | Commercial_2022_SC D_MW_After Competition Groups_Centrally controlled desktop PC/NETWORK PC POWER MANAGEMENT SOFTWARE
Commercial | Com ¦ LED parking lot fixture | 2022 | SC D | MW | After Competition Groups | 2.6521 | 10687223.5464 | 10.6872 | 265.4416 | 0.0099914 | 19 | Commercial_2022_SC D_MW_After Competition Groups_19 | LED parking lot fixture | 0.9991% | 10.6872 | 2.6521 | Commercial_2022_SC D_MW_After Competition Groups_LED parking lot fixture
Commercial | Com ¦ LED EXTERIOR AREA LIGHTS - LED fixture (200W) | 2022 | SC D | MW | After Competition Groups | 2.5432 | 611821.979 | 0.61182 | 265.4416 | 0.0095809 | 20 | Commercial_2022_SC D_MW_After Competition Groups_20 | LED EXTERIOR AREA LIGHTS - LED fixture (200W) | 0.9581% | 0.61182 | 2.5432 | Commercial_2022_SC D_MW_After Competition Groups_LED EXTERIOR AREA LIGHTS - LED fixture (200W)
Commercial | Com ¦ Variable Frequency Drive (VFD) | 2022 | SC D | MW | After Competition Groups | 2.2973 | 755557.4419 | 0.75556 | 265.4416 | 0.0086546 | 21 | Commercial_2022_SC D_MW_After Competition Groups_21 | Variable Frequency Drive (VFD) | 0.8655% | 0.75556 | 2.2973 | Commercial_2022_SC D_MW_After Competition Groups_Variable Frequency Drive (VFD)
Commercial | Com ¦ VFD on Pumps | 2022 | SC D | MW | After Competition Groups | 2.1338 | 731988.0799 | 0.73199 | 265.4416 | 0.0080386 | 22 | Commercial_2022_SC D_MW_After Competition Groups_22 | VFD on Pumps | 0.8039% | 0.73199 | 2.1338 | Commercial_2022_SC D_MW_After Competition Groups_VFD on Pumps
Commercial | Com ¦ Refrigerated Display Case LED | 2022 | SC D | MW | After Competition Groups | 2.0141 | 487685.6197 | 0.48769 | 265.4416 | 0.0075878 | 23 | Commercial_2022_SC D_MW_After Competition Groups_23 | Refrigerated Display Case LED | 0.7588% | 0.48769 | 2.0141 | Commercial_2022_SC D_MW_After Competition Groups_Refrigerated Display Case LED
Commercial | Com ¦ Demand Control Ventilation | 2022 | SC D | MW | After Competition Groups | 1.9454 | 530213.3866 | 0.53021 | 265.4416 | 0.007329 | 24 | Commercial_2022_SC D_MW_After Competition Groups_24 | Demand Control Ventilation | 0.7329% | 0.53021 | 1.9454 | Commercial_2022_SC D_MW_After Competition Groups_Demand Control Ventilation
Commercial | Com ¦ Refrigerated Display Case Doors | 2022 | SC D | MW | After Competition Groups | 1.7618 | 1340408.8517 | 1.3404 | 265.4416 | 0.0066373 | 25 | Commercial_2022_SC D_MW_After Competition Groups_25 | Refrigerated Display Case Doors | 0.6637% | 1.3404 | 1.7618 | Commercial_2022_SC D_MW_After Competition Groups_Refrigerated Display Case Doors
Commercial | Com ¦ ENERGY STAR Griddle (74% eff) | 2022 | SC D | MW | After Competition Groups | 1.3581 | 204850.5807 | 0.20485 | 265.4416 | 0.0051163 | 26 | Commercial_2022_SC D_MW_After Competition Groups_26 | ENERGY STAR Griddle (74% eff) | 0.5116% | 0.20485 | 1.3581 | Commercial_2022_SC D_MW_After Competition Groups_ENERGY STAR Griddle (74% eff)
Commercial | Com ¦ ECM MOTORS FOR EVAPORATOR FANS for refrigeration (WALK-IN) | 2022 | SC D | MW | After Competition Groups | 1.1975 | 598750.3314 | 0.59875 | 265.4416 | 0.0045114 | 27 | Commercial_2022_SC D_MW_After Competition Groups_27 | ECM MOTORS FOR EVAPORATOR FANS for refrigeration (WALK-IN) | 0.4511% | 0.59875 | 1.1975 | Commercial_2022_SC D_MW_After Competition Groups_ECM MOTORS FOR EVAPORATOR FANS for refrigeration (WALK-IN)
Commercial | Com ¦ LED street light fixture | 2022 | SC D | MW | After Competition Groups | 1.1276 | 0 | 0 | 265.4416 | 0.0042481 | 28 | Commercial_2022_SC D_MW_After Competition Groups_28 | LED street light fixture | 0.4248% | 0 | 1.1276 | Commercial_2022_SC D_MW_After Competition Groups_LED street light fixture
Commercial | Com ¦ Air Handler with Dedicated Outdoor Air Systems | 2022 | SC D | MW | After Competition Groups | 1.0291 | 126128.9996 | 0.12613 | 265.4416 | 0.0038771 | 29 | Commercial_2022_SC D_MW_After Competition Groups_29 | Air Handler with Dedicated Outdoor Air Systems | 0.3877% | 0.12613 | 1.0291 | Commercial_2022_SC D_MW_After Competition Groups_Air Handler with Dedicated Outdoor Air Systems
Commercial | Com ¦ Evaporator Fan Controls | 2022 | SC D | MW | After Competition Groups | 1.0169 | 102883.8238 | 0.10288 | 265.4416 | 0.0038309 | 30 | Commercial_2022_SC D_MW_After Competition Groups_30 | Evaporator Fan Controls | 0.3831% | 0.10288 | 1.0169 | Commercial_2022_SC D_MW_After Competition Groups_Evaporator Fan Controls
Commercial | Com ¦ Occupancy Sensors | 2022 | SC D | MW | After Competition Groups | 0.84086 | 3499.0962 | 0.0034991 | 265.4416 | 0.0031678 | 31 | Commercial_2022_SC D_MW_After Competition Groups_31 | Occupancy Sensors | 0.3168% | 0.0034991 | 0.84086 | Commercial_2022_SC D_MW_After Competition Groups_Occupancy Sensors
Commercial | Com ¦ Demand Control Kitchen Ventilation | 2022 | SC D | MW | After Competition Groups | 0.81451 | 421484.7208 | 0.42148 | 265.4416 | 0.0030685 | 32 | Commercial_2022_SC D_MW_After Competition Groups_32 | Demand Control Kitchen Ventilation | 0.3068% | 0.42148 | 0.81451 | Commercial_2022_SC D_MW_After Competition Groups_Demand Control Kitchen Ventilation
Commercial | Com ¦ Freezer Case Light Sensor | 2022 | SC D | MW | After Competition Groups | 0.75238 | 384295.2629 | 0.3843 | 265.4416 | 0.0028344 | 33 | Commercial_2022_SC D_MW_After Competition Groups_33 | Freezer Case Light Sensor | 0.2834% | 0.3843 | 0.75238 | Commercial_2022_SC D_MW_After Competition Groups_Freezer Case Light Sensor
Commercial | Com ¦ Duct Insulation, R8 | 2022 | SC D | MW | After Competition Groups | 0.61853 | 197826.7193 | 0.19783 | 265.4416 | 0.0023302 | 34 | Commercial_2022_SC D_MW_After Competition Groups_34 | Duct Insulation, R8 | 0.233% | 0.19783 | 0.61853 | Commercial_2022_SC D_MW_After Competition Groups_Duct Insulation, R8
Commercial | Com ¦ Water Source Heat Pump (4 ton) | 2022 | SC D | MW | After Competition Groups | 0.42937 | 178802.4503 | 0.1788 | 265.4416 | 0.0016176 | 35 | Commercial_2022_SC D_MW_After Competition Groups_35 | Water Source Heat Pump (4 ton) | 0.1618% | 0.1788 | 0.42937 | Commercial_2022_SC D_MW_After Competition Groups_Water Source Heat Pump (4 ton)
Commercial | Com ¦ ENERGY STAR Fryer (84% eff) | 2022 | SC D | MW | After Competition Groups | 0.38952 | 105841.1751 | 0.10584 | 265.4416 | 0.0014674 | 36 | Commercial_2022_SC D_MW_After Competition Groups_36 | ENERGY STAR Fryer (84% eff) | 0.1467% | 0.10584 | 0.38952 | Commercial_2022_SC D_MW_After Competition Groups_ENERGY STAR Fryer (84% eff)
Commercial | Com ¦ Thermostat Setback | 2022 | SC D | MW | After Competition Groups | 0.37419 | 0 | 0 | 265.4416 | 0.0014097 | 37 | Commercial_2022_SC D_MW_After Competition Groups_37 | Thermostat Setback | 0.141% | 0 | 0.37419 | Commercial_2022_SC D_MW_After Competition Groups_Thermostat Setback
Commercial | Com ¦ Temperature Adjustment in Commercial Freezers | 2022 | SC D | MW | After Competition Groups | 0.37212 | 0 | 0 | 265.4416 | 0.0014019 | 38 | Commercial_2022_SC D_MW_After Competition Groups_38 | Temperature Adjustment in Commercial Freezers | 0.1402% | 0 | 0.37212 | Commercial_2022_SC D_MW_After Competition Groups_Temperature Adjustment in Commercial Freezers
Commercial | Com ¦ Elec Storage WH 2.30 Et | 2022 | SC D | MW | After Competition Groups | 0.30977 | 169341.5219 | 0.16934 | 265.4416 | 0.001167 | 39 | Commercial_2022_SC D_MW_After Competition Groups_39 | Elec Storage WH 2.30 Et | 0.1167% | 0.16934 | 0.30977 | Commercial_2022_SC D_MW_After Competition Groups_Elec Storage WH 2.30 Et
Commercial | Com ¦ Vertical Night Covers | 2022 | SC D | MW | After Competition Groups | 0.29407 | 48094.6407 | 0.048095 | 265.4416 | 0.0011079 | 40 | Commercial_2022_SC D_MW_After Competition Groups_40 | Vertical Night Covers | 0.1108% | 0.048095 | 0.29407 | Commercial_2022_SC D_MW_After Competition Groups_Vertical Night Covers
Commercial | Com ¦ Outside Air Economizer | 2022 | SC D | MW | After Competition Groups | 0.28396 | 73056.3502 | 0.073056 | 265.4416 | 0.0010698 | 41 | Commercial_2022_SC D_MW_After Competition Groups_41 | Outside Air Economizer | 0.107% | 0.073056 | 0.28396 | Commercial_2022_SC D_MW_After Competition Groups_Outside Air Economizer
Commercial | Com ¦ BEVERAGE VENDING MACHINE CONTROLS | 2022 | SC D | MW | After Competition Groups | 0.28214 | 53004.3646 | 0.053004 | 265.4416 | 0.0010629 | 42 | Commercial_2022_SC D_MW_After Competition Groups_42 | BEVERAGE VENDING MACHINE CONTROLS | 0.1063% | 0.053004 | 0.28214 | Commercial_2022_SC D_MW_After Competition Groups_BEVERAGE VENDING MACHINE CONTROLS
Commercial | Com ¦ ENERGY STAR Steam Cookers | 2022 | SC D | MW | After Competition Groups | 0.24858 | 67241.492 | 0.067241 | 265.4416 | 0.00093648 | 43 | Commercial_2022_SC D_MW_After Competition Groups_43 | ENERGY STAR Steam Cookers | 0.09365% | 0.067241 | 0.24858 | Commercial_2022_SC D_MW_After Competition Groups_ENERGY STAR Steam Cookers
Commercial | Com ¦ CO Sensors for parking garage exhaust fans | 2022 | SC D | MW | After Competition Groups | 0.24676 | 91344.5272 | 0.091345 | 265.4416 | 0.00092962 | 44 | Commercial_2022_SC D_MW_After Competition Groups_44 | CO Sensors for parking garage exhaust fans | 0.09296% | 0.091345 | 0.24676 | Commercial_2022_SC D_MW_After Competition Groups_CO Sensors for parking garage exhaust fans
Commercial | Com ¦ Energy Efficient Laboratory Fume Hood | 2022 | SC D | MW | After Competition Groups | 0.22934 | 102260.1025 | 0.10226 | 265.4416 | 0.00086399 | 45 | Commercial_2022_SC D_MW_After Competition Groups_45 | Energy Efficient Laboratory Fume Hood | 0.0864% | 0.10226 | 0.22934 | Commercial_2022_SC D_MW_After Competition Groups_Energy Efficient Laboratory Fume Hood
Commercial | Com ¦ Water Heating (DHW) Pipe Insulation (Add 3/4\ Foam)" | 2022 | SC D | MW | After Competition Groups | 0.22479 | 84522.7038 | 0.084523 | 265.4416 | 0.00084684 | 46 | Commercial_2022_SC D_MW_After Competition Groups_46 | Water Heating (DHW) Pipe Insulation (Add 3/4\ Foam)" | 0.08468% | 0.084523 | 0.22479 | Commercial_2022_SC D_MW_After Competition Groups_Water Heating (DHW) Pipe Insulation (Add 3/4\ Foam)"
Commercial | Com ¦ ENERGY STAR Dishwasher | 2022 | SC D | MW | After Competition Groups | 0.15284 | 25390.0359 | 0.02539 | 265.4416 | 0.0005758 | 47 | Commercial_2022_SC D_MW_After Competition Groups_47 | ENERGY STAR Dishwasher | 0.05758% | 0.02539 | 0.15284 | Commercial_2022_SC D_MW_After Competition Groups_ENERGY STAR Dishwasher
Commercial | Com ¦ Suction Pipe Insulation Freezer/Refrigerator | 2022 | SC D | MW | After Competition Groups | 0.14833 | 45153.9365 | 0.045154 | 265.4416 | 0.0005588 | 48 | Commercial_2022_SC D_MW_After Competition Groups_48 | Suction Pipe Insulation Freezer/Refrigerator | 0.05588% | 0.045154 | 0.14833 | Commercial_2022_SC D_MW_After Competition Groups_Suction Pipe Insulation Freezer/Refrigerator
Commercial | Com ¦ Ozone Laundry Treatment | 2022 | SC D | MW | After Competition Groups | 0.054023 | 19479.8856 | 0.01948 | 265.4416 | 0.00020352 | 49 | Commercial_2022_SC D_MW_After Competition Groups_49 | Ozone Laundry Treatment | 0.02035% | 0.01948 | 0.054023 | Commercial_2022_SC D_MW_After Competition Groups_Ozone Laundry Treatment
Commercial | Com ¦ HVAC Optimization | 2022 | SC D | MW | After Competition Groups | 0.037841 | 251.4288 | 0.00025143 | 265.4416 | 0.00014256 | 50 | Commercial_2022_SC D_MW_After Competition Groups_50 | HVAC Optimization | 0.01426% | 0.00025143 | 0.037841 | Commercial_2022_SC D_MW_After Competition Groups_HVAC Optimization
Commercial | Com ¦ ECM MOTORS FOR HVAC APPLICATION (FAN-POWERED VAV BOX) | 2022 | SC D | MW | After Competition Groups | 0.034697 | 13310.1254 | 0.01331 | 265.4416 | 0.00013072 | 51 | Commercial_2022_SC D_MW_After Competition Groups_51 | ECM MOTORS FOR HVAC APPLICATION (FAN-POWERED VAV BOX) | 0.01307% | 0.01331 | 0.034697 | Commercial_2022_SC D_MW_After Competition Groups_ECM MOTORS FOR HVAC APPLICATION (FAN-POWERED VAV BOX)
Commercial | Com ¦ CEE Tier 2/Energy Star Clothes Washers | 2022 | SC D | MW | After Competition Groups | 0.032296 | 6290.7266 | 0.0062907 | 265.4416 | 0.00012167 | 52 | Commercial_2022_SC D_MW_After Competition Groups_52 | CEE Tier 2/Energy Star Clothes Washers | 0.01217% | 0.0062907 | 0.032296 | Commercial_2022_SC D_MW_After Competition Groups_CEE Tier 2/Energy Star Clothes Washers
Commercial | COM ¦ Ductless Mini-Split Heat Pumps | 2022 | SC D | MW | After Competition Groups | 0.028866 | 84.8531 | 8.4853e-05 | 265.4416 | 0.00010875 | 53 | Commercial_2022_SC D_MW_After Competition Groups_53 | Ductless Mini-Split Heat Pumps | 0.01087% | 8.4853e-05 | 0.028866 | Commercial_2022_SC D_MW_After Competition Groups_Ductless Mini-Split Heat Pumps
Commercial | Com ¦ Low Flow Pre-Rinse Spray Nozzle | 2022 | SC D | MW | After Competition Groups | 0.020196 | 2528.0159 | 0.002528 | 265.4416 | 7.6084e-05 | 54 | Commercial_2022_SC D_MW_After Competition Groups_54 | Low Flow Pre-Rinse Spray Nozzle | 0.007608% | 0.002528 | 0.020196 | Commercial_2022_SC D_MW_After Competition Groups_Low Flow Pre-Rinse Spray Nozzle
Commercial | Com ¦ Auto Off Time Switch or Time Clock control | 2022 | SC D | MW | After Competition Groups | 0.016672 | 41.037 | 4.1037e-05 | 265.4416 | 6.2809e-05 | 55 | Commercial_2022_SC D_MW_After Competition Groups_55 | Auto Off Time Switch or Time Clock control | 0.006281% | 4.1037e-05 | 0.016672 | Commercial_2022_SC D_MW_After Competition Groups_Auto Off Time Switch or Time Clock control
Commercial | Com ¦ Demand controlled Circulating Systems | 2022 | SC D | MW | After Competition Groups | 0.015741 | 6443.8178 | 0.0064438 | 265.4416 | 5.9302e-05 | 56 | Commercial_2022_SC D_MW_After Competition Groups_56 | Demand controlled Circulating Systems | 0.00593% | 0.0064438 | 0.015741 | Commercial_2022_SC D_MW_After Competition Groups_Demand controlled Circulating Systems
Commercial | Com ¦ PTAC (12 EER/10,000 BTU) | 2022 | SC D | MW | After Competition Groups | 0.010256 | 4303.1523 | 0.0043032 | 265.4416 | 3.8639e-05 | 57 | Commercial_2022_SC D_MW_After Competition Groups_57 | PTAC (12 EER/10,000 BTU) | 0.003864% | 0.0043032 | 0.010256 | Commercial_2022_SC D_MW_After Competition Groups_PTAC (12 EER/10,000 BTU)
Commercial | Com ¦ Condensing Make Up Air Unit | 2022 | SC D | MW | After Competition Groups | 0.0091109 | 16820.303 | 0.01682 | 265.4416 | 3.4323e-05 | 58 | Commercial_2022_SC D_MW_After Competition Groups_58 | Condensing Make Up Air Unit | 0.003432% | 0.01682 | 0.0091109 | Commercial_2022_SC D_MW_After Competition Groups_Condensing Make Up Air Unit
Commercial | Com ¦ Commercial Hot Food Holding Cabinets | 2022 | SC D | MW | After Competition Groups | 0.0079825 | 1294.3291 | 0.0012943 | 265.4416 | 3.0073e-05 | 59 | Commercial_2022_SC D_MW_After Competition Groups_59 | Commercial Hot Food Holding Cabinets | 0.003007% | 0.0012943 | 0.0079825 | Commercial_2022_SC D_MW_After Competition Groups_Commercial Hot Food Holding Cabinets
Commercial | Com ¦ Condensing Unit Heaters or other Efficient Unit Heating System | 2022 | SC D | MW | After Competition Groups | 0.0052853 | 0 | 0 | 265.4416 | 1.9911e-05 | 60 | Commercial_2022_SC D_MW_After Competition Groups_60 | Condensing Unit Heaters or other Efficient Unit Heating System | 0.001991% | 0 | 0.0052853 | Commercial_2022_SC D_MW_After Competition Groups_Condensing Unit Heaters or other Efficient Unit Heating System
Commercial | Com ¦ Wall Insulation | 2022 | SC D | MW | After Competition Groups | 0.0050415 | 49.8571 | 4.9857e-05 | 265.4416 | 1.8993e-05 | 61 | Commercial_2022_SC D_MW_After Competition Groups_61 | Wall Insulation | 0.001899% | 4.9857e-05 | 0.0050415 | Commercial_2022_SC D_MW_After Competition Groups_Wall Insulation
Commercial | Com ¦ VSD Air Compressor | 2022 | SC D | MW | After Competition Groups | 0.0044902 | 361.7406 | 0.00036174 | 265.4416 | 1.6916e-05 | 62 | Commercial_2022_SC D_MW_After Competition Groups_62 | VSD Air Compressor | 0.001692% | 0.00036174 | 0.0044902 | Commercial_2022_SC D_MW_After Competition Groups_VSD Air Compressor
Commercial | Com ¦ Notched V belts for HVAC Systems | 2022 | SC D | MW | After Competition Groups | 0.0043471 | 2866.5611 | 0.0028666 | 265.4416 | 1.6377e-05 | 63 | Commercial_2022_SC D_MW_After Competition Groups_63 | Notched V belts for HVAC Systems | 0.001638% | 0.0028666 | 0.0043471 | Commercial_2022_SC D_MW_After Competition Groups_Notched V belts for HVAC Systems
Commercial | Com ¦ Solar Water Preheat (Pools/DHW) | 2022 | SC D | MW | After Competition Groups | 0.0042769 | 434.225 | 0.00043423 | 265.4416 | 1.6112e-05 | 64 | Commercial_2022_SC D_MW_After Competition Groups_64 | Solar Water Preheat (Pools/DHW) | 0.001611% | 0.00043423 | 0.0042769 | Commercial_2022_SC D_MW_After Competition Groups_Solar Water Preheat (Pools/DHW)
Commercial | Com ¦ Air Curtains | 2022 | SC D | MW | After Competition Groups | 0.003868 | 1360.0654 | 0.0013601 | 265.4416 | 1.4572e-05 | 65 | Commercial_2022_SC D_MW_After Competition Groups_65 | Air Curtains | 0.001457% | 0.0013601 | 0.003868 | Commercial_2022_SC D_MW_After Competition Groups_Air Curtains
Commercial | Com ¦ High Efficiency Chiller (avg of water and air cooled) | 2022 | SC D | MW | After Competition Groups | 0.0038413 | 1659.9909 | 0.00166 | 265.4416 | 1.4471e-05 | 66 | Commercial_2022_SC D_MW_After Competition Groups_66 | High Efficiency Chiller (avg of water and air cooled) | 0.001447% | 0.00166 | 0.0038413 | Commercial_2022_SC D_MW_After Competition Groups_High Efficiency Chiller (avg of water and air cooled)
Commercial | Com ¦ Room AC (w/ louvered sides) 14 SEER from 12 SEER code | 2022 | SC D | MW | After Competition Groups | 0.0011662 | 563.9893 | 0.00056399 | 265.4416 | 4.3934e-06 | 67 | Commercial_2022_SC D_MW_After Competition Groups_67 | Room AC (w/ louvered sides) 14 SEER from 12 SEER code | 0.0004393% | 0.00056399 | 0.0011662 | Commercial_2022_SC D_MW_After Competition Groups_Room AC (w/ louvered sides) 14 SEER from 12 SEER code
Commercial | Com ¦ LLLC - High Impact Application | 2022 | SC D | MW | After Competition Groups | 0.00076624 | 16.1954 | 1.6195e-05 | 265.4416 | 2.8867e-06 | 68 | Commercial_2022_SC D_MW_After Competition Groups_68 | LLLC - High Impact Application | 0.0002887% | 1.6195e-05 | 0.00076624 | Commercial_2022_SC D_MW_After Competition Groups_LLLC - High Impact Application
Commercial | Com ¦ Energy Recovery Ventilation and Ventilation (Enhanced) | 2022 | SC D | MW | After Competition Groups | 0.00039852 | 0 | 0 | 265.4416 | 1.5014e-06 | 69 | Commercial_2022_SC D_MW_After Competition Groups_69 | Energy Recovery Ventilation and Ventilation (Enhanced) | 0.0001501% | 0 | 0.00039852 | Commercial_2022_SC D_MW_After Competition Groups_Energy Recovery Ventilation and Ventilation (Enhanced)
Commercial | Com ¦ EC Plug Fan for Data Center (under cabinet) | 2022 | SC D | MW | After Competition Groups | 0.00031401 | 168.499 | 0.0001685 | 265.4416 | 1.183e-06 | 70 | Commercial_2022_SC D_MW_After Competition Groups_70 | EC Plug Fan for Data Center (under cabinet) | 0.0001183% | 0.0001685 | 0.00031401 | Commercial_2022_SC D_MW_After Competition Groups_EC Plug Fan for Data Center (under cabinet)
Commercial | Com ¦ Electric Convection Combination Ovens | 2022 | SC D | MW | After Competition Groups | 8.828e-05 | 3.3676 | 3.3676e-06 | 265.4416 | 3.3258e-07 | 71 | Commercial_2022_SC D_MW_After Competition Groups_71 | Electric Convection Combination Ovens | 3.326e-05% | 3.3676e-06 | 8.828e-05 | Commercial_2022_SC D_MW_After Competition Groups_Electric Convection Combination Ovens
Commercial | Com ¦ LLLC - Low Impact Application | 2022 | SC D | MW | After Competition Groups | 2.2864e-05 | 1.3882 | 1.3882e-06 | 265.4416 | 8.6135e-08 | 72 | Commercial_2022_SC D_MW_After Competition Groups_72 | LLLC - Low Impact Application | 8.613e-06% | 1.3882e-06 | 2.2864e-05 | Commercial_2022_SC D_MW_After Competition Groups_LLLC - Low Impact Application
Commercial | Com ¦ High Efficiency Small Instantaneous Water Heater | 2022 | SC D | MW | After Competition Groups | 4.0035e-06 | 2.2029 | 2.2029e-06 | 265.4416 | 1.5082e-08 | 73 | Commercial_2022_SC D_MW_After Competition Groups_73 | High Efficiency Small Instantaneous Water Heater | 1.508e-06% | 2.2029e-06 | 4.0035e-06 | Commercial_2022_SC D_MW_After Competition Groups_High Efficiency Small Instantaneous Water Heater
Commercial | Com ¦ Networked/Connected - High Impact Application | 2022 | SC D | MW | After Competition Groups | 6.1271e-10 | 2.5141e-09 | 2.5141e-15 | 265.4416 | 2.3083e-12 | 74 | Commercial_2022_SC D_MW_After Competition Groups_74 | Networked/Connected - High Impact Application | 2.308e-10% | 2.5141e-15 | 6.1271e-10 | Commercial_2022_SC D_MW_After Competition Groups_Networked/Connected - High Impact Application
Commercial | Com ¦ Networked/Connected - Low Impact Application | 2022 | SC D | MW | After Competition Groups | 1.2834e-23 | 2.0133e-17 | 2.0133e-23 | 265.4416 | 4.8349e-26 | 75 | Commercial_2022_SC D_MW_After Competition Groups_75 | Networked/Connected - Low Impact Application | 4.835e-24% | 2.0133e-23 | 1.2834e-23 | Commercial_2022_SC D_MW_After Competition Groups_Networked/Connected - Low Impact Application
Commercial | Com ¦ Door Gasket Freezer/Refrigerator | 2022 | SC D | MW | After Competition Groups | 0 | 0 | 0 | 265.4416 | 0 | 76 | Commercial_2022_SC D_MW_After Competition Groups_76 | Door Gasket Freezer/Refrigerator | 0% | 0 | 0 | Commercial_2022_SC D_MW_After Competition Groups_Door Gasket Freezer/Refrigerator
Commercial | Com ¦ Efficient compressor motor | 2022 | SC D | MW | After Competition Groups | 0 | 0 | 0 | 265.4416 | 0 | 77 | Commercial_2022_SC D_MW_After Competition Groups_77 | Efficient compressor motor | 0% | 0 | 0 | Commercial_2022_SC D_MW_After Competition Groups_Efficient compressor motor
Commercial | Com ¦ Indoor Daylight Sensors/Photocell Dimming Control | 2022 | SC D | MW | After Competition Groups | 0 | 0 | 0 | 265.4416 | 0 | 78 | Commercial_2022_SC D_MW_After Competition Groups_78 | Indoor Daylight Sensors/Photocell Dimming Control | 0% | 0 | 0 | Commercial_2022_SC D_MW_After Competition Groups_Indoor Daylight Sensors/Photocell Dimming Control
Commercial | Com ¦ LED RECESSED DOWNLIGHTS | 2022 | SC D | MW | After Competition Groups | 0 | 0 | 0 | 265.4416 | 0 | 79 | Commercial_2022_SC D_MW_After Competition Groups_79 | LED RECESSED DOWNLIGHTS | 0% | 0 | 0 | Commercial_2022_SC D_MW_After Competition Groups_LED RECESSED DOWNLIGHTS
Commercial | Com ¦ Variable Refrigerant Flow Heat Pump | 2022 | SC D | MW | After Competition Groups | 0 | 0 | 0 | 265.4416 | 0 | 80 | Commercial_2022_SC D_MW_After Competition Groups_80 | Variable Refrigerant Flow Heat Pump | 0% | 0 | 0 | Commercial_2022_SC D_MW_After Competition Groups_Variable Refrigerant Flow Heat Pump
Commercial | Com ¦ Building Recommissioning, Operations and Maintenance (O&M) Improvements | 2022 | Technical | MW | After Competition Groups | 291.4355 | 0 | 0 | 2105.681 | 0.1384 | 1 | Commercial_2022_Technical_MW_After Competition Groups_1 | Building Recommissioning, Operations and Maintenance (O&M) Improvements | 13.84% | 0 | 291.4355 | Commercial_2022_Technical_MW_After Competition Groups_Building Recommissioning, Operations and Maintenance (O&M) Improvements
Commercial | Com ¦ Education and Capacity Building/Energy Behavior | 2022 | Technical | MW | After Competition Groups | 262.6805 | 0 | 0 | 2105.681 | 0.12475 | 2 | Commercial_2022_Technical_MW_After Competition Groups_2 | Education and Capacity Building/Energy Behavior | 12.47% | 0 | 262.6805 | Commercial_2022_Technical_MW_After Competition Groups_Education and Capacity Building/Energy Behavior
Commercial | Com ¦ LED Low/High Bay | 2022 | Technical | MW | After Competition Groups | 209.5315 | 0 | 0 | 2105.681 | 0.099508 | 3 | Commercial_2022_Technical_MW_After Competition Groups_3 | LED Low/High Bay | 9.951% | 0 | 209.5315 | Commercial_2022_Technical_MW_After Competition Groups_LED Low/High Bay
Commercial | Com ¦ LED Troffer/Surface/Suspended | 2022 | Technical | MW | After Competition Groups | 156.0508 | 0 | 0 | 2105.681 | 0.074109 | 4 | Commercial_2022_Technical_MW_After Competition Groups_4 | LED Troffer/Surface/Suspended | 7.411% | 0 | 156.0508 | Commercial_2022_Technical_MW_After Competition Groups_LED Troffer/Surface/Suspended
Commercial | Com ¦ ENERGY STAR LED LAMPS (REFLECTOR LAMPs/MR16/PAR 16) | 2022 | Technical | MW | After Competition Groups | 127.2221 | 0 | 0 | 2105.681 | 0.060419 | 5 | Commercial_2022_Technical_MW_After Competition Groups_5 | ENERGY STAR LED LAMPS (REFLECTOR LAMPs/MR16/PAR 16) | 6.042% | 0 | 127.2221 | Commercial_2022_Technical_MW_After Competition Groups_ENERGY STAR LED LAMPS (REFLECTOR LAMPs/MR16/PAR 16)
Commercial | Com ¦ Variable Refrigerant Flow Heat Pump | 2022 | Technical | MW | After Competition Groups | 105.5098 | 0 | 0 | 2105.681 | 0.050107 | 6 | Commercial_2022_Technical_MW_After Competition Groups_6 | Variable Refrigerant Flow Heat Pump | 5.011% | 0 | 105.5098 | Commercial_2022_Technical_MW_After Competition Groups_Variable Refrigerant Flow Heat Pump
Commercial | Com ¦ Advanced BAS/Controllers | 2022 | Technical | MW | After Competition Groups | 91.8605 | 0 | 0 | 2105.681 | 0.043625 | 7 | Commercial_2022_Technical_MW_After Competition Groups_7 | Advanced BAS/Controllers | 4.363% | 0 | 91.8605 | Commercial_2022_Technical_MW_After Competition Groups_Advanced BAS/Controllers
Commercial | Com ¦ Central Lighting Control System | 2022 | Technical | MW | After Competition Groups | 88.6371 | 0 | 0 | 2105.681 | 0.042094 | 8 | Commercial_2022_Technical_MW_After Competition Groups_8 | Central Lighting Control System | 4.209% | 0 | 88.6371 | Commercial_2022_Technical_MW_After Competition Groups_Central Lighting Control System
Commercial | Com ¦ High Efficiency Air Source Heat Pump | 2022 | Technical | MW | After Competition Groups | 64.4977 | 0 | 0 | 2105.681 | 0.03063 | 9 | Commercial_2022_Technical_MW_After Competition Groups_9 | High Efficiency Air Source Heat Pump | 3.063% | 0 | 64.4977 | Commercial_2022_Technical_MW_After Competition Groups_High Efficiency Air Source Heat Pump
Commercial | Com ¦ Unitary Air-Conditioning Unit | 2022 | Technical | MW | After Competition Groups | 43.4832 | 0 | 0 | 2105.681 | 0.02065 | 10 | Commercial_2022_Technical_MW_After Competition Groups_10 | Unitary Air-Conditioning Unit | 2.065% | 0 | 43.4832 | Commercial_2022_Technical_MW_After Competition Groups_Unitary Air-Conditioning Unit
Commercial | Com ¦ Adaptive Thermostats | 2022 | Technical | MW | After Competition Groups | 39.2364 | 0 | 0 | 2105.681 | 0.018634 | 11 | Commercial_2022_Technical_MW_After Competition Groups_11 | Adaptive Thermostats | 1.863% | 0 | 39.2364 | Commercial_2022_Technical_MW_After Competition Groups_Adaptive Thermostats
Commercial | Com ¦ Furnace Tune-Up | 2022 | Technical | MW | After Competition Groups | 34.8021 | 0 | 0 | 2105.681 | 0.016528 | 12 | Commercial_2022_Technical_MW_After Competition Groups_12 | Furnace Tune-Up | 1.653% | 0 | 34.8021 | Commercial_2022_Technical_MW_After Competition Groups_Furnace Tune-Up
Commercial | Com ¦ Smart Strip Plug Outlets | 2022 | Technical | MW | After Competition Groups | 32.2969 | 0 | 0 | 2105.681 | 0.015338 | 13 | Commercial_2022_Technical_MW_After Competition Groups_13 | Smart Strip Plug Outlets | 1.534% | 0 | 32.2969 | Commercial_2022_Technical_MW_After Competition Groups_Smart Strip Plug Outlets
Commercial | Com ¦ LED Replacement Lamp (Tube) | 2022 | Technical | MW | After Competition Groups | 31.8014 | 0 | 0 | 2105.681 | 0.015103 | 14 | Commercial_2022_Technical_MW_After Competition Groups_14 | LED Replacement Lamp (Tube) | 1.51% | 0 | 31.8014 | Commercial_2022_Technical_MW_After Competition Groups_LED Replacement Lamp (Tube)
Commercial | Com ¦ Strip Curtains | 2022 | Technical | MW | After Competition Groups | 29.6209 | 0 | 0 | 2105.681 | 0.014067 | 15 | Commercial_2022_Technical_MW_After Competition Groups_15 | Strip Curtains | 1.407% | 0 | 29.6209 | Commercial_2022_Technical_MW_After Competition Groups_Strip Curtains
Commercial | Com ¦ Data Center Storage/Server Virtualization | 2022 | Technical | MW | After Competition Groups | 25.8482 | 0 | 0 | 2105.681 | 0.012275 | 16 | Commercial_2022_Technical_MW_After Competition Groups_16 | Data Center Storage/Server Virtualization | 1.228% | 0 | 25.8482 | Commercial_2022_Technical_MW_After Competition Groups_Data Center Storage/Server Virtualization
Commercial | Com ¦ Demand Control Ventilation | 2022 | Technical | MW | After Competition Groups | 25.5208 | 0 | 0 | 2105.681 | 0.01212 | 17 | Commercial_2022_Technical_MW_After Competition Groups_17 | Demand Control Ventilation | 1.212% | 0 | 25.5208 | Commercial_2022_Technical_MW_After Competition Groups_Demand Control Ventilation
Commercial | Com ¦ Variable Frequency Drive (VFD) | 2022 | Technical | MW | After Competition Groups | 24.2228 | 0 | 0 | 2105.681 | 0.011504 | 18 | Commercial_2022_Technical_MW_After Competition Groups_18 | Variable Frequency Drive (VFD) | 1.15% | 0 | 24.2228 | Commercial_2022_Technical_MW_After Competition Groups_Variable Frequency Drive (VFD)
Commercial | Com ¦ Refrigerated Display Case LED | 2022 | Technical | MW | After Competition Groups | 23.5525 | 0 | 0 | 2105.681 | 0.011185 | 19 | Commercial_2022_Technical_MW_After Competition Groups_19 | Refrigerated Display Case LED | 1.119% | 0 | 23.5525 | Commercial_2022_Technical_MW_After Competition Groups_Refrigerated Display Case LED
Commercial | Com ¦ Adding reflective (White) roof treatment or a green roof | 2022 | Technical | MW | After Competition Groups | 23.4309 | 0 | 0 | 2105.681 | 0.011127 | 20 | Commercial_2022_Technical_MW_After Competition Groups_20 | Adding reflective (White) roof treatment or a green roof | 1.113% | 0 | 23.4309 | Commercial_2022_Technical_MW_After Competition Groups_Adding reflective (White) roof treatment or a green roof
Commercial | Com ¦ VFD on Pumps | 2022 | Technical | MW | After Competition Groups | 22.6697 | 0 | 0 | 2105.681 | 0.010766 | 21 | Commercial_2022_Technical_MW_After Competition Groups_21 | VFD on Pumps | 1.077% | 0 | 22.6697 | Commercial_2022_Technical_MW_After Competition Groups_VFD on Pumps
Commercial | Com ¦ LED or Equivalent Sign Lighting | 2022 | Technical | MW | After Competition Groups | 20.9764 | 0 | 0 | 2105.681 | 0.0099618 | 22 | Commercial_2022_Technical_MW_After Competition Groups_22 | LED or Equivalent Sign Lighting | 0.9962% | 0 | 20.9764 | Commercial_2022_Technical_MW_After Competition Groups_LED or Equivalent Sign Lighting
Commercial | Com ¦ Refrigerated Display Case Doors | 2022 | Technical | MW | After Competition Groups | 19.739 | 0 | 0 | 2105.681 | 0.0093742 | 23 | Commercial_2022_Technical_MW_After Competition Groups_23 | Refrigerated Display Case Doors | 0.9374% | 0 | 19.739 | Commercial_2022_Technical_MW_After Competition Groups_Refrigerated Display Case Doors
Commercial | Com ¦ Centrally controlled desktop PC/NETWORK PC POWER MANAGEMENT SOFTWARE | 2022 | Technical | MW | After Competition Groups | 19.3098 | 0 | 0 | 2105.681 | 0.0091703 | 24 | Commercial_2022_Technical_MW_After Competition Groups_24 | Centrally controlled desktop PC/NETWORK PC POWER MANAGEMENT SOFTWARE | 0.917% | 0 | 19.3098 | Commercial_2022_Technical_MW_After Competition Groups_Centrally controlled desktop PC/NETWORK PC POWER MANAGEMENT SOFTWARE
Commercial | Com ¦ HOTEL OCCUPANCY CONTROLS (HVAC + LIGHTING) | 2022 | Technical | MW | After Competition Groups | 18.7927 | 0 | 0 | 2105.681 | 0.0089248 | 25 | Commercial_2022_Technical_MW_After Competition Groups_25 | HOTEL OCCUPANCY CONTROLS (HVAC + LIGHTING) | 0.8925% | 0 | 18.7927 | Commercial_2022_Technical_MW_After Competition Groups_HOTEL OCCUPANCY CONTROLS (HVAC + LIGHTING)
Commercial | Com ¦ Air Handler with Dedicated Outdoor Air Systems | 2022 | Technical | MW | After Competition Groups | 18.4878 | 0 | 0 | 2105.681 | 0.0087799 | 26 | Commercial_2022_Technical_MW_After Competition Groups_26 | Air Handler with Dedicated Outdoor Air Systems | 0.878% | 0 | 18.4878 | Commercial_2022_Technical_MW_After Competition Groups_Air Handler with Dedicated Outdoor Air Systems
Commercial | Com ¦ Door Gasket Freezer/Refrigerator | 2022 | Technical | MW | After Competition Groups | 16.5444 | 0 | 0 | 2105.681 | 0.007857 | 27 | Commercial_2022_Technical_MW_After Competition Groups_27 | Door Gasket Freezer/Refrigerator | 0.7857% | 0 | 16.5444 | Commercial_2022_Technical_MW_After Competition Groups_Door Gasket Freezer/Refrigerator
Commercial | Com ¦ Refrigeration Optimization | 2022 | Technical | MW | After Competition Groups | 15.1734 | 0 | 0 | 2105.681 | 0.0072059 | 28 | Commercial_2022_Technical_MW_After Competition Groups_28 | Refrigeration Optimization | 0.7206% | 0 | 15.1734 | Commercial_2022_Technical_MW_After Competition Groups_Refrigeration Optimization
Commercial | Com ¦ ENERGY STAR LED LAMPS (General Service Lamps) | 2022 | Technical | MW | After Competition Groups | 14.6471 | 0 | 0 | 2105.681 | 0.006956 | 29 | Commercial_2022_Technical_MW_After Competition Groups_29 | ENERGY STAR LED LAMPS (General Service Lamps) | 0.6956% | 0 | 14.6471 | Commercial_2022_Technical_MW_After Competition Groups_ENERGY STAR LED LAMPS (General Service Lamps)
Commercial | Com ¦ Indoor Daylight Sensors/Photocell Dimming Control | 2022 | Technical | MW | After Competition Groups | 13.542 | 0 | 0 | 2105.681 | 0.0064312 | 30 | Commercial_2022_Technical_MW_After Competition Groups_30 | Indoor Daylight Sensors/Photocell Dimming Control | 0.6431% | 0 | 13.542 | Commercial_2022_Technical_MW_After Competition Groups_Indoor Daylight Sensors/Photocell Dimming Control
Commercial | Com ¦ ECM MOTORS FOR EVAPORATOR FANS for refrigeration (WALK-IN) | 2022 | Technical | MW | After Competition Groups | 12.6008 | 0 | 0 | 2105.681 | 0.0059842 | 31 | Commercial_2022_Technical_MW_After Competition Groups_31 | ECM MOTORS FOR EVAPORATOR FANS for refrigeration (WALK-IN) | 0.5984% | 0 | 12.6008 | Commercial_2022_Technical_MW_After Competition Groups_ECM MOTORS FOR EVAPORATOR FANS for refrigeration (WALK-IN)
Commercial | Com ¦ Reach-in Shaded Pole to ECM/PSC Evaporator Fan Motor | 2022 | Technical | MW | After Competition Groups | 12.3763 | 0 | 0 | 2105.681 | 0.0058776 | 32 | Commercial_2022_Technical_MW_After Competition Groups_32 | Reach-in Shaded Pole to ECM/PSC Evaporator Fan Motor | 0.5878% | 0 | 12.3763 | Commercial_2022_Technical_MW_After Competition Groups_Reach-in Shaded Pole to ECM/PSC Evaporator Fan Motor
Commercial | Com ¦ High R-Value Glass Doors/no-heat glass door | 2022 | Technical | MW | After Competition Groups | 11.9263 | 0 | 0 | 2105.681 | 0.0056639 | 33 | Commercial_2022_Technical_MW_After Competition Groups_33 | High R-Value Glass Doors/no-heat glass door | 0.5664% | 0 | 11.9263 | Commercial_2022_Technical_MW_After Competition Groups_High R-Value Glass Doors/no-heat glass door
Commercial | Com ¦ ENERGY STAR FREEZER | 2022 | Technical | MW | After Competition Groups | 11.2363 | 0 | 0 | 2105.681 | 0.0053362 | 34 | Commercial_2022_Technical_MW_After Competition Groups_34 | ENERGY STAR FREEZER | 0.5336% | 0 | 11.2363 | Commercial_2022_Technical_MW_After Competition Groups_ENERGY STAR FREEZER
Commercial | Com ¦ Freezer Case Light Sensor | 2022 | Technical | MW | After Competition Groups | 10.9024 | 0 | 0 | 2105.681 | 0.0051776 | 35 | Commercial_2022_Technical_MW_After Competition Groups_35 | Freezer Case Light Sensor | 0.5178% | 0 | 10.9024 | Commercial_2022_Technical_MW_After Competition Groups_Freezer Case Light Sensor
Commercial | Com ¦ Evaporator Fan Controls | 2022 | Technical | MW | After Competition Groups | 10.6216 | 0 | 0 | 2105.681 | 0.0050443 | 36 | Commercial_2022_Technical_MW_After Competition Groups_36 | Evaporator Fan Controls | 0.5044% | 0 | 10.6216 | Commercial_2022_Technical_MW_After Competition Groups_Evaporator Fan Controls
Commercial | Com ¦ Chilled Water Optimization | 2022 | Technical | MW | After Competition Groups | 10.2999 | 0 | 0 | 2105.681 | 0.0048915 | 37 | Commercial_2022_Technical_MW_After Competition Groups_37 | Chilled Water Optimization | 0.4891% | 0 | 10.2999 | Commercial_2022_Technical_MW_After Competition Groups_Chilled Water Optimization
Commercial | Com ¦ Occupancy Sensors | 2022 | Technical | MW | After Competition Groups | 9.476 | 0 | 0 | 2105.681 | 0.0045002 | 38 | Commercial_2022_Technical_MW_After Competition Groups_38 | Occupancy Sensors | 0.45% | 0 | 9.476 | Commercial_2022_Technical_MW_After Competition Groups_Occupancy Sensors
Commercial | Com ¦ Demand Control Kitchen Ventilation | 2022 | Technical | MW | After Competition Groups | 8.8436 | 0 | 0 | 2105.681 | 0.0041999 | 39 | Commercial_2022_Technical_MW_After Competition Groups_39 | Demand Control Kitchen Ventilation | 0.42% | 0 | 8.8436 | Commercial_2022_Technical_MW_After Competition Groups_Demand Control Kitchen Ventilation
Commercial | Com ¦ Refrigeration Commissioning | 2022 | Technical | MW | After Competition Groups | 7.3979 | 0 | 0 | 2105.681 | 0.0035133 | 40 | Commercial_2022_Technical_MW_After Competition Groups_40 | Refrigeration Commissioning | 0.3513% | 0 | 7.3979 | Commercial_2022_Technical_MW_After Competition Groups_Refrigeration Commissioning
Commercial | Com ¦ Duct Insulation, R8 | 2022 | Technical | MW | After Competition Groups | 6.3888 | 0 | 0 | 2105.681 | 0.0030341 | 41 | Commercial_2022_Technical_MW_After Competition Groups_41 | Duct Insulation, R8 | 0.3034% | 0 | 6.3888 | Commercial_2022_Technical_MW_After Competition Groups_Duct Insulation, R8
Commercial | Com ¦ ENERGY STAR ICE MACHINES - Ice Making Head | 2022 | Technical | MW | After Competition Groups | 6.1119 | 0 | 0 | 2105.681 | 0.0029026 | 42 | Commercial_2022_Technical_MW_After Competition Groups_42 | ENERGY STAR ICE MACHINES - Ice Making Head | 0.2903% | 0 | 6.1119 | Commercial_2022_Technical_MW_After Competition Groups_ENERGY STAR ICE MACHINES - Ice Making Head
Commercial | Com ¦ LED EXTERIOR AREA LIGHTS - LED fixture (200W) | 2022 | Technical | MW | After Competition Groups | 5.4836 | 0 | 0 | 2105.681 | 0.0026042 | 43 | Commercial_2022_Technical_MW_After Competition Groups_43 | LED EXTERIOR AREA LIGHTS - LED fixture (200W) | 0.2604% | 0 | 5.4836 | Commercial_2022_Technical_MW_After Competition Groups_LED EXTERIOR AREA LIGHTS - LED fixture (200W)
Commercial | Com ¦ ENERGY STAR Refrigerator | 2022 | Technical | MW | After Competition Groups | 5.4106 | 0 | 0 | 2105.681 | 0.0025695 | 44 | Commercial_2022_Technical_MW_After Competition Groups_44 | ENERGY STAR Refrigerator | 0.257% | 0 | 5.4106 | Commercial_2022_Technical_MW_After Competition Groups_ENERGY STAR Refrigerator
Commercial | Com ¦ LED parking lot fixture | 2022 | Technical | MW | After Competition Groups | 5.3702 | 0 | 0 | 2105.681 | 0.0025503 | 45 | Commercial_2022_Technical_MW_After Competition Groups_45 | LED parking lot fixture | 0.255% | 0 | 5.3702 | Commercial_2022_Technical_MW_After Competition Groups_LED parking lot fixture
Commercial | Com ¦ Temperature Adjustment in Commercial Freezers | 2022 | Technical | MW | After Competition Groups | 3.8832 | 0 | 0 | 2105.681 | 0.0018442 | 46 | Commercial_2022_Technical_MW_After Competition Groups_46 | Temperature Adjustment in Commercial Freezers | 0.1844% | 0 | 3.8832 | Commercial_2022_Technical_MW_After Competition Groups_Temperature Adjustment in Commercial Freezers
Commercial | Com ¦ Elec Storage WH 2.30 Et | 2022 | Technical | MW | After Competition Groups | 3.8718 | 0 | 0 | 2105.681 | 0.0018387 | 47 | Commercial_2022_Technical_MW_After Competition Groups_47 | Elec Storage WH 2.30 Et | 0.1839% | 0 | 3.8718 | Commercial_2022_Technical_MW_After Competition Groups_Elec Storage WH 2.30 Et
Commercial | Com ¦ BEVERAGE VENDING MACHINE CONTROLS | 2022 | Technical | MW | After Competition Groups | 3.8615 | 0 | 0 | 2105.681 | 0.0018339 | 48 | Commercial_2022_Technical_MW_After Competition Groups_48 | BEVERAGE VENDING MACHINE CONTROLS | 0.1834% | 0 | 3.8615 | Commercial_2022_Technical_MW_After Competition Groups_BEVERAGE VENDING MACHINE CONTROLS
Commercial | Com ¦ Roof Insulation/Ceiling Insulation (R25 Code to R35) | 2022 | Technical | MW | After Competition Groups | 3.7007 | 0 | 0 | 2105.681 | 0.0017575 | 49 | Commercial_2022_Technical_MW_After Competition Groups_49 | Roof Insulation/Ceiling Insulation (R25 Code to R35) | 0.1758% | 0 | 3.7007 | Commercial_2022_Technical_MW_After Competition Groups_Roof Insulation/Ceiling Insulation (R25 Code to R35)
Commercial | Com ¦ Water Source Heat Pump (4 ton) | 2022 | Technical | MW | After Competition Groups | 3.5531 | 0 | 0 | 2105.681 | 0.0016874 | 50 | Commercial_2022_Technical_MW_After Competition Groups_50 | Water Source Heat Pump (4 ton) | 0.1687% | 0 | 3.5531 | Commercial_2022_Technical_MW_After Competition Groups_Water Source Heat Pump (4 ton)
Commercial | Com ¦ Vertical Night Covers | 2022 | Technical | MW | After Competition Groups | 3.2113 | 0 | 0 | 2105.681 | 0.0015251 | 51 | Commercial_2022_Technical_MW_After Competition Groups_51 | Vertical Night Covers | 0.1525% | 0 | 3.2113 | Commercial_2022_Technical_MW_After Competition Groups_Vertical Night Covers
Commercial | Com ¦ LED street light fixture | 2022 | Technical | MW | After Competition Groups | 3.1544 | 0 | 0 | 2105.681 | 0.0014981 | 52 | Commercial_2022_Technical_MW_After Competition Groups_52 | LED street light fixture | 0.1498% | 0 | 3.1544 | Commercial_2022_Technical_MW_After Competition Groups_LED street light fixture
Commercial | Com ¦ Energy Efficient Laboratory Fume Hood | 2022 | Technical | MW | After Competition Groups | 3.1397 | 0 | 0 | 2105.681 | 0.0014911 | 53 | Commercial_2022_Technical_MW_After Competition Groups_53 | Energy Efficient Laboratory Fume Hood | 0.1491% | 0 | 3.1397 | Commercial_2022_Technical_MW_After Competition Groups_Energy Efficient Laboratory Fume Hood
Commercial | Com ¦ Anti-sweat heat (ASH) controls - Cooler/Freezer | 2022 | Technical | MW | After Competition Groups | 3.0888 | 0 | 0 | 2105.681 | 0.0014669 | 54 | Commercial_2022_Technical_MW_After Competition Groups_54 | Anti-sweat heat (ASH) controls - Cooler/Freezer | 0.1467% | 0 | 3.0888 | Commercial_2022_Technical_MW_After Competition Groups_Anti-sweat heat (ASH) controls - Cooler/Freezer
Commercial | Com ¦ CO Sensors for parking garage exhaust fans | 2022 | Technical | MW | After Competition Groups | 3.0127 | 0 | 0 | 2105.681 | 0.0014308 | 55 | Commercial_2022_Technical_MW_After Competition Groups_55 | CO Sensors for parking garage exhaust fans | 0.1431% | 0 | 3.0127 | Commercial_2022_Technical_MW_After Competition Groups_CO Sensors for parking garage exhaust fans
Commercial | Com ¦ ENERGY STAR Griddle (74% eff) | 2022 | Technical | MW | After Competition Groups | 2.6704 | 0 | 0 | 2105.681 | 0.0012682 | 56 | Commercial_2022_Technical_MW_After Competition Groups_56 | ENERGY STAR Griddle (74% eff) | 0.1268% | 0 | 2.6704 | Commercial_2022_Technical_MW_After Competition Groups_ENERGY STAR Griddle (74% eff)
Commercial | Com ¦ Water Heating (DHW) Pipe Insulation (Add 3/4\ Foam)" | 2022 | Technical | MW | After Competition Groups | 2.4506 | 0 | 0 | 2105.681 | 0.0011638 | 57 | Commercial_2022_Technical_MW_After Competition Groups_57 | Water Heating (DHW) Pipe Insulation (Add 3/4\ Foam)" | 0.1164% | 0 | 2.4506 | Commercial_2022_Technical_MW_After Competition Groups_Water Heating (DHW) Pipe Insulation (Add 3/4\ Foam)"
Commercial | Com ¦ Condensing Make Up Air Unit | 2022 | Technical | MW | After Competition Groups | 2.4351 | 0 | 0 | 2105.681 | 0.0011564 | 58 | Commercial_2022_Technical_MW_After Competition Groups_58 | Condensing Make Up Air Unit | 0.1156% | 0 | 2.4351 | Commercial_2022_Technical_MW_After Competition Groups_Condensing Make Up Air Unit
Commercial | Com ¦ Super-High Efficiency Furnaces (Emerging Tech) | 2022 | Technical | MW | After Competition Groups | 2.3591 | 0 | 0 | 2105.681 | 0.0011204 | 59 | Commercial_2022_Technical_MW_After Competition Groups_59 | Super-High Efficiency Furnaces (Emerging Tech) | 0.112% | 0 | 2.3591 | Commercial_2022_Technical_MW_After Competition Groups_Super-High Efficiency Furnaces (Emerging Tech)
Commercial | Com ¦ Outside Air Economizer | 2022 | Technical | MW | After Competition Groups | 1.7706 | 0 | 0 | 2105.681 | 0.00084087 | 60 | Commercial_2022_Technical_MW_After Competition Groups_60 | Outside Air Economizer | 0.08409% | 0 | 1.7706 | Commercial_2022_Technical_MW_After Competition Groups_Outside Air Economizer
Commercial | Com ¦ Suction Pipe Insulation Freezer/Refrigerator | 2022 | Technical | MW | After Competition Groups | 1.669 | 0 | 0 | 2105.681 | 0.00079261 | 61 | Commercial_2022_Technical_MW_After Competition Groups_61 | Suction Pipe Insulation Freezer/Refrigerator | 0.07926% | 0 | 1.669 | Commercial_2022_Technical_MW_After Competition Groups_Suction Pipe Insulation Freezer/Refrigerator
Commercial | Com ¦ Evaporator Coil Defrost (Cooler) | 2022 | Technical | MW | After Competition Groups | 1.4199 | 0 | 0 | 2105.681 | 0.00067434 | 62 | Commercial_2022_Technical_MW_After Competition Groups_62 | Evaporator Coil Defrost (Cooler) | 0.06743% | 0 | 1.4199 | Commercial_2022_Technical_MW_After Competition Groups_Evaporator Coil Defrost (Cooler)
Commercial | Com ¦ LED RECESSED DOWNLIGHTS | 2022 | Technical | MW | After Competition Groups | 1.1006 | 0 | 0 | 2105.681 | 0.0005227 | 63 | Commercial_2022_Technical_MW_After Competition Groups_63 | LED RECESSED DOWNLIGHTS | 0.05227% | 0 | 1.1006 | Commercial_2022_Technical_MW_After Competition Groups_LED RECESSED DOWNLIGHTS
Commercial | Com ¦ ENERGY STAR Dishwasher | 2022 | Technical | MW | After Competition Groups | 1.0794 | 0 | 0 | 2105.681 | 0.00051262 | 64 | Commercial_2022_Technical_MW_After Competition Groups_64 | ENERGY STAR Dishwasher | 0.05126% | 0 | 1.0794 | Commercial_2022_Technical_MW_After Competition Groups_ENERGY STAR Dishwasher
Commercial | Com ¦ Ground Source Heat Pump | 2022 | Technical | MW | After Competition Groups | 0.93414 | 0 | 0 | 2105.681 | 0.00044363 | 65 | Commercial_2022_Technical_MW_After Competition Groups_65 | Ground Source Heat Pump | 0.04436% | 0 | 0.93414 | Commercial_2022_Technical_MW_After Competition Groups_Ground Source Heat Pump
Commercial | Com ¦ Wall Insulation | 2022 | Technical | MW | After Competition Groups | 0.76874 | 0 | 0 | 2105.681 | 0.00036508 | 66 | Commercial_2022_Technical_MW_After Competition Groups_66 | Wall Insulation | 0.03651% | 0 | 0.76874 | Commercial_2022_Technical_MW_After Competition Groups_Wall Insulation
Commercial | Com ¦ Solar Preheat Make up Air | 2022 | Technical | MW | After Competition Groups | 0.75914 | 0 | 0 | 2105.681 | 0.00036052 | 67 | Commercial_2022_Technical_MW_After Competition Groups_67 | Solar Preheat Make up Air | 0.03605% | 0 | 0.75914 | Commercial_2022_Technical_MW_After Competition Groups_Solar Preheat Make up Air
Commercial | Com ¦ ENERGY STAR Fryer (84% eff) | 2022 | Technical | MW | After Competition Groups | 0.75723 | 0 | 0 | 2105.681 | 0.00035961 | 68 | Commercial_2022_Technical_MW_After Competition Groups_68 | ENERGY STAR Fryer (84% eff) | 0.03596% | 0 | 0.75723 | Commercial_2022_Technical_MW_After Competition Groups_ENERGY STAR Fryer (84% eff)
Commercial | Com ¦ Ozone Laundry Treatment | 2022 | Technical | MW | After Competition Groups | 0.73975 | 0 | 0 | 2105.681 | 0.00035131 | 69 | Commercial_2022_Technical_MW_After Competition Groups_69 | Ozone Laundry Treatment | 0.03513% | 0 | 0.73975 | Commercial_2022_Technical_MW_After Competition Groups_Ozone Laundry Treatment
Commercial | Com ¦ Room AC (w/ louvered sides) 14 SEER from 12 SEER code | 2022 | Technical | MW | After Competition Groups | 0.69746 | 0 | 0 | 2105.681 | 0.00033123 | 70 | Commercial_2022_Technical_MW_After Competition Groups_70 | Room AC (w/ louvered sides) 14 SEER from 12 SEER code | 0.03312% | 0 | 0.69746 | Commercial_2022_Technical_MW_After Competition Groups_Room AC (w/ louvered sides) 14 SEER from 12 SEER code
Commercial | Com ¦ Efficient compressor motor | 2022 | Technical | MW | After Competition Groups | 0.5778 | 0 | 0 | 2105.681 | 0.0002744 | 71 | Commercial_2022_Technical_MW_After Competition Groups_71 | Efficient compressor motor | 0.02744% | 0 | 0.5778 | Commercial_2022_Technical_MW_After Competition Groups_Efficient compressor motor
Commercial | Com ¦ SYNCHRONOUS BELT | 2022 | Technical | MW | After Competition Groups | 0.54563 | 0 | 0 | 2105.681 | 0.00025912 | 72 | Commercial_2022_Technical_MW_After Competition Groups_72 | SYNCHRONOUS BELT | 0.02591% | 0 | 0.54563 | Commercial_2022_Technical_MW_After Competition Groups_SYNCHRONOUS BELT
Commercial | Com ¦ ENERGY STAR Steam Cookers | 2022 | Technical | MW | After Competition Groups | 0.49376 | 0 | 0 | 2105.681 | 0.00023449 | 73 | Commercial_2022_Technical_MW_After Competition Groups_73 | ENERGY STAR Steam Cookers | 0.02345% | 0 | 0.49376 | Commercial_2022_Technical_MW_After Competition Groups_ENERGY STAR Steam Cookers
Commercial | Com ¦ Thermostat Setback | 2022 | Technical | MW | After Competition Groups | 0.44614 | 0 | 0 | 2105.681 | 0.00021188 | 74 | Commercial_2022_Technical_MW_After Competition Groups_74 | Thermostat Setback | 0.02119% | 0 | 0.44614 | Commercial_2022_Technical_MW_After Competition Groups_Thermostat Setback
Commercial | Com ¦ PTAC (12 EER/10,000 BTU) | 2022 | Technical | MW | After Competition Groups | 0.30924 | 0 | 0 | 2105.681 | 0.00014686 | 75 | Commercial_2022_Technical_MW_After Competition Groups_75 | PTAC (12 EER/10,000 BTU) | 0.01469% | 0 | 0.30924 | Commercial_2022_Technical_MW_After Competition Groups_PTAC (12 EER/10,000 BTU)
Commercial | Com ¦ ECM MOTORS FOR HVAC APPLICATION (FAN-POWERED VAV BOX) | 2022 | Technical | MW | After Competition Groups | 0.29429 | 0 | 0 | 2105.681 | 0.00013976 | 76 | Commercial_2022_Technical_MW_After Competition Groups_76 | ECM MOTORS FOR HVAC APPLICATION (FAN-POWERED VAV BOX) | 0.01398% | 0 | 0.29429 | Commercial_2022_Technical_MW_After Competition Groups_ECM MOTORS FOR HVAC APPLICATION (FAN-POWERED VAV BOX)
Commercial | Com ¦ Auto Off Time Switch or Time Clock control | 2022 | Technical | MW | After Competition Groups | 0.17774 | 0 | 0 | 2105.681 | 8.4411e-05 | 77 | Commercial_2022_Technical_MW_After Competition Groups_77 | Auto Off Time Switch or Time Clock control | 0.008441% | 0 | 0.17774 | Commercial_2022_Technical_MW_After Competition Groups_Auto Off Time Switch or Time Clock control
Commercial | Com ¦ Demand controlled Circulating Systems | 2022 | Technical | MW | After Competition Groups | 0.15723 | 0 | 0 | 2105.681 | 7.4668e-05 | 78 | Commercial_2022_Technical_MW_After Competition Groups_78 | Demand controlled Circulating Systems | 0.007467% | 0 | 0.15723 | Commercial_2022_Technical_MW_After Competition Groups_Demand controlled Circulating Systems
Commercial | Com ¦ HVAC Optimization | 2022 | Technical | MW | After Competition Groups | 0.1572 | 0 | 0 | 2105.681 | 7.4658e-05 | 79 | Commercial_2022_Technical_MW_After Competition Groups_79 | HVAC Optimization | 0.007466% | 0 | 0.1572 | Commercial_2022_Technical_MW_After Competition Groups_HVAC Optimization
Commercial | Com ¦ Solar Water Preheat (Pools/DHW) | 2022 | Technical | MW | After Competition Groups | 0.14502 | 0 | 0 | 2105.681 | 6.8873e-05 | 80 | Commercial_2022_Technical_MW_After Competition Groups_80 | Solar Water Preheat (Pools/DHW) | 0.006887% | 0 | 0.14502 | Commercial_2022_Technical_MW_After Competition Groups_Solar Water Preheat (Pools/DHW)
Commercial | COM ¦ Ductless Mini-Split Heat Pumps | 2022 | Technical | MW | After Competition Groups | 0.14299 | 0 | 0 | 2105.681 | 6.7905e-05 | 81 | Commercial_2022_Technical_MW_After Competition Groups_81 | Ductless Mini-Split Heat Pumps | 0.00679% | 0 | 0.14299 | Commercial_2022_Technical_MW_After Competition Groups_Ductless Mini-Split Heat Pumps
Commercial | Com ¦ High Efficiency Chiller (avg of water and air cooled) | 2022 | Technical | MW | After Competition Groups | 0.13947 | 0 | 0 | 2105.681 | 6.6234e-05 | 82 | Commercial_2022_Technical_MW_After Competition Groups_82 | High Efficiency Chiller (avg of water and air cooled) | 0.006623% | 0 | 0.13947 | Commercial_2022_Technical_MW_After Competition Groups_High Efficiency Chiller (avg of water and air cooled)
Commercial | Com ¦ Commercial Hot Food Holding Cabinets | 2022 | Technical | MW | After Competition Groups | 0.11575 | 0 | 0 | 2105.681 | 5.4968e-05 | 83 | Commercial_2022_Technical_MW_After Competition Groups_83 | Commercial Hot Food Holding Cabinets | 0.005497% | 0 | 0.11575 | Commercial_2022_Technical_MW_After Competition Groups_Commercial Hot Food Holding Cabinets
Commercial | Com ¦ CEE Tier 2/Energy Star Clothes Washers | 2022 | Technical | MW | After Competition Groups | 0.08333 | 0 | 0 | 2105.681 | 3.9574e-05 | 84 | Commercial_2022_Technical_MW_After Competition Groups_84 | CEE Tier 2/Energy Star Clothes Washers | 0.003957% | 0 | 0.08333 | Commercial_2022_Technical_MW_After Competition Groups_CEE Tier 2/Energy Star Clothes Washers
Commercial | Com ¦ Low Flow Pre-Rinse Spray Nozzle | 2022 | Technical | MW | After Competition Groups | 0.068009 | 0 | 0 | 2105.681 | 3.2298e-05 | 85 | Commercial_2022_Technical_MW_After Competition Groups_85 | Low Flow Pre-Rinse Spray Nozzle | 0.00323% | 0 | 0.068009 | Commercial_2022_Technical_MW_After Competition Groups_Low Flow Pre-Rinse Spray Nozzle
Commercial | Com ¦ Condensing Unit Heaters or other Efficient Unit Heating System | 2022 | Technical | MW | After Competition Groups | 0.054758 | 0 | 0 | 2105.681 | 2.6005e-05 | 86 | Commercial_2022_Technical_MW_After Competition Groups_86 | Condensing Unit Heaters or other Efficient Unit Heating System | 0.002601% | 0 | 0.054758 | Commercial_2022_Technical_MW_After Competition Groups_Condensing Unit Heaters or other Efficient Unit Heating System
Commercial | Com ¦ Heat Pump Water Heater (50 Gallons) | 2022 | Technical | MW | After Competition Groups | 0.045456 | 0 | 0 | 2105.681 | 2.1587e-05 | 87 | Commercial_2022_Technical_MW_After Competition Groups_87 | Heat Pump Water Heater (50 Gallons) | 0.002159% | 0 | 0.045456 | Commercial_2022_Technical_MW_After Competition Groups_Heat Pump Water Heater (50 Gallons)
Commercial | Com ¦ EC Plug Fan for Data Center (under cabinet) | 2022 | Technical | MW | After Competition Groups | 0.021249 | 0 | 0 | 2105.681 | 1.0091e-05 | 88 | Commercial_2022_Technical_MW_After Competition Groups_88 | EC Plug Fan for Data Center (under cabinet) | 0.001009% | 0 | 0.021249 | Commercial_2022_Technical_MW_After Competition Groups_EC Plug Fan for Data Center (under cabinet)
Commercial | Com ¦ Exterior Photocell | 2022 | Technical | MW | After Competition Groups | 0.017813 | 0 | 0 | 2105.681 | 8.4595e-06 | 89 | Commercial_2022_Technical_MW_After Competition Groups_89 | Exterior Photocell | 0.000846% | 0 | 0.017813 | Commercial_2022_Technical_MW_After Competition Groups_Exterior Photocell
Commercial | Com ¦ VSD Air Compressor | 2022 | Technical | MW | After Competition Groups | 0.012495 | 0 | 0 | 2105.681 | 5.934e-06 | 90 | Commercial_2022_Technical_MW_After Competition Groups_90 | VSD Air Compressor | 0.0005934% | 0 | 0.012495 | Commercial_2022_Technical_MW_After Competition Groups_VSD Air Compressor
Commercial | Com ¦ eCube | 2022 | Technical | MW | After Competition Groups | 0.0095284 | 0 | 0 | 2105.681 | 4.5251e-06 | 91 | Commercial_2022_Technical_MW_After Competition Groups_91 | eCube | 0.0004525% | 0 | 0.0095284 | Commercial_2022_Technical_MW_After Competition Groups_eCube
Commercial | Com ¦ Air Curtains | 2022 | Technical | MW | After Competition Groups | 0.0063148 | 0 | 0 | 2105.681 | 2.999e-06 | 92 | Commercial_2022_Technical_MW_After Competition Groups_92 | Air Curtains | 0.0002999% | 0 | 0.0063148 | Commercial_2022_Technical_MW_After Competition Groups_Air Curtains
Commercial | Com ¦ High Efficiency Induction Cooking | 2022 | Technical | MW | After Competition Groups | 0.0010151 | 0 | 0 | 2105.681 | 4.821e-07 | 93 | Commercial_2022_Technical_MW_After Competition Groups_93 | High Efficiency Induction Cooking | 4.821e-05% | 0 | 0.0010151 | Commercial_2022_Technical_MW_After Competition Groups_High Efficiency Induction Cooking
Commercial | Com ¦ Electric Convection Combination Ovens | 2022 | Technical | MW | After Competition Groups | 0.00015531 | 0 | 0 | 2105.681 | 7.3758e-08 | 94 | Commercial_2022_Technical_MW_After Competition Groups_94 | Electric Convection Combination Ovens | 7.376e-06% | 0 | 0.00015531 | Commercial_2022_Technical_MW_After Competition Groups_Electric Convection Combination Ovens
Commercial | Com ¦ Building Recommissioning, Operations and Maintenance (O&M) Improvements | 2023 | Economic | MW | After Competition Groups | 285.5777 | 0 | 0 | 1672.4977 | 0.17075 | 1 | Commercial_2023_Economic_MW_After Competition Groups_1 | Building Recommissioning, Operations and Maintenance (O&M) Improvements | 17.07% | 0 | 285.5777 | Commercial_2023_Economic_MW_After Competition Groups_Building Recommissioning, Operations and Maintenance (O&M) Improvements
Commercial | Com ¦ Education and Capacity Building/Energy Behavior | 2023 | Economic | MW | After Competition Groups | 253.8437 | 0 | 0 | 1672.4977 | 0.15178 | 2 | Commercial_2023_Economic_MW_After Competition Groups_2 | Education and Capacity Building/Energy Behavior | 15.18% | 0 | 253.8437 | Commercial_2023_Economic_MW_After Competition Groups_Education and Capacity Building/Energy Behavior
Commercial | Com ¦ LED Low/High Bay | 2023 | Economic | MW | After Competition Groups | 159.9107 | 0 | 0 | 1672.4977 | 0.095612 | 3 | Commercial_2023_Economic_MW_After Competition Groups_3 | LED Low/High Bay | 9.561% | 0 | 159.9107 | Commercial_2023_Economic_MW_After Competition Groups_LED Low/High Bay
Commercial | Com ¦ LED Troffer/Surface/Suspended | 2023 | Economic | MW | After Competition Groups | 145.0439 | 0 | 0 | 1672.4977 | 0.086723 | 4 | Commercial_2023_Economic_MW_After Competition Groups_4 | LED Troffer/Surface/Suspended | 8.672% | 0 | 145.0439 | Commercial_2023_Economic_MW_After Competition Groups_LED Troffer/Surface/Suspended
Commercial | Com ¦ ENERGY STAR LED LAMPS (REFLECTOR LAMPs/MR16/PAR 16) | 2023 | Economic | MW | After Competition Groups | 116.2912 | 0 | 0 | 1672.4977 | 0.069531 | 5 | Commercial_2023_Economic_MW_After Competition Groups_5 | ENERGY STAR LED LAMPS (REFLECTOR LAMPs/MR16/PAR 16) | 6.953% | 0 | 116.2912 | Commercial_2023_Economic_MW_After Competition Groups_ENERGY STAR LED LAMPS (REFLECTOR LAMPs/MR16/PAR 16)
Commercial | Com ¦ Advanced BAS/Controllers | 2023 | Economic | MW | After Competition Groups | 92.2777 | 0 | 0 | 1672.4977 | 0.055174 | 6 | Commercial_2023_Economic_MW_After Competition Groups_6 | Advanced BAS/Controllers | 5.517% | 0 | 92.2777 | Commercial_2023_Economic_MW_After Competition Groups_Advanced BAS/Controllers
Commercial | Com ¦ High Efficiency Air Source Heat Pump | 2023 | Economic | MW | After Competition Groups | 78.2288 | 0 | 0 | 1672.4977 | 0.046774 | 7 | Commercial_2023_Economic_MW_After Competition Groups_7 | High Efficiency Air Source Heat Pump | 4.677% | 0 | 78.2288 | Commercial_2023_Economic_MW_After Competition Groups_High Efficiency Air Source Heat Pump
Commercial | Com ¦ Unitary Air-Conditioning Unit | 2023 | Economic | MW | After Competition Groups | 52.2104 | 0 | 0 | 1672.4977 | 0.031217 | 8 | Commercial_2023_Economic_MW_After Competition Groups_8 | Unitary Air-Conditioning Unit | 3.122% | 0 | 52.2104 | Commercial_2023_Economic_MW_After Competition Groups_Unitary Air-Conditioning Unit
Commercial | Com ¦ Adaptive Thermostats | 2023 | Economic | MW | After Competition Groups | 39.5887 | 0 | 0 | 1672.4977 | 0.02367 | 9 | Commercial_2023_Economic_MW_After Competition Groups_9 | Adaptive Thermostats | 2.367% | 0 | 39.5887 | Commercial_2023_Economic_MW_After Competition Groups_Adaptive Thermostats
Commercial | Com ¦ LED Replacement Lamp (Tube) | 2023 | Economic | MW | After Competition Groups | 38.5312 | 0 | 0 | 1672.4977 | 0.023038 | 10 | Commercial_2023_Economic_MW_After Competition Groups_10 | LED Replacement Lamp (Tube) | 2.304% | 0 | 38.5312 | Commercial_2023_Economic_MW_After Competition Groups_LED Replacement Lamp (Tube)
Commercial | Com ¦ Furnace Tune-Up | 2023 | Economic | MW | After Competition Groups | 34.1025 | 0 | 0 | 1672.4977 | 0.02039 | 11 | Commercial_2023_Economic_MW_After Competition Groups_11 | Furnace Tune-Up | 2.039% | 0 | 34.1025 | Commercial_2023_Economic_MW_After Competition Groups_Furnace Tune-Up
Commercial | Com ¦ Strip Curtains | 2023 | Economic | MW | After Competition Groups | 29.8431 | 0 | 0 | 1672.4977 | 0.017843 | 12 | Commercial_2023_Economic_MW_After Competition Groups_12 | Strip Curtains | 1.784% | 0 | 29.8431 | Commercial_2023_Economic_MW_After Competition Groups_Strip Curtains
Commercial | Com ¦ Data Center Storage/Server Virtualization | 2023 | Economic | MW | After Competition Groups | 28.8393 | 0 | 0 | 1672.4977 | 0.017243 | 13 | Commercial_2023_Economic_MW_After Competition Groups_13 | Data Center Storage/Server Virtualization | 1.724% | 0 | 28.8393 | Commercial_2023_Economic_MW_After Competition Groups_Data Center Storage/Server Virtualization
Commercial | Com ¦ Demand Control Ventilation | 2023 | Economic | MW | After Competition Groups | 26.2364 | 0 | 0 | 1672.4977 | 0.015687 | 14 | Commercial_2023_Economic_MW_After Competition Groups_14 | Demand Control Ventilation | 1.569% | 0 | 26.2364 | Commercial_2023_Economic_MW_After Competition Groups_Demand Control Ventilation
Commercial | Com ¦ Variable Frequency Drive (VFD) | 2023 | Economic | MW | After Competition Groups | 23.736 | 0 | 0 | 1672.4977 | 0.014192 | 15 | Commercial_2023_Economic_MW_After Competition Groups_15 | Variable Frequency Drive (VFD) | 1.419% | 0 | 23.736 | Commercial_2023_Economic_MW_After Competition Groups_Variable Frequency Drive (VFD)
Commercial | Com ¦ VFD on Pumps | 2023 | Economic | MW | After Competition Groups | 22.214 | 0 | 0 | 1672.4977 | 0.013282 | 16 | Commercial_2023_Economic_MW_After Competition Groups_16 | VFD on Pumps | 1.328% | 0 | 22.214 | Commercial_2023_Economic_MW_After Competition Groups_VFD on Pumps
Commercial | Com ¦ LED or Equivalent Sign Lighting | 2023 | Economic | MW | After Competition Groups | 22.1657 | 0 | 0 | 1672.4977 | 0.013253 | 17 | Commercial_2023_Economic_MW_After Competition Groups_17 | LED or Equivalent Sign Lighting | 1.325% | 0 | 22.1657 | Commercial_2023_Economic_MW_After Competition Groups_LED or Equivalent Sign Lighting
Commercial | Com ¦ Centrally controlled desktop PC/NETWORK PC POWER MANAGEMENT SOFTWARE | 2023 | Economic | MW | After Competition Groups | 20.3781 | 0 | 0 | 1672.4977 | 0.012184 | 18 | Commercial_2023_Economic_MW_After Competition Groups_18 | Centrally controlled desktop PC/NETWORK PC POWER MANAGEMENT SOFTWARE | 1.218% | 0 | 20.3781 | Commercial_2023_Economic_MW_After Competition Groups_Centrally controlled desktop PC/NETWORK PC POWER MANAGEMENT SOFTWARE
Commercial | Com ¦ Air Handler with Dedicated Outdoor Air Systems | 2023 | Economic | MW | After Competition Groups | 18.1162 | 0 | 0 | 1672.4977 | 0.010832 | 19 | Commercial_2023_Economic_MW_After Competition Groups_19 | Air Handler with Dedicated Outdoor Air Systems | 1.083% | 0 | 18.1162 | Commercial_2023_Economic_MW_After Competition Groups_Air Handler with Dedicated Outdoor Air Systems
Commercial | Com ¦ Refrigerated Display Case LED | 2023 | Economic | MW | After Competition Groups | 17.6135 | 0 | 0 | 1672.4977 | 0.010531 | 20 | Commercial_2023_Economic_MW_After Competition Groups_20 | Refrigerated Display Case LED | 1.053% | 0 | 17.6135 | Commercial_2023_Economic_MW_After Competition Groups_Refrigerated Display Case LED
Commercial | Com ¦ Reach-in Shaded Pole to ECM/PSC Evaporator Fan Motor | 2023 | Economic | MW | After Competition Groups | 15.0099 | 0 | 0 | 1672.4977 | 0.0089746 | 21 | Commercial_2023_Economic_MW_After Competition Groups_21 | Reach-in Shaded Pole to ECM/PSC Evaporator Fan Motor | 0.8975% | 0 | 15.0099 | Commercial_2023_Economic_MW_After Competition Groups_Reach-in Shaded Pole to ECM/PSC Evaporator Fan Motor
Commercial | Com ¦ ENERGY STAR LED LAMPS (General Service Lamps) | 2023 | Economic | MW | After Competition Groups | 14.8276 | 0 | 0 | 1672.4977 | 0.0088656 | 22 | Commercial_2023_Economic_MW_After Competition Groups_22 | ENERGY STAR LED LAMPS (General Service Lamps) | 0.8866% | 0 | 14.8276 | Commercial_2023_Economic_MW_After Competition Groups_ENERGY STAR LED LAMPS (General Service Lamps)
Commercial | Com ¦ Chilled Water Optimization | 2023 | Economic | MW | After Competition Groups | 12.5182 | 0 | 0 | 1672.4977 | 0.0074847 | 23 | Commercial_2023_Economic_MW_After Competition Groups_23 | Chilled Water Optimization | 0.7485% | 0 | 12.5182 | Commercial_2023_Economic_MW_After Competition Groups_Chilled Water Optimization
Commercial | Com ¦ ECM MOTORS FOR EVAPORATOR FANS for refrigeration (WALK-IN) | 2023 | Economic | MW | After Competition Groups | 12.3475 | 0 | 0 | 1672.4977 | 0.0073827 | 24 | Commercial_2023_Economic_MW_After Competition Groups_24 | ECM MOTORS FOR EVAPORATOR FANS for refrigeration (WALK-IN) | 0.7383% | 0 | 12.3475 | Commercial_2023_Economic_MW_After Competition Groups_ECM MOTORS FOR EVAPORATOR FANS for refrigeration (WALK-IN)
Commercial | Com ¦ Refrigerated Display Case Doors | 2023 | Economic | MW | After Competition Groups | 10.9572 | 0 | 0 | 1672.4977 | 0.0065514 | 25 | Commercial_2023_Economic_MW_After Competition Groups_25 | Refrigerated Display Case Doors | 0.6551% | 0 | 10.9572 | Commercial_2023_Economic_MW_After Competition Groups_Refrigerated Display Case Doors
Commercial | Com ¦ Freezer Case Light Sensor | 2023 | Economic | MW | After Competition Groups | 10.6832 | 0 | 0 | 1672.4977 | 0.0063876 | 26 | Commercial_2023_Economic_MW_After Competition Groups_26 | Freezer Case Light Sensor | 0.6388% | 0 | 10.6832 | Commercial_2023_Economic_MW_After Competition Groups_Freezer Case Light Sensor
Commercial | Com ¦ Evaporator Fan Controls | 2023 | Economic | MW | After Competition Groups | 10.4081 | 0 | 0 | 1672.4977 | 0.0062231 | 27 | Commercial_2023_Economic_MW_After Competition Groups_27 | Evaporator Fan Controls | 0.6223% | 0 | 10.4081 | Commercial_2023_Economic_MW_After Competition Groups_Evaporator Fan Controls
Commercial | Com ¦ Occupancy Sensors | 2023 | Economic | MW | After Competition Groups | 9.5618 | 0 | 0 | 1672.4977 | 0.0057171 | 28 | Commercial_2023_Economic_MW_After Competition Groups_28 | Occupancy Sensors | 0.5717% | 0 | 9.5618 | Commercial_2023_Economic_MW_After Competition Groups_Occupancy Sensors
Commercial | Com ¦ Demand Control Kitchen Ventilation | 2023 | Economic | MW | After Competition Groups | 8.1897 | 0 | 0 | 1672.4977 | 0.0048967 | 29 | Commercial_2023_Economic_MW_After Competition Groups_29 | Demand Control Kitchen Ventilation | 0.4897% | 0 | 8.1897 | Commercial_2023_Economic_MW_After Competition Groups_Demand Control Kitchen Ventilation
Commercial | Com ¦ Duct Insulation, R8 | 2023 | Economic | MW | After Competition Groups | 6.2604 | 0 | 0 | 1672.4977 | 0.0037431 | 30 | Commercial_2023_Economic_MW_After Competition Groups_30 | Duct Insulation, R8 | 0.3743% | 0 | 6.2604 | Commercial_2023_Economic_MW_After Competition Groups_Duct Insulation, R8
Commercial | Com ¦ LED EXTERIOR AREA LIGHTS - LED fixture (200W) | 2023 | Economic | MW | After Competition Groups | 5.776 | 0 | 0 | 1672.4977 | 0.0034535 | 31 | Commercial_2023_Economic_MW_After Competition Groups_31 | LED EXTERIOR AREA LIGHTS - LED fixture (200W) | 0.3454% | 0 | 5.776 | Commercial_2023_Economic_MW_After Competition Groups_LED EXTERIOR AREA LIGHTS - LED fixture (200W)
Commercial | Com ¦ LED parking lot fixture | 2023 | Economic | MW | After Competition Groups | 5.6409 | 0 | 0 | 1672.4977 | 0.0033728 | 32 | Commercial_2023_Economic_MW_After Competition Groups_32 | LED parking lot fixture | 0.3373% | 0 | 5.6409 | Commercial_2023_Economic_MW_After Competition Groups_LED parking lot fixture
Commercial | Com ¦ Water Source Heat Pump (4 ton) | 2023 | Economic | MW | After Competition Groups | 4.2963 | 0 | 0 | 1672.4977 | 0.0025688 | 33 | Commercial_2023_Economic_MW_After Competition Groups_33 | Water Source Heat Pump (4 ton) | 0.2569% | 0 | 4.2963 | Commercial_2023_Economic_MW_After Competition Groups_Water Source Heat Pump (4 ton)
Commercial | Com ¦ Elec Storage WH 2.30 Et | 2023 | Economic | MW | After Competition Groups | 4.0839 | 0 | 0 | 1672.4977 | 0.0024418 | 34 | Commercial_2023_Economic_MW_After Competition Groups_34 | Elec Storage WH 2.30 Et | 0.2442% | 0 | 4.0839 | Commercial_2023_Economic_MW_After Competition Groups_Elec Storage WH 2.30 Et
Commercial | Com ¦ BEVERAGE VENDING MACHINE CONTROLS | 2023 | Economic | MW | After Competition Groups | 4.0731 | 0 | 0 | 1672.4977 | 0.0024353 | 35 | Commercial_2023_Economic_MW_After Competition Groups_35 | BEVERAGE VENDING MACHINE CONTROLS | 0.2435% | 0 | 4.0731 | Commercial_2023_Economic_MW_After Competition Groups_BEVERAGE VENDING MACHINE CONTROLS
Commercial | Com ¦ Temperature Adjustment in Commercial Freezers | 2023 | Economic | MW | After Competition Groups | 3.8052 | 0 | 0 | 1672.4977 | 0.0022751 | 36 | Commercial_2023_Economic_MW_After Competition Groups_36 | Temperature Adjustment in Commercial Freezers | 0.2275% | 0 | 3.8052 | Commercial_2023_Economic_MW_After Competition Groups_Temperature Adjustment in Commercial Freezers
Commercial | Com ¦ LED street light fixture | 2023 | Economic | MW | After Competition Groups | 3.3411 | 0 | 0 | 1672.4977 | 0.0019977 | 37 | Commercial_2023_Economic_MW_After Competition Groups_37 | LED street light fixture | 0.1998% | 0 | 3.3411 | Commercial_2023_Economic_MW_After Competition Groups_LED street light fixture
Commercial | Com ¦ ENERGY STAR Griddle (74% eff) | 2023 | Economic | MW | After Competition Groups | 3.2094 | 0 | 0 | 1672.4977 | 0.0019189 | 38 | Commercial_2023_Economic_MW_After Competition Groups_38 | ENERGY STAR Griddle (74% eff) | 0.1919% | 0 | 3.2094 | Commercial_2023_Economic_MW_After Competition Groups_ENERGY STAR Griddle (74% eff)
Commercial | Com ¦ Vertical Night Covers | 2023 | Economic | MW | After Competition Groups | 3.1467 | 0 | 0 | 1672.4977 | 0.0018815 | 39 | Commercial_2023_Economic_MW_After Competition Groups_39 | Vertical Night Covers | 0.1881% | 0 | 3.1467 | Commercial_2023_Economic_MW_After Competition Groups_Vertical Night Covers
Commercial | Com ¦ Energy Efficient Laboratory Fume Hood | 2023 | Economic | MW | After Competition Groups | 3.0766 | 0 | 0 | 1672.4977 | 0.0018395 | 40 | Commercial_2023_Economic_MW_After Competition Groups_40 | Energy Efficient Laboratory Fume Hood | 0.184% | 0 | 3.0766 | Commercial_2023_Economic_MW_After Competition Groups_Energy Efficient Laboratory Fume Hood
Commercial | Com ¦ CO Sensors for parking garage exhaust fans | 2023 | Economic | MW | After Competition Groups | 3.0433 | 0 | 0 | 1672.4977 | 0.0018196 | 41 | Commercial_2023_Economic_MW_After Competition Groups_41 | CO Sensors for parking garage exhaust fans | 0.182% | 0 | 3.0433 | Commercial_2023_Economic_MW_After Competition Groups_CO Sensors for parking garage exhaust fans
Commercial | Com ¦ Water Heating (DHW) Pipe Insulation (Add 3/4\ Foam)" | 2023 | Economic | MW | After Competition Groups | 2.4013 | 0 | 0 | 1672.4977 | 0.0014358 | 42 | Commercial_2023_Economic_MW_After Competition Groups_42 | Water Heating (DHW) Pipe Insulation (Add 3/4\ Foam)" | 0.1436% | 0 | 2.4013 | Commercial_2023_Economic_MW_After Competition Groups_Water Heating (DHW) Pipe Insulation (Add 3/4\ Foam)"
Commercial | Com ¦ Outside Air Economizer | 2023 | Economic | MW | After Competition Groups | 1.7868 | 0 | 0 | 1672.4977 | 0.0010683 | 43 | Commercial_2023_Economic_MW_After Competition Groups_43 | Outside Air Economizer | 0.1068% | 0 | 1.7868 | Commercial_2023_Economic_MW_After Competition Groups_Outside Air Economizer
Commercial | Com ¦ Suction Pipe Insulation Freezer/Refrigerator | 2023 | Economic | MW | After Competition Groups | 1.6354 | 0 | 0 | 1672.4977 | 0.00097784 | 44 | Commercial_2023_Economic_MW_After Competition Groups_44 | Suction Pipe Insulation Freezer/Refrigerator | 0.09778% | 0 | 1.6354 | Commercial_2023_Economic_MW_After Competition Groups_Suction Pipe Insulation Freezer/Refrigerator
Commercial | Com ¦ Door Gasket Freezer/Refrigerator | 2023 | Economic | MW | After Competition Groups | 1.5633 | 0 | 0 | 1672.4977 | 0.0009347 | 45 | Commercial_2023_Economic_MW_After Competition Groups_45 | Door Gasket Freezer/Refrigerator | 0.09347% | 0 | 1.5633 | Commercial_2023_Economic_MW_After Competition Groups_Door Gasket Freezer/Refrigerator
Commercial | Com ¦ ENERGY STAR Dishwasher | 2023 | Economic | MW | After Competition Groups | 1.1271 | 0 | 0 | 1672.4977 | 0.00067393 | 46 | Commercial_2023_Economic_MW_After Competition Groups_46 | ENERGY STAR Dishwasher | 0.06739% | 0 | 1.1271 | Commercial_2023_Economic_MW_After Competition Groups_ENERGY STAR Dishwasher
Commercial | Com ¦ ENERGY STAR Fryer (84% eff) | 2023 | Economic | MW | After Competition Groups | 0.91416 | 0 | 0 | 1672.4977 | 0.00054659 | 47 | Commercial_2023_Economic_MW_After Competition Groups_47 | ENERGY STAR Fryer (84% eff) | 0.05466% | 0 | 0.91416 | Commercial_2023_Economic_MW_After Competition Groups_ENERGY STAR Fryer (84% eff)
Commercial | Com ¦ Ozone Laundry Treatment | 2023 | Economic | MW | After Competition Groups | 0.74409 | 0 | 0 | 1672.4977 | 0.0004449 | 48 | Commercial_2023_Economic_MW_After Competition Groups_48 | Ozone Laundry Treatment | 0.04449% | 0 | 0.74409 | Commercial_2023_Economic_MW_After Competition Groups_Ozone Laundry Treatment
Commercial | Com ¦ ENERGY STAR Steam Cookers | 2023 | Economic | MW | After Competition Groups | 0.59663 | 0 | 0 | 1672.4977 | 0.00035673 | 49 | Commercial_2023_Economic_MW_After Competition Groups_49 | ENERGY STAR Steam Cookers | 0.03567% | 0 | 0.59663 | Commercial_2023_Economic_MW_After Competition Groups_ENERGY STAR Steam Cookers
Commercial | Com ¦ Thermostat Setback | 2023 | Economic | MW | After Competition Groups | 0.50532 | 0 | 0 | 1672.4977 | 0.00030213 | 50 | Commercial_2023_Economic_MW_After Competition Groups_50 | Thermostat Setback | 0.03021% | 0 | 0.50532 | Commercial_2023_Economic_MW_After Competition Groups_Thermostat Setback
Commercial | Com ¦ PTAC (12 EER/10,000 BTU) | 2023 | Economic | MW | After Competition Groups | 0.35128 | 0 | 0 | 1672.4977 | 0.00021003 | 51 | Commercial_2023_Economic_MW_After Competition Groups_51 | PTAC (12 EER/10,000 BTU) | 0.021% | 0 | 0.35128 | Commercial_2023_Economic_MW_After Competition Groups_PTAC (12 EER/10,000 BTU)
Commercial | Com ¦ ECM MOTORS FOR HVAC APPLICATION (FAN-POWERED VAV BOX) | 2023 | Economic | MW | After Competition Groups | 0.28646 | 0 | 0 | 1672.4977 | 0.00017127 | 52 | Commercial_2023_Economic_MW_After Competition Groups_52 | ECM MOTORS FOR HVAC APPLICATION (FAN-POWERED VAV BOX) | 0.01713% | 0 | 0.28646 | Commercial_2023_Economic_MW_After Competition Groups_ECM MOTORS FOR HVAC APPLICATION (FAN-POWERED VAV BOX)
Commercial | Com ¦ Notched V belts for HVAC Systems | 2023 | Economic | MW | After Competition Groups | 0.1971 | 0 | 0 | 1672.4977 | 0.00011785 | 53 | Commercial_2023_Economic_MW_After Competition Groups_53 | Notched V belts for HVAC Systems | 0.01178% | 0 | 0.1971 | Commercial_2023_Economic_MW_After Competition Groups_Notched V belts for HVAC Systems
Commercial | Com ¦ Auto Off Time Switch or Time Clock control | 2023 | Economic | MW | After Competition Groups | 0.17935 | 0 | 0 | 1672.4977 | 0.00010724 | 54 | Commercial_2023_Economic_MW_After Competition Groups_54 | Auto Off Time Switch or Time Clock control | 0.01072% | 0 | 0.17935 | Commercial_2023_Economic_MW_After Competition Groups_Auto Off Time Switch or Time Clock control
Commercial | Com ¦ Solar Water Preheat (Pools/DHW) | 2023 | Economic | MW | After Competition Groups | 0.17697 | 0 | 0 | 1672.4977 | 0.00010581 | 55 | Commercial_2023_Economic_MW_After Competition Groups_55 | Solar Water Preheat (Pools/DHW) | 0.01058% | 0 | 0.17697 | Commercial_2023_Economic_MW_After Competition Groups_Solar Water Preheat (Pools/DHW)
Commercial | COM ¦ Ductless Mini-Split Heat Pumps | 2023 | Economic | MW | After Competition Groups | 0.17349 | 0 | 0 | 1672.4977 | 0.00010373 | 56 | Commercial_2023_Economic_MW_After Competition Groups_56 | Ductless Mini-Split Heat Pumps | 0.01037% | 0 | 0.17349 | Commercial_2023_Economic_MW_After Competition Groups_Ductless Mini-Split Heat Pumps
Commercial | Com ¦ Demand controlled Circulating Systems | 2023 | Economic | MW | After Competition Groups | 0.15407 | 0 | 0 | 1672.4977 | 9.2118e-05 | 57 | Commercial_2023_Economic_MW_After Competition Groups_57 | Demand controlled Circulating Systems | 0.009212% | 0 | 0.15407 | Commercial_2023_Economic_MW_After Competition Groups_Demand controlled Circulating Systems
Commercial | Com ¦ Condensing Make Up Air Unit | 2023 | Economic | MW | After Competition Groups | 0.14967 | 0 | 0 | 1672.4977 | 8.9488e-05 | 58 | Commercial_2023_Economic_MW_After Competition Groups_58 | Condensing Make Up Air Unit | 0.008949% | 0 | 0.14967 | Commercial_2023_Economic_MW_After Competition Groups_Condensing Make Up Air Unit
Commercial | Com ¦ CEE Tier 2/Energy Star Clothes Washers | 2023 | Economic | MW | After Competition Groups | 0.09817 | 0 | 0 | 1672.4977 | 5.8697e-05 | 59 | Commercial_2023_Economic_MW_After Competition Groups_59 | CEE Tier 2/Energy Star Clothes Washers | 0.00587% | 0 | 0.09817 | Commercial_2023_Economic_MW_After Competition Groups_CEE Tier 2/Energy Star Clothes Washers
Commercial | Com ¦ HVAC Optimization | 2023 | Economic | MW | After Competition Groups | 0.095859 | 0 | 0 | 1672.4977 | 5.7315e-05 | 60 | Commercial_2023_Economic_MW_After Competition Groups_60 | HVAC Optimization | 0.005732% | 0 | 0.095859 | Commercial_2023_Economic_MW_After Competition Groups_HVAC Optimization
Commercial | Com ¦ Low Flow Pre-Rinse Spray Nozzle | 2023 | Economic | MW | After Competition Groups | 0.077446 | 0 | 0 | 1672.4977 | 4.6305e-05 | 61 | Commercial_2023_Economic_MW_After Competition Groups_61 | Low Flow Pre-Rinse Spray Nozzle | 0.004631% | 0 | 0.077446 | Commercial_2023_Economic_MW_After Competition Groups_Low Flow Pre-Rinse Spray Nozzle
Commercial | Com ¦ Wall Insulation | 2023 | Economic | MW | After Competition Groups | 0.057507 | 0 | 0 | 1672.4977 | 3.4384e-05 | 62 | Commercial_2023_Economic_MW_After Competition Groups_62 | Wall Insulation | 0.003438% | 0 | 0.057507 | Commercial_2023_Economic_MW_After Competition Groups_Wall Insulation
Commercial | Com ¦ Condensing Unit Heaters or other Efficient Unit Heating System | 2023 | Economic | MW | After Competition Groups | 0.053658 | 0 | 0 | 1672.4977 | 3.2082e-05 | 63 | Commercial_2023_Economic_MW_After Competition Groups_63 | Condensing Unit Heaters or other Efficient Unit Heating System | 0.003208% | 0 | 0.053658 | Commercial_2023_Economic_MW_After Competition Groups_Condensing Unit Heaters or other Efficient Unit Heating System
Commercial | Com ¦ Commercial Hot Food Holding Cabinets | 2023 | Economic | MW | After Competition Groups | 0.05342 | 0 | 0 | 1672.4977 | 3.194e-05 | 64 | Commercial_2023_Economic_MW_After Competition Groups_64 | Commercial Hot Food Holding Cabinets | 0.003194% | 0 | 0.05342 | Commercial_2023_Economic_MW_After Competition Groups_Commercial Hot Food Holding Cabinets
Commercial | Com ¦ Room AC (w/ louvered sides) 14 SEER from 12 SEER code | 2023 | Economic | MW | After Competition Groups | 0.044664 | 0 | 0 | 1672.4977 | 2.6705e-05 | 65 | Commercial_2023_Economic_MW_After Competition Groups_65 | Room AC (w/ louvered sides) 14 SEER from 12 SEER code | 0.00267% | 0 | 0.044664 | Commercial_2023_Economic_MW_After Competition Groups_Room AC (w/ louvered sides) 14 SEER from 12 SEER code
Commercial | Com ¦ Energy Recovery Ventilation and Ventilation (Enhanced) | 2023 | Economic | MW | After Competition Groups | 0.029484 | 0 | 0 | 1672.4977 | 1.7629e-05 | 66 | Commercial_2023_Economic_MW_After Competition Groups_66 | Energy Recovery Ventilation and Ventilation (Enhanced) | 0.001763% | 0 | 0.029484 | Commercial_2023_Economic_MW_After Competition Groups_Energy Recovery Ventilation and Ventilation (Enhanced)
Commercial | Com ¦ VSD Air Compressor | 2023 | Economic | MW | After Competition Groups | 0.015043 | 0 | 0 | 1672.4977 | 8.9941e-06 | 67 | Commercial_2023_Economic_MW_After Competition Groups_67 | VSD Air Compressor | 0.0008994% | 0 | 0.015043 | Commercial_2023_Economic_MW_After Competition Groups_VSD Air Compressor
Commercial | Com ¦ High Efficiency Chiller (avg of water and air cooled) | 2023 | Economic | MW | After Competition Groups | 0.014951 | 0 | 0 | 1672.4977 | 8.9395e-06 | 68 | Commercial_2023_Economic_MW_After Competition Groups_68 | High Efficiency Chiller (avg of water and air cooled) | 0.0008939% | 0 | 0.014951 | Commercial_2023_Economic_MW_After Competition Groups_High Efficiency Chiller (avg of water and air cooled)
Commercial | Com ¦ Air Curtains | 2023 | Economic | MW | After Competition Groups | 0.0064064 | 0 | 0 | 1672.4977 | 3.8304e-06 | 69 | Commercial_2023_Economic_MW_After Competition Groups_69 | Air Curtains | 0.000383% | 0 | 0.0064064 | Commercial_2023_Economic_MW_After Competition Groups_Air Curtains
Commercial | Com ¦ EC Plug Fan for Data Center (under cabinet) | 2023 | Economic | MW | After Competition Groups | 0.0033807 | 0 | 0 | 1672.4977 | 2.0213e-06 | 70 | Commercial_2023_Economic_MW_After Competition Groups_70 | EC Plug Fan for Data Center (under cabinet) | 0.0002021% | 0 | 0.0033807 | Commercial_2023_Economic_MW_After Competition Groups_EC Plug Fan for Data Center (under cabinet)
Commercial | Com ¦ Electric Convection Combination Ovens | 2023 | Economic | MW | After Competition Groups | 0.00018772 | 0 | 0 | 1672.4977 | 1.1224e-07 | 71 | Commercial_2023_Economic_MW_After Competition Groups_71 | Electric Convection Combination Ovens | 1.122e-05% | 0 | 0.00018772 | Commercial_2023_Economic_MW_After Competition Groups_Electric Convection Combination Ovens
Commercial | Com ¦ Efficient compressor motor | 2023 | Economic | MW | After Competition Groups | 0 | 0 | 0 | 1672.4977 | 0 | 72 | Commercial_2023_Economic_MW_After Competition Groups_72 | Efficient compressor motor | 0% | 0 | 0 | Commercial_2023_Economic_MW_After Competition Groups_Efficient compressor motor
Commercial | Com ¦ Indoor Daylight Sensors/Photocell Dimming Control | 2023 | Economic | MW | After Competition Groups | 0 | 0 | 0 | 1672.4977 | 0 | 73 | Commercial_2023_Economic_MW_After Competition Groups_73 | Indoor Daylight Sensors/Photocell Dimming Control | 0% | 0 | 0 | Commercial_2023_Economic_MW_After Competition Groups_Indoor Daylight Sensors/Photocell Dimming Control
Commercial | Com ¦ LED RECESSED DOWNLIGHTS | 2023 | Economic | MW | After Competition Groups | 0 | 0 | 0 | 1672.4977 | 0 | 74 | Commercial_2023_Economic_MW_After Competition Groups_74 | LED RECESSED DOWNLIGHTS | 0% | 0 | 0 | Commercial_2023_Economic_MW_After Competition Groups_LED RECESSED DOWNLIGHTS
Commercial | Com ¦ Variable Refrigerant Flow Heat Pump | 2023 | Economic | MW | After Competition Groups | 0 | 0 | 0 | 1672.4977 | 0 | 75 | Commercial_2023_Economic_MW_After Competition Groups_75 | Variable Refrigerant Flow Heat Pump | 0% | 0 | 0 | Commercial_2023_Economic_MW_After Competition Groups_Variable Refrigerant Flow Heat Pump
Commercial | Com ¦ ENERGY STAR LED LAMPS (REFLECTOR LAMPs/MR16/PAR 16) | 2023 | SC A | MW | After Competition Groups | 68.3333 | 0 | 0 | 338.9545 | 0.2016 | 1 | Commercial_2023_SC A_MW_After Competition Groups_1 | ENERGY STAR LED LAMPS (REFLECTOR LAMPs/MR16/PAR 16) | 20.16% | 0 | 68.3333 | Commercial_2023_SC A_MW_After Competition Groups_ENERGY STAR LED LAMPS (REFLECTOR LAMPs/MR16/PAR 16)
Commercial | Com ¦ LED Low/High Bay | 2023 | SC A | MW | After Competition Groups | 35.6157 | 0 | 0 | 338.9545 | 0.10508 | 2 | Commercial_2023_SC A_MW_After Competition Groups_2 | LED Low/High Bay | 10.51% | 0 | 35.6157 | Commercial_2023_SC A_MW_After Competition Groups_LED Low/High Bay
Commercial | Com ¦ LED Troffer/Surface/Suspended | 2023 | SC A | MW | After Competition Groups | 35.1274 | 0 | 0 | 338.9545 | 0.10363 | 3 | Commercial_2023_SC A_MW_After Competition Groups_3 | LED Troffer/Surface/Suspended | 10.36% | 0 | 35.1274 | Commercial_2023_SC A_MW_After Competition Groups_LED Troffer/Surface/Suspended
Commercial | Com ¦ LED Replacement Lamp (Tube) | 2023 | SC A | MW | After Competition Groups | 29.6239 | 0 | 0 | 338.9545 | 0.087398 | 4 | Commercial_2023_SC A_MW_After Competition Groups_4 | LED Replacement Lamp (Tube) | 8.74% | 0 | 29.6239 | Commercial_2023_SC A_MW_After Competition Groups_LED Replacement Lamp (Tube)
Commercial | Com ¦ High Efficiency Air Source Heat Pump | 2023 | SC A | MW | After Competition Groups | 21.6181 | 0 | 0 | 338.9545 | 0.063779 | 5 | Commercial_2023_SC A_MW_After Competition Groups_5 | High Efficiency Air Source Heat Pump | 6.378% | 0 | 21.6181 | Commercial_2023_SC A_MW_After Competition Groups_High Efficiency Air Source Heat Pump
Commercial | Com ¦ Building Recommissioning, Operations and Maintenance (O&M) Improvements | 2023 | SC A | MW | After Competition Groups | 15.85 | 0 | 0 | 338.9545 | 0.046762 | 6 | Commercial_2023_SC A_MW_After Competition Groups_6 | Building Recommissioning, Operations and Maintenance (O&M) Improvements | 4.676% | 0 | 15.85 | Commercial_2023_SC A_MW_After Competition Groups_Building Recommissioning, Operations and Maintenance (O&M) Improvements
Commercial | Com ¦ Education and Capacity Building/Energy Behavior | 2023 | SC A | MW | After Competition Groups | 14.2556 | 0 | 0 | 338.9545 | 0.042058 | 7 | Commercial_2023_SC A_MW_After Competition Groups_7 | Education and Capacity Building/Energy Behavior | 4.206% | 0 | 14.2556 | Commercial_2023_SC A_MW_After Competition Groups_Education and Capacity Building/Energy Behavior
Commercial | Com ¦ Data Center Storage/Server Virtualization | 2023 | SC A | MW | After Competition Groups | 13.3701 | 0 | 0 | 338.9545 | 0.039445 | 8 | Commercial_2023_SC A_MW_After Competition Groups_8 | Data Center Storage/Server Virtualization | 3.945% | 0 | 13.3701 | Commercial_2023_SC A_MW_After Competition Groups_Data Center Storage/Server Virtualization
Commercial | Com ¦ ENERGY STAR LED LAMPS (General Service Lamps) | 2023 | SC A | MW | After Competition Groups | 9.9809 | 0 | 0 | 338.9545 | 0.029446 | 9 | Commercial_2023_SC A_MW_After Competition Groups_9 | ENERGY STAR LED LAMPS (General Service Lamps) | 2.945% | 0 | 9.9809 | Commercial_2023_SC A_MW_After Competition Groups_ENERGY STAR LED LAMPS (General Service Lamps)
Commercial | Com ¦ Advanced BAS/Controllers | 2023 | SC A | MW | After Competition Groups | 9.7264 | 0 | 0 | 338.9545 | 0.028695 | 10 | Commercial_2023_SC A_MW_After Competition Groups_10 | Advanced BAS/Controllers | 2.87% | 0 | 9.7264 | Commercial_2023_SC A_MW_After Competition Groups_Advanced BAS/Controllers
Commercial | Com ¦ LED or Equivalent Sign Lighting | 2023 | SC A | MW | After Competition Groups | 9.2002 | 0 | 0 | 338.9545 | 0.027143 | 11 | Commercial_2023_SC A_MW_After Competition Groups_11 | LED or Equivalent Sign Lighting | 2.714% | 0 | 9.2002 | Commercial_2023_SC A_MW_After Competition Groups_LED or Equivalent Sign Lighting
Commercial | Com ¦ Reach-in Shaded Pole to ECM/PSC Evaporator Fan Motor | 2023 | SC A | MW | After Competition Groups | 8.4664 | 0 | 0 | 338.9545 | 0.024978 | 12 | Commercial_2023_SC A_MW_After Competition Groups_12 | Reach-in Shaded Pole to ECM/PSC Evaporator Fan Motor | 2.498% | 0 | 8.4664 | Commercial_2023_SC A_MW_After Competition Groups_Reach-in Shaded Pole to ECM/PSC Evaporator Fan Motor
Commercial | Com ¦ Adaptive Thermostats | 2023 | SC A | MW | After Competition Groups | 6.0951 | 0 | 0 | 338.9545 | 0.017982 | 13 | Commercial_2023_SC A_MW_After Competition Groups_13 | Adaptive Thermostats | 1.798% | 0 | 6.0951 | Commercial_2023_SC A_MW_After Competition Groups_Adaptive Thermostats
Commercial | Com ¦ Strip Curtains | 2023 | SC A | MW | After Competition Groups | 5.8634 | 0 | 0 | 338.9545 | 0.017299 | 14 | Commercial_2023_SC A_MW_After Competition Groups_14 | Strip Curtains | 1.73% | 0 | 5.8634 | Commercial_2023_SC A_MW_After Competition Groups_Strip Curtains
Commercial | Com ¦ Furnace Tune-Up | 2023 | SC A | MW | After Competition Groups | 4.4266 | 0 | 0 | 338.9545 | 0.01306 | 15 | Commercial_2023_SC A_MW_After Competition Groups_15 | Furnace Tune-Up | 1.306% | 0 | 4.4266 | Commercial_2023_SC A_MW_After Competition Groups_Furnace Tune-Up
Commercial | Com ¦ Chilled Water Optimization | 2023 | SC A | MW | After Competition Groups | 4.1352 | 0 | 0 | 338.9545 | 0.0122 | 16 | Commercial_2023_SC A_MW_After Competition Groups_16 | Chilled Water Optimization | 1.22% | 0 | 4.1352 | Commercial_2023_SC A_MW_After Competition Groups_Chilled Water Optimization
Commercial | Com ¦ Unitary Air-Conditioning Unit | 2023 | SC A | MW | After Competition Groups | 4.088 | 0 | 0 | 338.9545 | 0.012061 | 17 | Commercial_2023_SC A_MW_After Competition Groups_17 | Unitary Air-Conditioning Unit | 1.206% | 0 | 4.088 | Commercial_2023_SC A_MW_After Competition Groups_Unitary Air-Conditioning Unit
Commercial | Com ¦ Centrally controlled desktop PC/NETWORK PC POWER MANAGEMENT SOFTWARE | 2023 | SC A | MW | After Competition Groups | 3.5942 | 0 | 0 | 338.9545 | 0.010604 | 18 | Commercial_2023_SC A_MW_After Competition Groups_18 | Centrally controlled desktop PC/NETWORK PC POWER MANAGEMENT SOFTWARE | 1.06% | 0 | 3.5942 | Commercial_2023_SC A_MW_After Competition Groups_Centrally controlled desktop PC/NETWORK PC POWER MANAGEMENT SOFTWARE
Commercial | Com ¦ Refrigerated Display Case Doors | 2023 | SC A | MW | After Competition Groups | 3.4012 | 0 | 0 | 338.9545 | 0.010034 | 19 | Commercial_2023_SC A_MW_After Competition Groups_19 | Refrigerated Display Case Doors | 1.003% | 0 | 3.4012 | Commercial_2023_SC A_MW_After Competition Groups_Refrigerated Display Case Doors
Commercial | Com ¦ LED EXTERIOR AREA LIGHTS - LED fixture (200W) | 2023 | SC A | MW | After Competition Groups | 3.2173 | 0 | 0 | 338.9545 | 0.0094918 | 20 | Commercial_2023_SC A_MW_After Competition Groups_20 | LED EXTERIOR AREA LIGHTS - LED fixture (200W) | 0.9492% | 0 | 3.2173 | Commercial_2023_SC A_MW_After Competition Groups_LED EXTERIOR AREA LIGHTS - LED fixture (200W)
Commercial | Com ¦ LED parking lot fixture | 2023 | SC A | MW | After Competition Groups | 3.192 | 0 | 0 | 338.9545 | 0.0094172 | 21 | Commercial_2023_SC A_MW_After Competition Groups_21 | LED parking lot fixture | 0.9417% | 0 | 3.192 | Commercial_2023_SC A_MW_After Competition Groups_LED parking lot fixture
Commercial | Com ¦ Variable Frequency Drive (VFD) | 2023 | SC A | MW | After Competition Groups | 3.1165 | 0 | 0 | 338.9545 | 0.0091943 | 22 | Commercial_2023_SC A_MW_After Competition Groups_22 | Variable Frequency Drive (VFD) | 0.9194% | 0 | 3.1165 | Commercial_2023_SC A_MW_After Competition Groups_Variable Frequency Drive (VFD)
Commercial | Com ¦ VFD on Pumps | 2023 | SC A | MW | After Competition Groups | 2.8956 | 0 | 0 | 338.9545 | 0.0085426 | 23 | Commercial_2023_SC A_MW_After Competition Groups_23 | VFD on Pumps | 0.8543% | 0 | 2.8956 | Commercial_2023_SC A_MW_After Competition Groups_VFD on Pumps
Commercial | Com ¦ Demand Control Ventilation | 2023 | SC A | MW | After Competition Groups | 2.8469 | 0 | 0 | 338.9545 | 0.0083989 | 24 | Commercial_2023_SC A_MW_After Competition Groups_24 | Demand Control Ventilation | 0.8399% | 0 | 2.8469 | Commercial_2023_SC A_MW_After Competition Groups_Demand Control Ventilation
Commercial | Com ¦ Refrigerated Display Case LED | 2023 | SC A | MW | After Competition Groups | 2.6628 | 0 | 0 | 338.9545 | 0.0078558 | 25 | Commercial_2023_SC A_MW_After Competition Groups_25 | Refrigerated Display Case LED | 0.7856% | 0 | 2.6628 | Commercial_2023_SC A_MW_After Competition Groups_Refrigerated Display Case LED
Commercial | Com ¦ LED street light fixture | 2023 | SC A | MW | After Competition Groups | 1.7938 | 0 | 0 | 338.9545 | 0.0052921 | 26 | Commercial_2023_SC A_MW_After Competition Groups_26 | LED street light fixture | 0.5292% | 0 | 1.7938 | Commercial_2023_SC A_MW_After Competition Groups_LED street light fixture
Commercial | Com ¦ ENERGY STAR Griddle (74% eff) | 2023 | SC A | MW | After Competition Groups | 1.6849 | 0 | 0 | 338.9545 | 0.004971 | 27 | Commercial_2023_SC A_MW_After Competition Groups_27 | ENERGY STAR Griddle (74% eff) | 0.4971% | 0 | 1.6849 | Commercial_2023_SC A_MW_After Competition Groups_ENERGY STAR Griddle (74% eff)
Commercial | Com ¦ ECM MOTORS FOR EVAPORATOR FANS for refrigeration (WALK-IN) | 2023 | SC A | MW | After Competition Groups | 1.5969 | 0 | 0 | 338.9545 | 0.0047113 | 28 | Commercial_2023_SC A_MW_After Competition Groups_28 | ECM MOTORS FOR EVAPORATOR FANS for refrigeration (WALK-IN) | 0.4711% | 0 | 1.5969 | Commercial_2023_SC A_MW_After Competition Groups_ECM MOTORS FOR EVAPORATOR FANS for refrigeration (WALK-IN)
Commercial | Com ¦ Air Handler with Dedicated Outdoor Air Systems | 2023 | SC A | MW | After Competition Groups | 1.5544 | 0 | 0 | 338.9545 | 0.0045858 | 29 | Commercial_2023_SC A_MW_After Competition Groups_29 | Air Handler with Dedicated Outdoor Air Systems | 0.4586% | 0 | 1.5544 | Commercial_2023_SC A_MW_After Competition Groups_Air Handler with Dedicated Outdoor Air Systems
Commercial | Com ¦ Evaporator Fan Controls | 2023 | SC A | MW | After Competition Groups | 1.3421 | 0 | 0 | 338.9545 | 0.0039595 | 30 | Commercial_2023_SC A_MW_After Competition Groups_30 | Evaporator Fan Controls | 0.3959% | 0 | 1.3421 | Commercial_2023_SC A_MW_After Competition Groups_Evaporator Fan Controls
Commercial | Com ¦ Demand Control Kitchen Ventilation | 2023 | SC A | MW | After Competition Groups | 1.1484 | 0 | 0 | 338.9545 | 0.003388 | 31 | Commercial_2023_SC A_MW_After Competition Groups_31 | Demand Control Kitchen Ventilation | 0.3388% | 0 | 1.1484 | Commercial_2023_SC A_MW_After Competition Groups_Demand Control Kitchen Ventilation
Commercial | Com ¦ Freezer Case Light Sensor | 2023 | SC A | MW | After Competition Groups | 1.1482 | 0 | 0 | 338.9545 | 0.0033875 | 32 | Commercial_2023_SC A_MW_After Competition Groups_32 | Freezer Case Light Sensor | 0.3388% | 0 | 1.1482 | Commercial_2023_SC A_MW_After Competition Groups_Freezer Case Light Sensor
Commercial | Com ¦ Occupancy Sensors | 2023 | SC A | MW | After Competition Groups | 1.0681 | 0 | 0 | 338.9545 | 0.003151 | 33 | Commercial_2023_SC A_MW_After Competition Groups_33 | Occupancy Sensors | 0.3151% | 0 | 1.0681 | Commercial_2023_SC A_MW_After Competition Groups_Occupancy Sensors
Commercial | Com ¦ Duct Insulation, R8 | 2023 | SC A | MW | After Competition Groups | 0.80665 | 0 | 0 | 338.9545 | 0.0023798 | 34 | Commercial_2023_SC A_MW_After Competition Groups_34 | Duct Insulation, R8 | 0.238% | 0 | 0.80665 | Commercial_2023_SC A_MW_After Competition Groups_Duct Insulation, R8
Commercial | Com ¦ Water Source Heat Pump (4 ton) | 2023 | SC A | MW | After Competition Groups | 0.53796 | 0 | 0 | 338.9545 | 0.0015871 | 35 | Commercial_2023_SC A_MW_After Competition Groups_35 | Water Source Heat Pump (4 ton) | 0.1587% | 0 | 0.53796 | Commercial_2023_SC A_MW_After Competition Groups_Water Source Heat Pump (4 ton)
Commercial | Com ¦ Temperature Adjustment in Commercial Freezers | 2023 | SC A | MW | After Competition Groups | 0.49115 | 0 | 0 | 338.9545 | 0.001449 | 36 | Commercial_2023_SC A_MW_After Competition Groups_36 | Temperature Adjustment in Commercial Freezers | 0.1449% | 0 | 0.49115 | Commercial_2023_SC A_MW_After Competition Groups_Temperature Adjustment in Commercial Freezers
Commercial | Com ¦ ENERGY STAR Fryer (84% eff) | 2023 | SC A | MW | After Competition Groups | 0.4892 | 0 | 0 | 338.9545 | 0.0014433 | 37 | Commercial_2023_SC A_MW_After Competition Groups_37 | ENERGY STAR Fryer (84% eff) | 0.1443% | 0 | 0.4892 | Commercial_2023_SC A_MW_After Competition Groups_ENERGY STAR Fryer (84% eff)
Commercial | Com ¦ Elec Storage WH 2.30 Et | 2023 | SC A | MW | After Competition Groups | 0.46438 | 0 | 0 | 338.9545 | 0.00137 | 38 | Commercial_2023_SC A_MW_After Competition Groups_38 | Elec Storage WH 2.30 Et | 0.137% | 0 | 0.46438 | Commercial_2023_SC A_MW_After Competition Groups_Elec Storage WH 2.30 Et
Commercial | Com ¦ Thermostat Setback | 2023 | SC A | MW | After Competition Groups | 0.4265 | 0 | 0 | 338.9545 | 0.0012583 | 39 | Commercial_2023_SC A_MW_After Competition Groups_39 | Thermostat Setback | 0.1258% | 0 | 0.4265 | Commercial_2023_SC A_MW_After Competition Groups_Thermostat Setback
Commercial | Com ¦ BEVERAGE VENDING MACHINE CONTROLS | 2023 | SC A | MW | After Competition Groups | 0.40218 | 0 | 0 | 338.9545 | 0.0011865 | 40 | Commercial_2023_SC A_MW_After Competition Groups_40 | BEVERAGE VENDING MACHINE CONTROLS | 0.1187% | 0 | 0.40218 | Commercial_2023_SC A_MW_After Competition Groups_BEVERAGE VENDING MACHINE CONTROLS
Commercial | Com ¦ Vertical Night Covers | 2023 | SC A | MW | After Competition Groups | 0.39767 | 0 | 0 | 338.9545 | 0.0011732 | 41 | Commercial_2023_SC A_MW_After Competition Groups_41 | Vertical Night Covers | 0.1173% | 0 | 0.39767 | Commercial_2023_SC A_MW_After Competition Groups_Vertical Night Covers
Commercial | Com ¦ CO Sensors for parking garage exhaust fans | 2023 | SC A | MW | After Competition Groups | 0.36427 | 0 | 0 | 338.9545 | 0.0010747 | 42 | Commercial_2023_SC A_MW_After Competition Groups_42 | CO Sensors for parking garage exhaust fans | 0.1075% | 0 | 0.36427 | Commercial_2023_SC A_MW_After Competition Groups_CO Sensors for parking garage exhaust fans
Commercial | Com ¦ Outside Air Economizer | 2023 | SC A | MW | After Competition Groups | 0.36373 | 0 | 0 | 338.9545 | 0.0010731 | 43 | Commercial_2023_SC A_MW_After Competition Groups_43 | Outside Air Economizer | 0.1073% | 0 | 0.36373 | Commercial_2023_SC A_MW_After Competition Groups_Outside Air Economizer
Commercial | Com ¦ Door Gasket Freezer/Refrigerator | 2023 | SC A | MW | After Competition Groups | 0.36115 | 0 | 0 | 338.9545 | 0.0010655 | 44 | Commercial_2023_SC A_MW_After Competition Groups_44 | Door Gasket Freezer/Refrigerator | 0.1065% | 0 | 0.36115 | Commercial_2023_SC A_MW_After Competition Groups_Door Gasket Freezer/Refrigerator
Commercial | Com ¦ Energy Efficient Laboratory Fume Hood | 2023 | SC A | MW | After Competition Groups | 0.34379 | 0 | 0 | 338.9545 | 0.0010143 | 45 | Commercial_2023_SC A_MW_After Competition Groups_45 | Energy Efficient Laboratory Fume Hood | 0.1014% | 0 | 0.34379 | Commercial_2023_SC A_MW_After Competition Groups_Energy Efficient Laboratory Fume Hood
Commercial | Com ¦ ENERGY STAR Steam Cookers | 2023 | SC A | MW | After Competition Groups | 0.31193 | 0 | 0 | 338.9545 | 0.00092027 | 46 | Commercial_2023_SC A_MW_After Competition Groups_46 | ENERGY STAR Steam Cookers | 0.09203% | 0 | 0.31193 | Commercial_2023_SC A_MW_After Competition Groups_ENERGY STAR Steam Cookers
Commercial | Com ¦ Water Heating (DHW) Pipe Insulation (Add 3/4\ Foam)" | 2023 | SC A | MW | After Competition Groups | 0.31146 | 0 | 0 | 338.9545 | 0.0009189 | 47 | Commercial_2023_SC A_MW_After Competition Groups_47 | Water Heating (DHW) Pipe Insulation (Add 3/4\ Foam)" | 0.09189% | 0 | 0.31146 | Commercial_2023_SC A_MW_After Competition Groups_Water Heating (DHW) Pipe Insulation (Add 3/4\ Foam)"
Commercial | Com ¦ ENERGY STAR Dishwasher | 2023 | SC A | MW | After Competition Groups | 0.20713 | 0 | 0 | 338.9545 | 0.00061108 | 48 | Commercial_2023_SC A_MW_After Competition Groups_48 | ENERGY STAR Dishwasher | 0.06111% | 0 | 0.20713 | Commercial_2023_SC A_MW_After Competition Groups_ENERGY STAR Dishwasher
Commercial | Com ¦ Suction Pipe Insulation Freezer/Refrigerator | 2023 | SC A | MW | After Competition Groups | 0.20465 | 0 | 0 | 338.9545 | 0.00060377 | 49 | Commercial_2023_SC A_MW_After Competition Groups_49 | Suction Pipe Insulation Freezer/Refrigerator | 0.06038% | 0 | 0.20465 | Commercial_2023_SC A_MW_After Competition Groups_Suction Pipe Insulation Freezer/Refrigerator
Commercial | Com ¦ Ozone Laundry Treatment | 2023 | SC A | MW | After Competition Groups | 0.080371 | 0 | 0 | 338.9545 | 0.00023712 | 50 | Commercial_2023_SC A_MW_After Competition Groups_50 | Ozone Laundry Treatment | 0.02371% | 0 | 0.080371 | Commercial_2023_SC A_MW_After Competition Groups_Ozone Laundry Treatment
Commercial | Com ¦ ECM MOTORS FOR HVAC APPLICATION (FAN-POWERED VAV BOX) | 2023 | SC A | MW | After Competition Groups | 0.047333 | 0 | 0 | 338.9545 | 0.00013964 | 51 | Commercial_2023_SC A_MW_After Competition Groups_51 | ECM MOTORS FOR HVAC APPLICATION (FAN-POWERED VAV BOX) | 0.01396% | 0 | 0.047333 | Commercial_2023_SC A_MW_After Competition Groups_ECM MOTORS FOR HVAC APPLICATION (FAN-POWERED VAV BOX)
Commercial | Com ¦ HVAC Optimization | 2023 | SC A | MW | After Competition Groups | 0.044438 | 0 | 0 | 338.9545 | 0.0001311 | 52 | Commercial_2023_SC A_MW_After Competition Groups_52 | HVAC Optimization | 0.01311% | 0 | 0.044438 | Commercial_2023_SC A_MW_After Competition Groups_HVAC Optimization
Commercial | Com ¦ CEE Tier 2/Energy Star Clothes Washers | 2023 | SC A | MW | After Competition Groups | 0.041774 | 0 | 0 | 338.9545 | 0.00012324 | 53 | Commercial_2023_SC A_MW_After Competition Groups_53 | CEE Tier 2/Energy Star Clothes Washers | 0.01232% | 0 | 0.041774 | Commercial_2023_SC A_MW_After Competition Groups_CEE Tier 2/Energy Star Clothes Washers
Commercial | COM ¦ Ductless Mini-Split Heat Pumps | 2023 | SC A | MW | After Competition Groups | 0.039131 | 0 | 0 | 338.9545 | 0.00011545 | 54 | Commercial_2023_SC A_MW_After Competition Groups_54 | Ductless Mini-Split Heat Pumps | 0.01154% | 0 | 0.039131 | Commercial_2023_SC A_MW_After Competition Groups_Ductless Mini-Split Heat Pumps
Commercial | Com ¦ Condensing Make Up Air Unit | 2023 | SC A | MW | After Competition Groups | 0.028137 | 0 | 0 | 338.9545 | 8.3011e-05 | 55 | Commercial_2023_SC A_MW_After Competition Groups_55 | Condensing Make Up Air Unit | 0.008301% | 0 | 0.028137 | Commercial_2023_SC A_MW_After Competition Groups_Condensing Make Up Air Unit
Commercial | Com ¦ Low Flow Pre-Rinse Spray Nozzle | 2023 | SC A | MW | After Competition Groups | 0.025302 | 0 | 0 | 338.9545 | 7.4647e-05 | 56 | Commercial_2023_SC A_MW_After Competition Groups_56 | Low Flow Pre-Rinse Spray Nozzle | 0.007465% | 0 | 0.025302 | Commercial_2023_SC A_MW_After Competition Groups_Low Flow Pre-Rinse Spray Nozzle
Commercial | Com ¦ Auto Off Time Switch or Time Clock control | 2023 | SC A | MW | After Competition Groups | 0.022228 | 0 | 0 | 338.9545 | 6.5579e-05 | 57 | Commercial_2023_SC A_MW_After Competition Groups_57 | Auto Off Time Switch or Time Clock control | 0.006558% | 0 | 0.022228 | Commercial_2023_SC A_MW_After Competition Groups_Auto Off Time Switch or Time Clock control
Commercial | Com ¦ Demand controlled Circulating Systems | 2023 | SC A | MW | After Competition Groups | 0.021112 | 0 | 0 | 338.9545 | 6.2287e-05 | 58 | Commercial_2023_SC A_MW_After Competition Groups_58 | Demand controlled Circulating Systems | 0.006229% | 0 | 0.021112 | Commercial_2023_SC A_MW_After Competition Groups_Demand controlled Circulating Systems
Commercial | Com ¦ PTAC (12 EER/10,000 BTU) | 2023 | SC A | MW | After Competition Groups | 0.016706 | 0 | 0 | 338.9545 | 4.9288e-05 | 59 | Commercial_2023_SC A_MW_After Competition Groups_59 | PTAC (12 EER/10,000 BTU) | 0.004929% | 0 | 0.016706 | Commercial_2023_SC A_MW_After Competition Groups_PTAC (12 EER/10,000 BTU)
Commercial | Com ¦ Commercial Hot Food Holding Cabinets | 2023 | SC A | MW | After Competition Groups | 0.010812 | 0 | 0 | 338.9545 | 3.1899e-05 | 60 | Commercial_2023_SC A_MW_After Competition Groups_60 | Commercial Hot Food Holding Cabinets | 0.00319% | 0 | 0.010812 | Commercial_2023_SC A_MW_After Competition Groups_Commercial Hot Food Holding Cabinets
Commercial | Com ¦ Notched V belts for HVAC Systems | 2023 | SC A | MW | After Competition Groups | 0.010698 | 0 | 0 | 338.9545 | 3.1561e-05 | 61 | Commercial_2023_SC A_MW_After Competition Groups_61 | Notched V belts for HVAC Systems | 0.003156% | 0 | 0.010698 | Commercial_2023_SC A_MW_After Competition Groups_Notched V belts for HVAC Systems
Commercial | Com ¦ Solar Water Preheat (Pools/DHW) | 2023 | SC A | MW | After Competition Groups | 0.0076505 | 0 | 0 | 338.9545 | 2.2571e-05 | 62 | Commercial_2023_SC A_MW_After Competition Groups_62 | Solar Water Preheat (Pools/DHW) | 0.002257% | 0 | 0.0076505 | Commercial_2023_SC A_MW_After Competition Groups_Solar Water Preheat (Pools/DHW)
Commercial | Com ¦ Wall Insulation | 2023 | SC A | MW | After Competition Groups | 0.0073119 | 0 | 0 | 338.9545 | 2.1572e-05 | 63 | Commercial_2023_SC A_MW_After Competition Groups_63 | Wall Insulation | 0.002157% | 0 | 0.0073119 | Commercial_2023_SC A_MW_After Competition Groups_Wall Insulation
Commercial | Com ¦ Condensing Unit Heaters or other Efficient Unit Heating System | 2023 | SC A | MW | After Competition Groups | 0.007006 | 0 | 0 | 338.9545 | 2.0669e-05 | 64 | Commercial_2023_SC A_MW_After Competition Groups_64 | Condensing Unit Heaters or other Efficient Unit Heating System | 0.002067% | 0 | 0.007006 | Commercial_2023_SC A_MW_After Competition Groups_Condensing Unit Heaters or other Efficient Unit Heating System
Commercial | Com ¦ VSD Air Compressor | 2023 | SC A | MW | After Competition Groups | 0.0058104 | 0 | 0 | 338.9545 | 1.7142e-05 | 65 | Commercial_2023_SC A_MW_After Competition Groups_65 | VSD Air Compressor | 0.001714% | 0 | 0.0058104 | Commercial_2023_SC A_MW_After Competition Groups_VSD Air Compressor
Commercial | Com ¦ Air Curtains | 2023 | SC A | MW | After Competition Groups | 0.0053508 | 0 | 0 | 338.9545 | 1.5786e-05 | 66 | Commercial_2023_SC A_MW_After Competition Groups_66 | Air Curtains | 0.001579% | 0 | 0.0053508 | Commercial_2023_SC A_MW_After Competition Groups_Air Curtains
Commercial | Com ¦ LLLC - Low Impact Application | 2023 | SC A | MW | After Competition Groups | 0.0029723 | 0 | 0 | 338.9545 | 8.769e-06 | 67 | Commercial_2023_SC A_MW_After Competition Groups_67 | LLLC - Low Impact Application | 0.0008769% | 0 | 0.0029723 | Commercial_2023_SC A_MW_After Competition Groups_LLLC - Low Impact Application
Commercial | Com ¦ LLLC - High Impact Application | 2023 | SC A | MW | After Competition Groups | 0.0027938 | 0 | 0 | 338.9545 | 8.2423e-06 | 68 | Commercial_2023_SC A_MW_After Competition Groups_68 | LLLC - High Impact Application | 0.0008242% | 0 | 0.0027938 | Commercial_2023_SC A_MW_After Competition Groups_LLLC - High Impact Application
Commercial | Com ¦ Room AC (w/ louvered sides) 14 SEER from 12 SEER code | 2023 | SC A | MW | After Competition Groups | 0.001536 | 0 | 0 | 338.9545 | 4.5315e-06 | 69 | Commercial_2023_SC A_MW_After Competition Groups_69 | Room AC (w/ louvered sides) 14 SEER from 12 SEER code | 0.0004532% | 0 | 0.001536 | Commercial_2023_SC A_MW_After Competition Groups_Room AC (w/ louvered sides) 14 SEER from 12 SEER code
Commercial | Com ¦ High Efficiency Chiller (avg of water and air cooled) | 2023 | SC A | MW | After Competition Groups | 0.0012291 | 0 | 0 | 338.9545 | 3.6263e-06 | 70 | Commercial_2023_SC A_MW_After Competition Groups_70 | High Efficiency Chiller (avg of water and air cooled) | 0.0003626% | 0 | 0.0012291 | Commercial_2023_SC A_MW_After Competition Groups_High Efficiency Chiller (avg of water and air cooled)
Commercial | Com ¦ Energy Recovery Ventilation and Ventilation (Enhanced) | 2023 | SC A | MW | After Competition Groups | 0.0009628 | 0 | 0 | 338.9545 | 2.8405e-06 | 71 | Commercial_2023_SC A_MW_After Competition Groups_71 | Energy Recovery Ventilation and Ventilation (Enhanced) | 0.0002841% | 0 | 0.0009628 | Commercial_2023_SC A_MW_After Competition Groups_Energy Recovery Ventilation and Ventilation (Enhanced)
Commercial | Com ¦ EC Plug Fan for Data Center (under cabinet) | 2023 | SC A | MW | After Competition Groups | 0.0004804 | 0 | 0 | 338.9545 | 1.4173e-06 | 72 | Commercial_2023_SC A_MW_After Competition Groups_72 | EC Plug Fan for Data Center (under cabinet) | 0.0001417% | 0 | 0.0004804 | Commercial_2023_SC A_MW_After Competition Groups_EC Plug Fan for Data Center (under cabinet)
Commercial | Com ¦ Electric Convection Combination Ovens | 2023 | SC A | MW | After Competition Groups | 0.00011122 | 0 | 0 | 338.9545 | 3.2814e-07 | 73 | Commercial_2023_SC A_MW_After Competition Groups_73 | Electric Convection Combination Ovens | 3.281e-05% | 0 | 0.00011122 | Commercial_2023_SC A_MW_After Competition Groups_Electric Convection Combination Ovens
Commercial | Com ¦ Networked/Connected - High Impact Application | 2023 | SC A | MW | After Competition Groups | 5.9996e-05 | 0 | 0 | 338.9545 | 1.77e-07 | 74 | Commercial_2023_SC A_MW_After Competition Groups_74 | Networked/Connected - High Impact Application | 1.77e-05% | 0 | 5.9996e-05 | Commercial_2023_SC A_MW_After Competition Groups_Networked/Connected - High Impact Application
Commercial | Com ¦ High Efficiency Small Instantaneous Water Heater | 2023 | SC A | MW | After Competition Groups | 6.8241e-06 | 0 | 0 | 338.9545 | 2.0133e-08 | 75 | Commercial_2023_SC A_MW_After Competition Groups_75 | High Efficiency Small Instantaneous Water Heater | 2.013e-06% | 0 | 6.8241e-06 | Commercial_2023_SC A_MW_After Competition Groups_High Efficiency Small Instantaneous Water Heater
Commercial | Com ¦ Networked/Connected - Low Impact Application | 2023 | SC A | MW | After Competition Groups | 2.6763e-06 | 0 | 0 | 338.9545 | 7.8957e-09 | 76 | Commercial_2023_SC A_MW_After Competition Groups_76 | Networked/Connected - Low Impact Application | 7.896e-07% | 0 | 2.6763e-06 | Commercial_2023_SC A_MW_After Competition Groups_Networked/Connected - Low Impact Application
Commercial | Com ¦ Efficient compressor motor | 2023 | SC A | MW | After Competition Groups | 0 | 0 | 0 | 338.9545 | 0 | 77 | Commercial_2023_SC A_MW_After Competition Groups_77 | Efficient compressor motor | 0% | 0 | 0 | Commercial_2023_SC A_MW_After Competition Groups_Efficient compressor motor
Commercial | Com ¦ Indoor Daylight Sensors/Photocell Dimming Control | 2023 | SC A | MW | After Competition Groups | 0 | 0 | 0 | 338.9545 | 0 | 78 | Commercial_2023_SC A_MW_After Competition Groups_78 | Indoor Daylight Sensors/Photocell Dimming Control | 0% | 0 | 0 | Commercial_2023_SC A_MW_After Competition Groups_Indoor Daylight Sensors/Photocell Dimming Control
Commercial | Com ¦ LED RECESSED DOWNLIGHTS | 2023 | SC A | MW | After Competition Groups | 0 | 0 | 0 | 338.9545 | 0 | 79 | Commercial_2023_SC A_MW_After Competition Groups_79 | LED RECESSED DOWNLIGHTS | 0% | 0 | 0 | Commercial_2023_SC A_MW_After Competition Groups_LED RECESSED DOWNLIGHTS
Commercial | Com ¦ Variable Refrigerant Flow Heat Pump | 2023 | SC A | MW | After Competition Groups | 0 | 0 | 0 | 338.9545 | 0 | 80 | Commercial_2023_SC A_MW_After Competition Groups_80 | Variable Refrigerant Flow Heat Pump | 0% | 0 | 0 | Commercial_2023_SC A_MW_After Competition Groups_Variable Refrigerant Flow Heat Pump
Commercial | Com ¦ Education and Capacity Building/Energy Behavior | 2023 | SC B | MW | After Competition Groups | 71.2779 | 0 | 0 | 493.3099 | 0.14449 | 1 | Commercial_2023_SC B_MW_After Competition Groups_1 | Education and Capacity Building/Energy Behavior | 14.45% | 0 | 71.2779 | Commercial_2023_SC B_MW_After Competition Groups_Education and Capacity Building/Energy Behavior
Commercial | Com ¦ ENERGY STAR LED LAMPS (REFLECTOR LAMPs/MR16/PAR 16) | 2023 | SC B | MW | After Competition Groups | 68.3333 | 0 | 0 | 493.3099 | 0.13852 | 2 | Commercial_2023_SC B_MW_After Competition Groups_2 | ENERGY STAR LED LAMPS (REFLECTOR LAMPs/MR16/PAR 16) | 13.85% | 0 | 68.3333 | Commercial_2023_SC B_MW_After Competition Groups_ENERGY STAR LED LAMPS (REFLECTOR LAMPs/MR16/PAR 16)
Commercial | Com ¦ LED Low/High Bay | 2023 | SC B | MW | After Competition Groups | 40.5704 | 0 | 0 | 493.3099 | 0.082241 | 3 | Commercial_2023_SC B_MW_After Competition Groups_3 | LED Low/High Bay | 8.224% | 0 | 40.5704 | Commercial_2023_SC B_MW_After Competition Groups_LED Low/High Bay
Commercial | Com ¦ LED Troffer/Surface/Suspended | 2023 | SC B | MW | After Competition Groups | 40.0002 | 0 | 0 | 493.3099 | 0.081085 | 4 | Commercial_2023_SC B_MW_After Competition Groups_4 | LED Troffer/Surface/Suspended | 8.109% | 0 | 40.0002 | Commercial_2023_SC B_MW_After Competition Groups_LED Troffer/Surface/Suspended
Commercial | Com ¦ LED Replacement Lamp (Tube) | 2023 | SC B | MW | After Competition Groups | 29.6239 | 0 | 0 | 493.3099 | 0.060051 | 5 | Commercial_2023_SC B_MW_After Competition Groups_5 | LED Replacement Lamp (Tube) | 6.005% | 0 | 29.6239 | Commercial_2023_SC B_MW_After Competition Groups_LED Replacement Lamp (Tube)
Commercial | Com ¦ High Efficiency Air Source Heat Pump | 2023 | SC B | MW | After Competition Groups | 21.618 | 0 | 0 | 493.3099 | 0.043822 | 6 | Commercial_2023_SC B_MW_After Competition Groups_6 | High Efficiency Air Source Heat Pump | 4.382% | 0 | 21.618 | Commercial_2023_SC B_MW_After Competition Groups_High Efficiency Air Source Heat Pump
Commercial | Com ¦ Building Recommissioning, Operations and Maintenance (O&M) Improvements | 2023 | SC B | MW | After Competition Groups | 20.9867 | 0 | 0 | 493.3099 | 0.042543 | 7 | Commercial_2023_SC B_MW_After Competition Groups_7 | Building Recommissioning, Operations and Maintenance (O&M) Improvements | 4.254% | 0 | 20.9867 | Commercial_2023_SC B_MW_After Competition Groups_Building Recommissioning, Operations and Maintenance (O&M) Improvements
Commercial | Com ¦ Data Center Storage/Server Virtualization | 2023 | SC B | MW | After Competition Groups | 15.5533 | 0 | 0 | 493.3099 | 0.031528 | 8 | Commercial_2023_SC B_MW_After Competition Groups_8 | Data Center Storage/Server Virtualization | 3.153% | 0 | 15.5533 | Commercial_2023_SC B_MW_After Competition Groups_Data Center Storage/Server Virtualization
Commercial | Com ¦ Adaptive Thermostats | 2023 | SC B | MW | After Competition Groups | 14.3099 | 0 | 0 | 493.3099 | 0.029008 | 9 | Commercial_2023_SC B_MW_After Competition Groups_9 | Adaptive Thermostats | 2.901% | 0 | 14.3099 | Commercial_2023_SC B_MW_After Competition Groups_Adaptive Thermostats
Commercial | Com ¦ Unitary Air-Conditioning Unit | 2023 | SC B | MW | After Competition Groups | 12.2783 | 0 | 0 | 493.3099 | 0.02489 | 10 | Commercial_2023_SC B_MW_After Competition Groups_10 | Unitary Air-Conditioning Unit | 2.489% | 0 | 12.2783 | Commercial_2023_SC B_MW_After Competition Groups_Unitary Air-Conditioning Unit
Commercial | Com ¦ Advanced BAS/Controllers | 2023 | SC B | MW | After Competition Groups | 12.2665 | 0 | 0 | 493.3099 | 0.024866 | 11 | Commercial_2023_SC B_MW_After Competition Groups_11 | Advanced BAS/Controllers | 2.487% | 0 | 12.2665 | Commercial_2023_SC B_MW_After Competition Groups_Advanced BAS/Controllers
Commercial | Com ¦ LED or Equivalent Sign Lighting | 2023 | SC B | MW | After Competition Groups | 12.0595 | 0 | 0 | 493.3099 | 0.024446 | 12 | Commercial_2023_SC B_MW_After Competition Groups_12 | LED or Equivalent Sign Lighting | 2.445% | 0 | 12.0595 | Commercial_2023_SC B_MW_After Competition Groups_LED or Equivalent Sign Lighting
Commercial | Com ¦ Furnace Tune-Up | 2023 | SC B | MW | After Competition Groups | 11.7818 | 0 | 0 | 493.3099 | 0.023883 | 13 | Commercial_2023_SC B_MW_After Competition Groups_13 | Furnace Tune-Up | 2.388% | 0 | 11.7818 | Commercial_2023_SC B_MW_After Competition Groups_Furnace Tune-Up
Commercial | Com ¦ Strip Curtains | 2023 | SC B | MW | After Competition Groups | 11.4107 | 0 | 0 | 493.3099 | 0.023131 | 14 | Commercial_2023_SC B_MW_After Competition Groups_14 | Strip Curtains | 2.313% | 0 | 11.4107 | Commercial_2023_SC B_MW_After Competition Groups_Strip Curtains
Commercial | Com ¦ ENERGY STAR LED LAMPS (General Service Lamps) | 2023 | SC B | MW | After Competition Groups | 9.9809 | 0 | 0 | 493.3099 | 0.020233 | 15 | Commercial_2023_SC B_MW_After Competition Groups_15 | ENERGY STAR LED LAMPS (General Service Lamps) | 2.023% | 0 | 9.9809 | Commercial_2023_SC B_MW_After Competition Groups_ENERGY STAR LED LAMPS (General Service Lamps)
Commercial | Com ¦ Reach-in Shaded Pole to ECM/PSC Evaporator Fan Motor | 2023 | SC B | MW | After Competition Groups | 9.1623 | 0 | 0 | 493.3099 | 0.018573 | 16 | Commercial_2023_SC B_MW_After Competition Groups_16 | Reach-in Shaded Pole to ECM/PSC Evaporator Fan Motor | 1.857% | 0 | 9.1623 | Commercial_2023_SC B_MW_After Competition Groups_Reach-in Shaded Pole to ECM/PSC Evaporator Fan Motor
Commercial | Com ¦ Variable Frequency Drive (VFD) | 2023 | SC B | MW | After Competition Groups | 8.2901 | 0 | 0 | 493.3099 | 0.016805 | 17 | Commercial_2023_SC B_MW_After Competition Groups_17 | Variable Frequency Drive (VFD) | 1.681% | 0 | 8.2901 | Commercial_2023_SC B_MW_After Competition Groups_Variable Frequency Drive (VFD)
Commercial | Com ¦ Demand Control Ventilation | 2023 | SC B | MW | After Competition Groups | 8.2298 | 0 | 0 | 493.3099 | 0.016683 | 18 | Commercial_2023_SC B_MW_After Competition Groups_18 | Demand Control Ventilation | 1.668% | 0 | 8.2298 | Commercial_2023_SC B_MW_After Competition Groups_Demand Control Ventilation
Commercial | Com ¦ VFD on Pumps | 2023 | SC B | MW | After Competition Groups | 7.7432 | 0 | 0 | 493.3099 | 0.015697 | 19 | Commercial_2023_SC B_MW_After Competition Groups_19 | VFD on Pumps | 1.57% | 0 | 7.7432 | Commercial_2023_SC B_MW_After Competition Groups_VFD on Pumps
Commercial | Com ¦ Centrally controlled desktop PC/NETWORK PC POWER MANAGEMENT SOFTWARE | 2023 | SC B | MW | After Competition Groups | 6.7584 | 0 | 0 | 493.3099 | 0.0137 | 20 | Commercial_2023_SC B_MW_After Competition Groups_20 | Centrally controlled desktop PC/NETWORK PC POWER MANAGEMENT SOFTWARE | 1.37% | 0 | 6.7584 | Commercial_2023_SC B_MW_After Competition Groups_Centrally controlled desktop PC/NETWORK PC POWER MANAGEMENT SOFTWARE
Commercial | Com ¦ Air Handler with Dedicated Outdoor Air Systems | 2023 | SC B | MW | After Competition Groups | 6.2435 | 0 | 0 | 493.3099 | 0.012656 | 21 | Commercial_2023_SC B_MW_After Competition Groups_21 | Air Handler with Dedicated Outdoor Air Systems | 1.266% | 0 | 6.2435 | Commercial_2023_SC B_MW_After Competition Groups_Air Handler with Dedicated Outdoor Air Systems
Commercial | Com ¦ Refrigerated Display Case Doors | 2023 | SC B | MW | After Competition Groups | 5.5907 | 0 | 0 | 493.3099 | 0.011333 | 22 | Commercial_2023_SC B_MW_After Competition Groups_22 | Refrigerated Display Case Doors | 1.133% | 0 | 5.5907 | Commercial_2023_SC B_MW_After Competition Groups_Refrigerated Display Case Doors
Commercial | Com ¦ Chilled Water Optimization | 2023 | SC B | MW | After Competition Groups | 5.42 | 0 | 0 | 493.3099 | 0.010987 | 23 | Commercial_2023_SC B_MW_After Competition Groups_23 | Chilled Water Optimization | 1.099% | 0 | 5.42 | Commercial_2023_SC B_MW_After Competition Groups_Chilled Water Optimization
Commercial | Com ¦ ECM MOTORS FOR EVAPORATOR FANS for refrigeration (WALK-IN) | 2023 | SC B | MW | After Competition Groups | 4.251 | 0 | 0 | 493.3099 | 0.0086173 | 24 | Commercial_2023_SC B_MW_After Competition Groups_24 | ECM MOTORS FOR EVAPORATOR FANS for refrigeration (WALK-IN) | 0.8617% | 0 | 4.251 | Commercial_2023_SC B_MW_After Competition Groups_ECM MOTORS FOR EVAPORATOR FANS for refrigeration (WALK-IN)
Commercial | Com ¦ Refrigerated Display Case LED | 2023 | SC B | MW | After Competition Groups | 3.7623 | 0 | 0 | 493.3099 | 0.0076266 | 25 | Commercial_2023_SC B_MW_After Competition Groups_25 | Refrigerated Display Case LED | 0.7627% | 0 | 3.7623 | Commercial_2023_SC B_MW_After Competition Groups_Refrigerated Display Case LED
Commercial | Com ¦ Freezer Case Light Sensor | 2023 | SC B | MW | After Competition Groups | 3.6675 | 0 | 0 | 493.3099 | 0.0074344 | 26 | Commercial_2023_SC B_MW_After Competition Groups_26 | Freezer Case Light Sensor | 0.7434% | 0 | 3.6675 | Commercial_2023_SC B_MW_After Competition Groups_Freezer Case Light Sensor
Commercial | Com ¦ Evaporator Fan Controls | 2023 | SC B | MW | After Competition Groups | 3.5732 | 0 | 0 | 493.3099 | 0.0072432 | 27 | Commercial_2023_SC B_MW_After Competition Groups_27 | Evaporator Fan Controls | 0.7243% | 0 | 3.5732 | Commercial_2023_SC B_MW_After Competition Groups_Evaporator Fan Controls
Commercial | Com ¦ LED EXTERIOR AREA LIGHTS - LED fixture (200W) | 2023 | SC B | MW | After Competition Groups | 3.2176 | 0 | 0 | 493.3099 | 0.0065224 | 28 | Commercial_2023_SC B_MW_After Competition Groups_28 | LED EXTERIOR AREA LIGHTS - LED fixture (200W) | 0.6522% | 0 | 3.2176 | Commercial_2023_SC B_MW_After Competition Groups_LED EXTERIOR AREA LIGHTS - LED fixture (200W)
Commercial | Com ¦ LED parking lot fixture | 2023 | SC B | MW | After Competition Groups | 3.192 | 0 | 0 | 493.3099 | 0.0064706 | 29 | Commercial_2023_SC B_MW_After Competition Groups_29 | LED parking lot fixture | 0.6471% | 0 | 3.192 | Commercial_2023_SC B_MW_After Competition Groups_LED parking lot fixture
Commercial | Com ¦ Demand Control Kitchen Ventilation | 2023 | SC B | MW | After Competition Groups | 2.5316 | 0 | 0 | 493.3099 | 0.0051318 | 30 | Commercial_2023_SC B_MW_After Competition Groups_30 | Demand Control Kitchen Ventilation | 0.5132% | 0 | 2.5316 | Commercial_2023_SC B_MW_After Competition Groups_Demand Control Kitchen Ventilation
Commercial | Com ¦ Duct Insulation, R8 | 2023 | SC B | MW | After Competition Groups | 2.1856 | 0 | 0 | 493.3099 | 0.0044305 | 31 | Commercial_2023_SC B_MW_After Competition Groups_31 | Duct Insulation, R8 | 0.443% | 0 | 2.1856 | Commercial_2023_SC B_MW_After Competition Groups_Duct Insulation, R8
Commercial | Com ¦ LED street light fixture | 2023 | SC B | MW | After Competition Groups | 1.8254 | 0 | 0 | 493.3099 | 0.0037003 | 32 | Commercial_2023_SC B_MW_After Competition Groups_32 | LED street light fixture | 0.37% | 0 | 1.8254 | Commercial_2023_SC B_MW_After Competition Groups_LED street light fixture
Commercial | Com ¦ ENERGY STAR Griddle (74% eff) | 2023 | SC B | MW | After Competition Groups | 1.6849 | 0 | 0 | 493.3099 | 0.0034156 | 33 | Commercial_2023_SC B_MW_After Competition Groups_33 | ENERGY STAR Griddle (74% eff) | 0.3416% | 0 | 1.6849 | Commercial_2023_SC B_MW_After Competition Groups_ENERGY STAR Griddle (74% eff)
Commercial | Com ¦ Temperature Adjustment in Commercial Freezers | 2023 | SC B | MW | After Competition Groups | 1.3076 | 0 | 0 | 493.3099 | 0.0026506 | 34 | Commercial_2023_SC B_MW_After Competition Groups_34 | Temperature Adjustment in Commercial Freezers | 0.2651% | 0 | 1.3076 | Commercial_2023_SC B_MW_After Competition Groups_Temperature Adjustment in Commercial Freezers
Commercial | Com ¦ Elec Storage WH 2.30 Et | 2023 | SC B | MW | After Competition Groups | 1.0825 | 0 | 0 | 493.3099 | 0.0021944 | 35 | Commercial_2023_SC B_MW_After Competition Groups_35 | Elec Storage WH 2.30 Et | 0.2194% | 0 | 1.0825 | Commercial_2023_SC B_MW_After Competition Groups_Elec Storage WH 2.30 Et
Commercial | Com ¦ Vertical Night Covers | 2023 | SC B | MW | After Competition Groups | 1.0803 | 0 | 0 | 493.3099 | 0.0021899 | 36 | Commercial_2023_SC B_MW_After Competition Groups_36 | Vertical Night Covers | 0.219% | 0 | 1.0803 | Commercial_2023_SC B_MW_After Competition Groups_Vertical Night Covers
Commercial | Com ¦ Occupancy Sensors | 2023 | SC B | MW | After Competition Groups | 1.0681 | 0 | 0 | 493.3099 | 0.0021651 | 37 | Commercial_2023_SC B_MW_After Competition Groups_37 | Occupancy Sensors | 0.2165% | 0 | 1.0681 | Commercial_2023_SC B_MW_After Competition Groups_Occupancy Sensors
Commercial | Com ¦ BEVERAGE VENDING MACHINE CONTROLS | 2023 | SC B | MW | After Competition Groups | 1.043 | 0 | 0 | 493.3099 | 0.0021142 | 38 | Commercial_2023_SC B_MW_After Competition Groups_38 | BEVERAGE VENDING MACHINE CONTROLS | 0.2114% | 0 | 1.043 | Commercial_2023_SC B_MW_After Competition Groups_BEVERAGE VENDING MACHINE CONTROLS
Commercial | Com ¦ Water Source Heat Pump (4 ton) | 2023 | SC B | MW | After Competition Groups | 1.0133 | 0 | 0 | 493.3099 | 0.0020542 | 39 | Commercial_2023_SC B_MW_After Competition Groups_39 | Water Source Heat Pump (4 ton) | 0.2054% | 0 | 1.0133 | Commercial_2023_SC B_MW_After Competition Groups_Water Source Heat Pump (4 ton)
Commercial | Com ¦ Energy Efficient Laboratory Fume Hood | 2023 | SC B | MW | After Competition Groups | 0.98899 | 0 | 0 | 493.3099 | 0.0020048 | 40 | Commercial_2023_SC B_MW_After Competition Groups_40 | Energy Efficient Laboratory Fume Hood | 0.2005% | 0 | 0.98899 | Commercial_2023_SC B_MW_After Competition Groups_Energy Efficient Laboratory Fume Hood
Commercial | Com ¦ CO Sensors for parking garage exhaust fans | 2023 | SC B | MW | After Competition Groups | 0.98447 | 0 | 0 | 493.3099 | 0.0019956 | 41 | Commercial_2023_SC B_MW_After Competition Groups_41 | CO Sensors for parking garage exhaust fans | 0.1996% | 0 | 0.98447 | Commercial_2023_SC B_MW_After Competition Groups_CO Sensors for parking garage exhaust fans
Commercial | Com ¦ Door Gasket Freezer/Refrigerator | 2023 | SC B | MW | After Competition Groups | 0.93224 | 0 | 0 | 493.3099 | 0.0018898 | 42 | Commercial_2023_SC B_MW_After Competition Groups_42 | Door Gasket Freezer/Refrigerator | 0.189% | 0 | 0.93224 | Commercial_2023_SC B_MW_After Competition Groups_Door Gasket Freezer/Refrigerator
Commercial | Com ¦ Water Heating (DHW) Pipe Insulation (Add 3/4\ Foam)" | 2023 | SC B | MW | After Competition Groups | 0.82901 | 0 | 0 | 493.3099 | 0.0016805 | 43 | Commercial_2023_SC B_MW_After Competition Groups_43 | Water Heating (DHW) Pipe Insulation (Add 3/4\ Foam)" | 0.168% | 0 | 0.82901 | Commercial_2023_SC B_MW_After Competition Groups_Water Heating (DHW) Pipe Insulation (Add 3/4\ Foam)"
Commercial | Com ¦ Outside Air Economizer | 2023 | SC B | MW | After Competition Groups | 0.69516 | 0 | 0 | 493.3099 | 0.0014092 | 44 | Commercial_2023_SC B_MW_After Competition Groups_44 | Outside Air Economizer | 0.1409% | 0 | 0.69516 | Commercial_2023_SC B_MW_After Competition Groups_Outside Air Economizer
Commercial | Com ¦ Suction Pipe Insulation Freezer/Refrigerator | 2023 | SC B | MW | After Competition Groups | 0.56229 | 0 | 0 | 493.3099 | 0.0011398 | 45 | Commercial_2023_SC B_MW_After Competition Groups_45 | Suction Pipe Insulation Freezer/Refrigerator | 0.114% | 0 | 0.56229 | Commercial_2023_SC B_MW_After Competition Groups_Suction Pipe Insulation Freezer/Refrigerator
Commercial | Com ¦ ENERGY STAR Fryer (84% eff) | 2023 | SC B | MW | After Competition Groups | 0.4892 | 0 | 0 | 493.3099 | 0.00099166 | 46 | Commercial_2023_SC B_MW_After Competition Groups_46 | ENERGY STAR Fryer (84% eff) | 0.09917% | 0 | 0.4892 | Commercial_2023_SC B_MW_After Competition Groups_ENERGY STAR Fryer (84% eff)
Commercial | Com ¦ Thermostat Setback | 2023 | SC B | MW | After Competition Groups | 0.43258 | 0 | 0 | 493.3099 | 0.00087689 | 47 | Commercial_2023_SC B_MW_After Competition Groups_47 | Thermostat Setback | 0.08769% | 0 | 0.43258 | Commercial_2023_SC B_MW_After Competition Groups_Thermostat Setback
Commercial | Com ¦ ENERGY STAR Steam Cookers | 2023 | SC B | MW | After Competition Groups | 0.31193 | 0 | 0 | 493.3099 | 0.00063231 | 48 | Commercial_2023_SC B_MW_After Competition Groups_48 | ENERGY STAR Steam Cookers | 0.06323% | 0 | 0.31193 | Commercial_2023_SC B_MW_After Competition Groups_ENERGY STAR Steam Cookers
Commercial | Com ¦ Ozone Laundry Treatment | 2023 | SC B | MW | After Competition Groups | 0.24752 | 0 | 0 | 493.3099 | 0.00050176 | 49 | Commercial_2023_SC B_MW_After Competition Groups_49 | Ozone Laundry Treatment | 0.05018% | 0 | 0.24752 | Commercial_2023_SC B_MW_After Competition Groups_Ozone Laundry Treatment
Commercial | Com ¦ ENERGY STAR Dishwasher | 2023 | SC B | MW | After Competition Groups | 0.23476 | 0 | 0 | 493.3099 | 0.00047589 | 50 | Commercial_2023_SC B_MW_After Competition Groups_50 | ENERGY STAR Dishwasher | 0.04759% | 0 | 0.23476 | Commercial_2023_SC B_MW_After Competition Groups_ENERGY STAR Dishwasher
Commercial | Com ¦ ECM MOTORS FOR HVAC APPLICATION (FAN-POWERED VAV BOX) | 2023 | SC B | MW | After Competition Groups | 0.10171 | 0 | 0 | 493.3099 | 0.00020617 | 51 | Commercial_2023_SC B_MW_After Competition Groups_51 | ECM MOTORS FOR HVAC APPLICATION (FAN-POWERED VAV BOX) | 0.02062% | 0 | 0.10171 | Commercial_2023_SC B_MW_After Competition Groups_ECM MOTORS FOR HVAC APPLICATION (FAN-POWERED VAV BOX)
Commercial | Com ¦ Condensing Make Up Air Unit | 2023 | SC B | MW | After Competition Groups | 0.058428 | 0 | 0 | 493.3099 | 0.00011844 | 52 | Commercial_2023_SC B_MW_After Competition Groups_52 | Condensing Make Up Air Unit | 0.01184% | 0 | 0.058428 | Commercial_2023_SC B_MW_After Competition Groups_Condensing Make Up Air Unit
Commercial | Com ¦ Auto Off Time Switch or Time Clock control | 2023 | SC B | MW | After Competition Groups | 0.056256 | 0 | 0 | 493.3099 | 0.00011404 | 53 | Commercial_2023_SC B_MW_After Competition Groups_53 | Auto Off Time Switch or Time Clock control | 0.0114% | 0 | 0.056256 | Commercial_2023_SC B_MW_After Competition Groups_Auto Off Time Switch or Time Clock control
Commercial | Com ¦ Demand controlled Circulating Systems | 2023 | SC B | MW | After Competition Groups | 0.056052 | 0 | 0 | 493.3099 | 0.00011362 | 54 | Commercial_2023_SC B_MW_After Competition Groups_54 | Demand controlled Circulating Systems | 0.01136% | 0 | 0.056052 | Commercial_2023_SC B_MW_After Competition Groups_Demand controlled Circulating Systems
Commercial | COM ¦ Ductless Mini-Split Heat Pumps | 2023 | SC B | MW | After Competition Groups | 0.051295 | 0 | 0 | 493.3099 | 0.00010398 | 55 | Commercial_2023_SC B_MW_After Competition Groups_55 | Ductless Mini-Split Heat Pumps | 0.0104% | 0 | 0.051295 | Commercial_2023_SC B_MW_After Competition Groups_Ductless Mini-Split Heat Pumps
Commercial | Com ¦ CEE Tier 2/Energy Star Clothes Washers | 2023 | SC B | MW | After Competition Groups | 0.049787 | 0 | 0 | 493.3099 | 0.00010093 | 56 | Commercial_2023_SC B_MW_After Competition Groups_56 | CEE Tier 2/Energy Star Clothes Washers | 0.01009% | 0 | 0.049787 | Commercial_2023_SC B_MW_After Competition Groups_CEE Tier 2/Energy Star Clothes Washers
Commercial | Com ¦ PTAC (12 EER/10,000 BTU) | 2023 | SC B | MW | After Competition Groups | 0.047415 | 0 | 0 | 493.3099 | 9.6116e-05 | 57 | Commercial_2023_SC B_MW_After Competition Groups_57 | PTAC (12 EER/10,000 BTU) | 0.009612% | 0 | 0.047415 | Commercial_2023_SC B_MW_After Competition Groups_PTAC (12 EER/10,000 BTU)
Commercial | Com ¦ HVAC Optimization | 2023 | SC B | MW | After Competition Groups | 0.044438 | 0 | 0 | 493.3099 | 9.0082e-05 | 58 | Commercial_2023_SC B_MW_After Competition Groups_58 | HVAC Optimization | 0.009008% | 0 | 0.044438 | Commercial_2023_SC B_MW_After Competition Groups_HVAC Optimization
Commercial | Com ¦ Low Flow Pre-Rinse Spray Nozzle | 2023 | SC B | MW | After Competition Groups | 0.031829 | 0 | 0 | 493.3099 | 6.4522e-05 | 59 | Commercial_2023_SC B_MW_After Competition Groups_59 | Low Flow Pre-Rinse Spray Nozzle | 0.006452% | 0 | 0.031829 | Commercial_2023_SC B_MW_After Competition Groups_Low Flow Pre-Rinse Spray Nozzle
Commercial | Com ¦ Notched V belts for HVAC Systems | 2023 | SC B | MW | After Competition Groups | 0.026495 | 0 | 0 | 493.3099 | 5.3709e-05 | 60 | Commercial_2023_SC B_MW_After Competition Groups_60 | Notched V belts for HVAC Systems | 0.005371% | 0 | 0.026495 | Commercial_2023_SC B_MW_After Competition Groups_Notched V belts for HVAC Systems
Commercial | Com ¦ Solar Water Preheat (Pools/DHW) | 2023 | SC B | MW | After Competition Groups | 0.020364 | 0 | 0 | 493.3099 | 4.128e-05 | 61 | Commercial_2023_SC B_MW_After Competition Groups_61 | Solar Water Preheat (Pools/DHW) | 0.004128% | 0 | 0.020364 | Commercial_2023_SC B_MW_After Competition Groups_Solar Water Preheat (Pools/DHW)
Commercial | Com ¦ Wall Insulation | 2023 | SC B | MW | After Competition Groups | 0.019606 | 0 | 0 | 493.3099 | 3.9745e-05 | 62 | Commercial_2023_SC B_MW_After Competition Groups_62 | Wall Insulation | 0.003974% | 0 | 0.019606 | Commercial_2023_SC B_MW_After Competition Groups_Wall Insulation
Commercial | Com ¦ Condensing Unit Heaters or other Efficient Unit Heating System | 2023 | SC B | MW | After Competition Groups | 0.018642 | 0 | 0 | 493.3099 | 3.7789e-05 | 63 | Commercial_2023_SC B_MW_After Competition Groups_63 | Condensing Unit Heaters or other Efficient Unit Heating System | 0.003779% | 0 | 0.018642 | Commercial_2023_SC B_MW_After Competition Groups_Condensing Unit Heaters or other Efficient Unit Heating System
Commercial | Com ¦ Commercial Hot Food Holding Cabinets | 2023 | SC B | MW | After Competition Groups | 0.014631 | 0 | 0 | 493.3099 | 2.9658e-05 | 64 | Commercial_2023_SC B_MW_After Competition Groups_64 | Commercial Hot Food Holding Cabinets | 0.002966% | 0 | 0.014631 | Commercial_2023_SC B_MW_After Competition Groups_Commercial Hot Food Holding Cabinets
Commercial | Com ¦ High Efficiency Chiller (avg of water and air cooled) | 2023 | SC B | MW | After Competition Groups | 0.0085284 | 0 | 0 | 493.3099 | 1.7288e-05 | 65 | Commercial_2023_SC B_MW_After Competition Groups_65 | High Efficiency Chiller (avg of water and air cooled) | 0.001729% | 0 | 0.0085284 | Commercial_2023_SC B_MW_After Competition Groups_High Efficiency Chiller (avg of water and air cooled)
Commercial | Com ¦ VSD Air Compressor | 2023 | SC B | MW | After Competition Groups | 0.0067603 | 0 | 0 | 493.3099 | 1.3704e-05 | 66 | Commercial_2023_SC B_MW_After Competition Groups_66 | VSD Air Compressor | 0.00137% | 0 | 0.0067603 | Commercial_2023_SC B_MW_After Competition Groups_VSD Air Compressor
Commercial | Com ¦ Room AC (w/ louvered sides) 14 SEER from 12 SEER code | 2023 | SC B | MW | After Competition Groups | 0.0054754 | 0 | 0 | 493.3099 | 1.1099e-05 | 67 | Commercial_2023_SC B_MW_After Competition Groups_67 | Room AC (w/ louvered sides) 14 SEER from 12 SEER code | 0.00111% | 0 | 0.0054754 | Commercial_2023_SC B_MW_After Competition Groups_Room AC (w/ louvered sides) 14 SEER from 12 SEER code
Commercial | Com ¦ Energy Recovery Ventilation and Ventilation (Enhanced) | 2023 | SC B | MW | After Competition Groups | 0.0044197 | 0 | 0 | 493.3099 | 8.9593e-06 | 68 | Commercial_2023_SC B_MW_After Competition Groups_68 | Energy Recovery Ventilation and Ventilation (Enhanced) | 0.0008959% | 0 | 0.0044197 | Commercial_2023_SC B_MW_After Competition Groups_Energy Recovery Ventilation and Ventilation (Enhanced)
Commercial | Com ¦ Air Curtains | 2023 | SC B | MW | After Competition Groups | 0.0022078 | 0 | 0 | 493.3099 | 4.4755e-06 | 69 | Commercial_2023_SC B_MW_After Competition Groups_69 | Air Curtains | 0.0004475% | 0 | 0.0022078 | Commercial_2023_SC B_MW_After Competition Groups_Air Curtains
Commercial | Com ¦ High Efficiency Small Instantaneous Water Heater | 2023 | SC B | MW | After Competition Groups | 0.0014512 | 0 | 0 | 493.3099 | 2.9418e-06 | 70 | Commercial_2023_SC B_MW_After Competition Groups_70 | High Efficiency Small Instantaneous Water Heater | 0.0002942% | 0 | 0.0014512 | Commercial_2023_SC B_MW_After Competition Groups_High Efficiency Small Instantaneous Water Heater
Commercial | Com ¦ EC Plug Fan for Data Center (under cabinet) | 2023 | SC B | MW | After Competition Groups | 0.00065652 | 0 | 0 | 493.3099 | 1.3308e-06 | 71 | Commercial_2023_SC B_MW_After Competition Groups_71 | EC Plug Fan for Data Center (under cabinet) | 0.0001331% | 0 | 0.00065652 | Commercial_2023_SC B_MW_After Competition Groups_EC Plug Fan for Data Center (under cabinet)
Commercial | Com ¦ Electric Convection Combination Ovens | 2023 | SC B | MW | After Competition Groups | 0.0001206 | 0 | 0 | 493.3099 | 2.4447e-07 | 72 | Commercial_2023_SC B_MW_After Competition Groups_72 | Electric Convection Combination Ovens | 2.445e-05% | 0 | 0.0001206 | Commercial_2023_SC B_MW_After Competition Groups_Electric Convection Combination Ovens
Commercial | Com ¦ LLLC - Low Impact Application | 2023 | SC B | MW | After Competition Groups | 2.3022e-19 | 0 | 0 | 493.3099 | 4.6668e-22 | 73 | Commercial_2023_SC B_MW_After Competition Groups_73 | LLLC - Low Impact Application | 4.667e-20% | 0 | 2.3022e-19 | Commercial_2023_SC B_MW_After Competition Groups_LLLC - Low Impact Application
Commercial | Com ¦ LLLC - High Impact Application | 2023 | SC B | MW | After Competition Groups | 7.5593e-20 | 0 | 0 | 493.3099 | 1.5324e-22 | 74 | Commercial_2023_SC B_MW_After Competition Groups_74 | LLLC - High Impact Application | 1.532e-20% | 0 | 7.5593e-20 | Commercial_2023_SC B_MW_After Competition Groups_LLLC - High Impact Application
Commercial | Com ¦ Networked/Connected - High Impact Application | 2023 | SC B | MW | After Competition Groups | 6.0364e-22 | 0 | 0 | 493.3099 | 1.2236e-24 | 75 | Commercial_2023_SC B_MW_After Competition Groups_75 | Networked/Connected - High Impact Application | 1.224e-22% | 0 | 6.0364e-22 | Commercial_2023_SC B_MW_After Competition Groups_Networked/Connected - High Impact Application
Commercial | Com ¦ Networked/Connected - Low Impact Application | 2023 | SC B | MW | After Competition Groups | 2.3107e-22 | 0 | 0 | 493.3099 | 4.6841e-25 | 76 | Commercial_2023_SC B_MW_After Competition Groups_76 | Networked/Connected - Low Impact Application | 4.684e-23% | 0 | 2.3107e-22 | Commercial_2023_SC B_MW_After Competition Groups_Networked/Connected - Low Impact Application
Commercial | Com ¦ Efficient compressor motor | 2023 | SC B | MW | After Competition Groups | 0 | 0 | 0 | 493.3099 | 0 | 77 | Commercial_2023_SC B_MW_After Competition Groups_77 | Efficient compressor motor | 0% | 0 | 0 | Commercial_2023_SC B_MW_After Competition Groups_Efficient compressor motor
Commercial | Com ¦ Indoor Daylight Sensors/Photocell Dimming Control | 2023 | SC B | MW | After Competition Groups | 0 | 0 | 0 | 493.3099 | 0 | 78 | Commercial_2023_SC B_MW_After Competition Groups_78 | Indoor Daylight Sensors/Photocell Dimming Control | 0% | 0 | 0 | Commercial_2023_SC B_MW_After Competition Groups_Indoor Daylight Sensors/Photocell Dimming Control
Commercial | Com ¦ LED RECESSED DOWNLIGHTS | 2023 | SC B | MW | After Competition Groups | 0 | 0 | 0 | 493.3099 | 0 | 79 | Commercial_2023_SC B_MW_After Competition Groups_79 | LED RECESSED DOWNLIGHTS | 0% | 0 | 0 | Commercial_2023_SC B_MW_After Competition Groups_LED RECESSED DOWNLIGHTS
Commercial | Com ¦ Variable Refrigerant Flow Heat Pump | 2023 | SC B | MW | After Competition Groups | 0 | 0 | 0 | 493.3099 | 0 | 80 | Commercial_2023_SC B_MW_After Competition Groups_80 | Variable Refrigerant Flow Heat Pump | 0% | 0 | 0 | Commercial_2023_SC B_MW_After Competition Groups_Variable Refrigerant Flow Heat Pump
Commercial | Com ¦ ENERGY STAR LED LAMPS (REFLECTOR LAMPs/MR16/PAR 16) | 2023 | SC C | MW | After Competition Groups | 68.3333 | 0 | 0 | 360.8622 | 0.18936 | 1 | Commercial_2023_SC C_MW_After Competition Groups_1 | ENERGY STAR LED LAMPS (REFLECTOR LAMPs/MR16/PAR 16) | 18.94% | 0 | 68.3333 | Commercial_2023_SC C_MW_After Competition Groups_ENERGY STAR LED LAMPS (REFLECTOR LAMPs/MR16/PAR 16)
Commercial | Com ¦ LED Low/High Bay | 2023 | SC C | MW | After Competition Groups | 40.2934 | 0 | 0 | 360.8622 | 0.11166 | 2 | Commercial_2023_SC C_MW_After Competition Groups_2 | LED Low/High Bay | 11.17% | 0 | 40.2934 | Commercial_2023_SC C_MW_After Competition Groups_LED Low/High Bay
Commercial | Com ¦ LED Troffer/Surface/Suspended | 2023 | SC C | MW | After Competition Groups | 39.7252 | 0 | 0 | 360.8622 | 0.11008 | 3 | Commercial_2023_SC C_MW_After Competition Groups_3 | LED Troffer/Surface/Suspended | 11.01% | 0 | 39.7252 | Commercial_2023_SC C_MW_After Competition Groups_LED Troffer/Surface/Suspended
Commercial | Com ¦ LED Replacement Lamp (Tube) | 2023 | SC C | MW | After Competition Groups | 29.6239 | 0 | 0 | 360.8622 | 0.082092 | 4 | Commercial_2023_SC C_MW_After Competition Groups_4 | LED Replacement Lamp (Tube) | 8.209% | 0 | 29.6239 | Commercial_2023_SC C_MW_After Competition Groups_LED Replacement Lamp (Tube)
Commercial | Com ¦ High Efficiency Air Source Heat Pump | 2023 | SC C | MW | After Competition Groups | 21.6181 | 0 | 0 | 360.8622 | 0.059907 | 5 | Commercial_2023_SC C_MW_After Competition Groups_5 | High Efficiency Air Source Heat Pump | 5.991% | 0 | 21.6181 | Commercial_2023_SC C_MW_After Competition Groups_High Efficiency Air Source Heat Pump
Commercial | Com ¦ Building Recommissioning, Operations and Maintenance (O&M) Improvements | 2023 | SC C | MW | After Competition Groups | 16.0806 | 0 | 0 | 360.8622 | 0.044562 | 6 | Commercial_2023_SC C_MW_After Competition Groups_6 | Building Recommissioning, Operations and Maintenance (O&M) Improvements | 4.456% | 0 | 16.0806 | Commercial_2023_SC C_MW_After Competition Groups_Building Recommissioning, Operations and Maintenance (O&M) Improvements
Commercial | Com ¦ Education and Capacity Building/Energy Behavior | 2023 | SC C | MW | After Competition Groups | 14.2556 | 0 | 0 | 360.8622 | 0.039504 | 7 | Commercial_2023_SC C_MW_After Competition Groups_7 | Education and Capacity Building/Energy Behavior | 3.95% | 0 | 14.2556 | Commercial_2023_SC C_MW_After Competition Groups_Education and Capacity Building/Energy Behavior
Commercial | Com ¦ Data Center Storage/Server Virtualization | 2023 | SC C | MW | After Competition Groups | 13.3701 | 0 | 0 | 360.8622 | 0.037051 | 8 | Commercial_2023_SC C_MW_After Competition Groups_8 | Data Center Storage/Server Virtualization | 3.705% | 0 | 13.3701 | Commercial_2023_SC C_MW_After Competition Groups_Data Center Storage/Server Virtualization
Commercial | Com ¦ LED or Equivalent Sign Lighting | 2023 | SC C | MW | After Competition Groups | 12.0595 | 0 | 0 | 360.8622 | 0.033418 | 9 | Commercial_2023_SC C_MW_After Competition Groups_9 | LED or Equivalent Sign Lighting | 3.342% | 0 | 12.0595 | Commercial_2023_SC C_MW_After Competition Groups_LED or Equivalent Sign Lighting
Commercial | Com ¦ Advanced BAS/Controllers | 2023 | SC C | MW | After Competition Groups | 10.0128 | 0 | 0 | 360.8622 | 0.027747 | 10 | Commercial_2023_SC C_MW_After Competition Groups_10 | Advanced BAS/Controllers | 2.775% | 0 | 10.0128 | Commercial_2023_SC C_MW_After Competition Groups_Advanced BAS/Controllers
Commercial | Com ¦ ENERGY STAR LED LAMPS (General Service Lamps) | 2023 | SC C | MW | After Competition Groups | 9.9809 | 0 | 0 | 360.8622 | 0.027659 | 11 | Commercial_2023_SC C_MW_After Competition Groups_11 | ENERGY STAR LED LAMPS (General Service Lamps) | 2.766% | 0 | 9.9809 | Commercial_2023_SC C_MW_After Competition Groups_ENERGY STAR LED LAMPS (General Service Lamps)
Commercial | Com ¦ Unitary Air-Conditioning Unit | 2023 | SC C | MW | After Competition Groups | 8.634 | 0 | 0 | 360.8622 | 0.023926 | 12 | Commercial_2023_SC C_MW_After Competition Groups_12 | Unitary Air-Conditioning Unit | 2.393% | 0 | 8.634 | Commercial_2023_SC C_MW_After Competition Groups_Unitary Air-Conditioning Unit
Commercial | Com ¦ Reach-in Shaded Pole to ECM/PSC Evaporator Fan Motor | 2023 | SC C | MW | After Competition Groups | 8.4664 | 0 | 0 | 360.8622 | 0.023461 | 13 | Commercial_2023_SC C_MW_After Competition Groups_13 | Reach-in Shaded Pole to ECM/PSC Evaporator Fan Motor | 2.346% | 0 | 8.4664 | Commercial_2023_SC C_MW_After Competition Groups_Reach-in Shaded Pole to ECM/PSC Evaporator Fan Motor
Commercial | Com ¦ Adaptive Thermostats | 2023 | SC C | MW | After Competition Groups | 6.7046 | 0 | 0 | 360.8622 | 0.018579 | 14 | Commercial_2023_SC C_MW_After Competition Groups_14 | Adaptive Thermostats | 1.858% | 0 | 6.7046 | Commercial_2023_SC C_MW_After Competition Groups_Adaptive Thermostats
Commercial | Com ¦ Strip Curtains | 2023 | SC C | MW | After Competition Groups | 5.8636 | 0 | 0 | 360.8622 | 0.016249 | 15 | Commercial_2023_SC C_MW_After Competition Groups_15 | Strip Curtains | 1.625% | 0 | 5.8636 | Commercial_2023_SC C_MW_After Competition Groups_Strip Curtains
Commercial | Com ¦ Chilled Water Optimization | 2023 | SC C | MW | After Competition Groups | 5.4201 | 0 | 0 | 360.8622 | 0.01502 | 16 | Commercial_2023_SC C_MW_After Competition Groups_16 | Chilled Water Optimization | 1.502% | 0 | 5.4201 | Commercial_2023_SC C_MW_After Competition Groups_Chilled Water Optimization
Commercial | Com ¦ Furnace Tune-Up | 2023 | SC C | MW | After Competition Groups | 4.4266 | 0 | 0 | 360.8622 | 0.012267 | 17 | Commercial_2023_SC C_MW_After Competition Groups_17 | Furnace Tune-Up | 1.227% | 0 | 4.4266 | Commercial_2023_SC C_MW_After Competition Groups_Furnace Tune-Up
Commercial | Com ¦ Refrigerated Display Case Doors | 2023 | SC C | MW | After Competition Groups | 4.372 | 0 | 0 | 360.8622 | 0.012115 | 18 | Commercial_2023_SC C_MW_After Competition Groups_18 | Refrigerated Display Case Doors | 1.212% | 0 | 4.372 | Commercial_2023_SC C_MW_After Competition Groups_Refrigerated Display Case Doors
Commercial | Com ¦ Centrally controlled desktop PC/NETWORK PC POWER MANAGEMENT SOFTWARE | 2023 | SC C | MW | After Competition Groups | 3.5942 | 0 | 0 | 360.8622 | 0.00996 | 19 | Commercial_2023_SC C_MW_After Competition Groups_19 | Centrally controlled desktop PC/NETWORK PC POWER MANAGEMENT SOFTWARE | 0.996% | 0 | 3.5942 | Commercial_2023_SC C_MW_After Competition Groups_Centrally controlled desktop PC/NETWORK PC POWER MANAGEMENT SOFTWARE
Commercial | Com ¦ Demand Control Ventilation | 2023 | SC C | MW | After Competition Groups | 3.3763 | 0 | 0 | 360.8622 | 0.0093561 | 20 | Commercial_2023_SC C_MW_After Competition Groups_20 | Demand Control Ventilation | 0.9356% | 0 | 3.3763 | Commercial_2023_SC C_MW_After Competition Groups_Demand Control Ventilation
Commercial | Com ¦ LED EXTERIOR AREA LIGHTS - LED fixture (200W) | 2023 | SC C | MW | After Competition Groups | 3.2176 | 0 | 0 | 360.8622 | 0.0089163 | 21 | Commercial_2023_SC C_MW_After Competition Groups_21 | LED EXTERIOR AREA LIGHTS - LED fixture (200W) | 0.8916% | 0 | 3.2176 | Commercial_2023_SC C_MW_After Competition Groups_LED EXTERIOR AREA LIGHTS - LED fixture (200W)
Commercial | Com ¦ LED parking lot fixture | 2023 | SC C | MW | After Competition Groups | 3.192 | 0 | 0 | 360.8622 | 0.0088455 | 22 | Commercial_2023_SC C_MW_After Competition Groups_22 | LED parking lot fixture | 0.8846% | 0 | 3.192 | Commercial_2023_SC C_MW_After Competition Groups_LED parking lot fixture
Commercial | Com ¦ Variable Frequency Drive (VFD) | 2023 | SC C | MW | After Competition Groups | 3.1165 | 0 | 0 | 360.8622 | 0.0086361 | 23 | Commercial_2023_SC C_MW_After Competition Groups_23 | Variable Frequency Drive (VFD) | 0.8636% | 0 | 3.1165 | Commercial_2023_SC C_MW_After Competition Groups_Variable Frequency Drive (VFD)
Commercial | Com ¦ Refrigerated Display Case LED | 2023 | SC C | MW | After Competition Groups | 2.9536 | 0 | 0 | 360.8622 | 0.0081847 | 24 | Commercial_2023_SC C_MW_After Competition Groups_24 | Refrigerated Display Case LED | 0.8185% | 0 | 2.9536 | Commercial_2023_SC C_MW_After Competition Groups_Refrigerated Display Case LED
Commercial | Com ¦ VFD on Pumps | 2023 | SC C | MW | After Competition Groups | 2.9106 | 0 | 0 | 360.8622 | 0.0080656 | 25 | Commercial_2023_SC C_MW_After Competition Groups_25 | VFD on Pumps | 0.8066% | 0 | 2.9106 | Commercial_2023_SC C_MW_After Competition Groups_VFD on Pumps
Commercial | Com ¦ LED street light fixture | 2023 | SC C | MW | After Competition Groups | 1.8254 | 0 | 0 | 360.8622 | 0.0050584 | 26 | Commercial_2023_SC C_MW_After Competition Groups_26 | LED street light fixture | 0.5058% | 0 | 1.8254 | Commercial_2023_SC C_MW_After Competition Groups_LED street light fixture
Commercial | Com ¦ Air Handler with Dedicated Outdoor Air Systems | 2023 | SC C | MW | After Competition Groups | 1.7668 | 0 | 0 | 360.8622 | 0.0048961 | 27 | Commercial_2023_SC C_MW_After Competition Groups_27 | Air Handler with Dedicated Outdoor Air Systems | 0.4896% | 0 | 1.7668 | Commercial_2023_SC C_MW_After Competition Groups_Air Handler with Dedicated Outdoor Air Systems
Commercial | Com ¦ ENERGY STAR Griddle (74% eff) | 2023 | SC C | MW | After Competition Groups | 1.6849 | 0 | 0 | 360.8622 | 0.0046692 | 28 | Commercial_2023_SC C_MW_After Competition Groups_28 | ENERGY STAR Griddle (74% eff) | 0.4669% | 0 | 1.6849 | Commercial_2023_SC C_MW_After Competition Groups_ENERGY STAR Griddle (74% eff)
Commercial | Com ¦ ECM MOTORS FOR EVAPORATOR FANS for refrigeration (WALK-IN) | 2023 | SC C | MW | After Competition Groups | 1.5969 | 0 | 0 | 360.8622 | 0.0044253 | 29 | Commercial_2023_SC C_MW_After Competition Groups_29 | ECM MOTORS FOR EVAPORATOR FANS for refrigeration (WALK-IN) | 0.4425% | 0 | 1.5969 | Commercial_2023_SC C_MW_After Competition Groups_ECM MOTORS FOR EVAPORATOR FANS for refrigeration (WALK-IN)
Commercial | Com ¦ Freezer Case Light Sensor | 2023 | SC C | MW | After Competition Groups | 1.3776 | 0 | 0 | 360.8622 | 0.0038174 | 30 | Commercial_2023_SC C_MW_After Competition Groups_30 | Freezer Case Light Sensor | 0.3817% | 0 | 1.3776 | Commercial_2023_SC C_MW_After Competition Groups_Freezer Case Light Sensor
Commercial | Com ¦ Evaporator Fan Controls | 2023 | SC C | MW | After Competition Groups | 1.3421 | 0 | 0 | 360.8622 | 0.0037191 | 31 | Commercial_2023_SC C_MW_After Competition Groups_31 | Evaporator Fan Controls | 0.3719% | 0 | 1.3421 | Commercial_2023_SC C_MW_After Competition Groups_Evaporator Fan Controls
Commercial | Com ¦ Demand Control Kitchen Ventilation | 2023 | SC C | MW | After Competition Groups | 1.1848 | 0 | 0 | 360.8622 | 0.0032834 | 32 | Commercial_2023_SC C_MW_After Competition Groups_32 | Demand Control Kitchen Ventilation | 0.3283% | 0 | 1.1848 | Commercial_2023_SC C_MW_After Competition Groups_Demand Control Kitchen Ventilation
Commercial | Com ¦ Occupancy Sensors | 2023 | SC C | MW | After Competition Groups | 1.0681 | 0 | 0 | 360.8622 | 0.0029597 | 33 | Commercial_2023_SC C_MW_After Competition Groups_33 | Occupancy Sensors | 0.296% | 0 | 1.0681 | Commercial_2023_SC C_MW_After Competition Groups_Occupancy Sensors
Commercial | Com ¦ Duct Insulation, R8 | 2023 | SC C | MW | After Competition Groups | 0.82122 | 0 | 0 | 360.8622 | 0.0022757 | 34 | Commercial_2023_SC C_MW_After Competition Groups_34 | Duct Insulation, R8 | 0.2276% | 0 | 0.82122 | Commercial_2023_SC C_MW_After Competition Groups_Duct Insulation, R8
Commercial | Com ¦ Water Source Heat Pump (4 ton) | 2023 | SC C | MW | After Competition Groups | 0.71316 | 0 | 0 | 360.8622 | 0.0019763 | 35 | Commercial_2023_SC C_MW_After Competition Groups_35 | Water Source Heat Pump (4 ton) | 0.1976% | 0 | 0.71316 | Commercial_2023_SC C_MW_After Competition Groups_Water Source Heat Pump (4 ton)
Commercial | Com ¦ Temperature Adjustment in Commercial Freezers | 2023 | SC C | MW | After Competition Groups | 0.49115 | 0 | 0 | 360.8622 | 0.001361 | 36 | Commercial_2023_SC C_MW_After Competition Groups_36 | Temperature Adjustment in Commercial Freezers | 0.1361% | 0 | 0.49115 | Commercial_2023_SC C_MW_After Competition Groups_Temperature Adjustment in Commercial Freezers
Commercial | Com ¦ ENERGY STAR Fryer (84% eff) | 2023 | SC C | MW | After Competition Groups | 0.4892 | 0 | 0 | 360.8622 | 0.0013556 | 37 | Commercial_2023_SC C_MW_After Competition Groups_37 | ENERGY STAR Fryer (84% eff) | 0.1356% | 0 | 0.4892 | Commercial_2023_SC C_MW_After Competition Groups_ENERGY STAR Fryer (84% eff)
Commercial | Com ¦ Elec Storage WH 2.30 Et | 2023 | SC C | MW | After Competition Groups | 0.46543 | 0 | 0 | 360.8622 | 0.0012898 | 38 | Commercial_2023_SC C_MW_After Competition Groups_38 | Elec Storage WH 2.30 Et | 0.129% | 0 | 0.46543 | Commercial_2023_SC C_MW_After Competition Groups_Elec Storage WH 2.30 Et
Commercial | Com ¦ Thermostat Setback | 2023 | SC C | MW | After Competition Groups | 0.4265 | 0 | 0 | 360.8622 | 0.0011819 | 39 | Commercial_2023_SC C_MW_After Competition Groups_39 | Thermostat Setback | 0.1182% | 0 | 0.4265 | Commercial_2023_SC C_MW_After Competition Groups_Thermostat Setback
Commercial | Com ¦ BEVERAGE VENDING MACHINE CONTROLS | 2023 | SC C | MW | After Competition Groups | 0.40863 | 0 | 0 | 360.8622 | 0.0011324 | 40 | Commercial_2023_SC C_MW_After Competition Groups_40 | BEVERAGE VENDING MACHINE CONTROLS | 0.1132% | 0 | 0.40863 | Commercial_2023_SC C_MW_After Competition Groups_BEVERAGE VENDING MACHINE CONTROLS
Commercial | Com ¦ CO Sensors for parking garage exhaust fans | 2023 | SC C | MW | After Competition Groups | 0.40693 | 0 | 0 | 360.8622 | 0.0011277 | 41 | Commercial_2023_SC C_MW_After Competition Groups_41 | CO Sensors for parking garage exhaust fans | 0.1128% | 0 | 0.40693 | Commercial_2023_SC C_MW_After Competition Groups_CO Sensors for parking garage exhaust fans
Commercial | Com ¦ Vertical Night Covers | 2023 | SC C | MW | After Competition Groups | 0.40576 | 0 | 0 | 360.8622 | 0.0011244 | 42 | Commercial_2023_SC C_MW_After Competition Groups_42 | Vertical Night Covers | 0.1124% | 0 | 0.40576 | Commercial_2023_SC C_MW_After Competition Groups_Vertical Night Covers
Commercial | Com ¦ Door Gasket Freezer/Refrigerator | 2023 | SC C | MW | After Competition Groups | 0.39163 | 0 | 0 | 360.8622 | 0.0010853 | 43 | Commercial_2023_SC C_MW_After Competition Groups_43 | Door Gasket Freezer/Refrigerator | 0.1085% | 0 | 0.39163 | Commercial_2023_SC C_MW_After Competition Groups_Door Gasket Freezer/Refrigerator
Commercial | Com ¦ Energy Efficient Laboratory Fume Hood | 2023 | SC C | MW | After Competition Groups | 0.37122 | 0 | 0 | 360.8622 | 0.0010287 | 44 | Commercial_2023_SC C_MW_After Competition Groups_44 | Energy Efficient Laboratory Fume Hood | 0.1029% | 0 | 0.37122 | Commercial_2023_SC C_MW_After Competition Groups_Energy Efficient Laboratory Fume Hood
Commercial | Com ¦ Outside Air Economizer | 2023 | SC C | MW | After Competition Groups | 0.36373 | 0 | 0 | 360.8622 | 0.001008 | 45 | Commercial_2023_SC C_MW_After Competition Groups_45 | Outside Air Economizer | 0.1008% | 0 | 0.36373 | Commercial_2023_SC C_MW_After Competition Groups_Outside Air Economizer
Commercial | Com ¦ ENERGY STAR Steam Cookers | 2023 | SC C | MW | After Competition Groups | 0.31193 | 0 | 0 | 360.8622 | 0.0008644 | 46 | Commercial_2023_SC C_MW_After Competition Groups_46 | ENERGY STAR Steam Cookers | 0.08644% | 0 | 0.31193 | Commercial_2023_SC C_MW_After Competition Groups_ENERGY STAR Steam Cookers
Commercial | Com ¦ Water Heating (DHW) Pipe Insulation (Add 3/4\ Foam)" | 2023 | SC C | MW | After Competition Groups | 0.31146 | 0 | 0 | 360.8622 | 0.00086311 | 47 | Commercial_2023_SC C_MW_After Competition Groups_47 | Water Heating (DHW) Pipe Insulation (Add 3/4\ Foam)" | 0.08631% | 0 | 0.31146 | Commercial_2023_SC C_MW_After Competition Groups_Water Heating (DHW) Pipe Insulation (Add 3/4\ Foam)"
Commercial | Com ¦ ENERGY STAR Dishwasher | 2023 | SC C | MW | After Competition Groups | 0.21719 | 0 | 0 | 360.8622 | 0.00060187 | 48 | Commercial_2023_SC C_MW_After Competition Groups_48 | ENERGY STAR Dishwasher | 0.06019% | 0 | 0.21719 | Commercial_2023_SC C_MW_After Competition Groups_ENERGY STAR Dishwasher
Commercial | Com ¦ Suction Pipe Insulation Freezer/Refrigerator | 2023 | SC C | MW | After Competition Groups | 0.21121 | 0 | 0 | 360.8622 | 0.0005853 | 49 | Commercial_2023_SC C_MW_After Competition Groups_49 | Suction Pipe Insulation Freezer/Refrigerator | 0.05853% | 0 | 0.21121 | Commercial_2023_SC C_MW_After Competition Groups_Suction Pipe Insulation Freezer/Refrigerator
Commercial | Com ¦ Ozone Laundry Treatment | 2023 | SC C | MW | After Competition Groups | 0.09923 | 0 | 0 | 360.8622 | 0.00027498 | 50 | Commercial_2023_SC C_MW_After Competition Groups_50 | Ozone Laundry Treatment | 0.0275% | 0 | 0.09923 | Commercial_2023_SC C_MW_After Competition Groups_Ozone Laundry Treatment
Commercial | Com ¦ LLLC - High Impact Application | 2023 | SC C | MW | After Competition Groups | 0.085281 | 0 | 0 | 360.8622 | 0.00023632 | 51 | Commercial_2023_SC C_MW_After Competition Groups_51 | LLLC - High Impact Application | 0.02363% | 0 | 0.085281 | Commercial_2023_SC C_MW_After Competition Groups_LLLC - High Impact Application
Commercial | Com ¦ LLLC - Low Impact Application | 2023 | SC C | MW | After Competition Groups | 0.055745 | 0 | 0 | 360.8622 | 0.00015448 | 52 | Commercial_2023_SC C_MW_After Competition Groups_52 | LLLC - Low Impact Application | 0.01545% | 0 | 0.055745 | Commercial_2023_SC C_MW_After Competition Groups_LLLC - Low Impact Application
Commercial | Com ¦ ECM MOTORS FOR HVAC APPLICATION (FAN-POWERED VAV BOX) | 2023 | SC C | MW | After Competition Groups | 0.047417 | 0 | 0 | 360.8622 | 0.0001314 | 53 | Commercial_2023_SC C_MW_After Competition Groups_53 | ECM MOTORS FOR HVAC APPLICATION (FAN-POWERED VAV BOX) | 0.01314% | 0 | 0.047417 | Commercial_2023_SC C_MW_After Competition Groups_ECM MOTORS FOR HVAC APPLICATION (FAN-POWERED VAV BOX)
Commercial | Com ¦ HVAC Optimization | 2023 | SC C | MW | After Competition Groups | 0.044438 | 0 | 0 | 360.8622 | 0.00012315 | 54 | Commercial_2023_SC C_MW_After Competition Groups_54 | HVAC Optimization | 0.01231% | 0 | 0.044438 | Commercial_2023_SC C_MW_After Competition Groups_HVAC Optimization
Commercial | Com ¦ CEE Tier 2/Energy Star Clothes Washers | 2023 | SC C | MW | After Competition Groups | 0.043001 | 0 | 0 | 360.8622 | 0.00011916 | 55 | Commercial_2023_SC C_MW_After Competition Groups_55 | CEE Tier 2/Energy Star Clothes Washers | 0.01192% | 0 | 0.043001 | Commercial_2023_SC C_MW_After Competition Groups_CEE Tier 2/Energy Star Clothes Washers
Commercial | Com ¦ Condensing Make Up Air Unit | 2023 | SC C | MW | After Competition Groups | 0.039352 | 0 | 0 | 360.8622 | 0.00010905 | 56 | Commercial_2023_SC C_MW_After Competition Groups_56 | Condensing Make Up Air Unit | 0.01091% | 0 | 0.039352 | Commercial_2023_SC C_MW_After Competition Groups_Condensing Make Up Air Unit
Commercial | COM ¦ Ductless Mini-Split Heat Pumps | 2023 | SC C | MW | After Competition Groups | 0.039131 | 0 | 0 | 360.8622 | 0.00010844 | 57 | Commercial_2023_SC C_MW_After Competition Groups_57 | Ductless Mini-Split Heat Pumps | 0.01084% | 0 | 0.039131 | Commercial_2023_SC C_MW_After Competition Groups_Ductless Mini-Split Heat Pumps
Commercial | Com ¦ Low Flow Pre-Rinse Spray Nozzle | 2023 | SC C | MW | After Competition Groups | 0.025302 | 0 | 0 | 360.8622 | 7.0115e-05 | 58 | Commercial_2023_SC C_MW_After Competition Groups_58 | Low Flow Pre-Rinse Spray Nozzle | 0.007012% | 0 | 0.025302 | Commercial_2023_SC C_MW_After Competition Groups_Low Flow Pre-Rinse Spray Nozzle
Commercial | Com ¦ Auto Off Time Switch or Time Clock control | 2023 | SC C | MW | After Competition Groups | 0.022228 | 0 | 0 | 360.8622 | 6.1597e-05 | 59 | Commercial_2023_SC C_MW_After Competition Groups_59 | Auto Off Time Switch or Time Clock control | 0.00616% | 0 | 0.022228 | Commercial_2023_SC C_MW_After Competition Groups_Auto Off Time Switch or Time Clock control
Commercial | Com ¦ Demand controlled Circulating Systems | 2023 | SC C | MW | After Competition Groups | 0.021112 | 0 | 0 | 360.8622 | 5.8506e-05 | 60 | Commercial_2023_SC C_MW_After Competition Groups_60 | Demand controlled Circulating Systems | 0.005851% | 0 | 0.021112 | Commercial_2023_SC C_MW_After Competition Groups_Demand controlled Circulating Systems
Commercial | Com ¦ PTAC (12 EER/10,000 BTU) | 2023 | SC C | MW | After Competition Groups | 0.017746 | 0 | 0 | 360.8622 | 4.9176e-05 | 61 | Commercial_2023_SC C_MW_After Competition Groups_61 | PTAC (12 EER/10,000 BTU) | 0.004918% | 0 | 0.017746 | Commercial_2023_SC C_MW_After Competition Groups_PTAC (12 EER/10,000 BTU)
Commercial | Com ¦ Notched V belts for HVAC Systems | 2023 | SC C | MW | After Competition Groups | 0.011066 | 0 | 0 | 360.8622 | 3.0666e-05 | 62 | Commercial_2023_SC C_MW_After Competition Groups_62 | Notched V belts for HVAC Systems | 0.003067% | 0 | 0.011066 | Commercial_2023_SC C_MW_After Competition Groups_Notched V belts for HVAC Systems
Commercial | Com ¦ Commercial Hot Food Holding Cabinets | 2023 | SC C | MW | After Competition Groups | 0.010812 | 0 | 0 | 360.8622 | 2.9963e-05 | 63 | Commercial_2023_SC C_MW_After Competition Groups_63 | Commercial Hot Food Holding Cabinets | 0.002996% | 0 | 0.010812 | Commercial_2023_SC C_MW_After Competition Groups_Commercial Hot Food Holding Cabinets
Commercial | Com ¦ High Efficiency Chiller (avg of water and air cooled) | 2023 | SC C | MW | After Competition Groups | 0.008529 | 0 | 0 | 360.8622 | 2.3635e-05 | 64 | Commercial_2023_SC C_MW_After Competition Groups_64 | High Efficiency Chiller (avg of water and air cooled) | 0.002363% | 0 | 0.008529 | Commercial_2023_SC C_MW_After Competition Groups_High Efficiency Chiller (avg of water and air cooled)
Commercial | Com ¦ Solar Water Preheat (Pools/DHW) | 2023 | SC C | MW | After Competition Groups | 0.0076505 | 0 | 0 | 360.8622 | 2.1201e-05 | 65 | Commercial_2023_SC C_MW_After Competition Groups_65 | Solar Water Preheat (Pools/DHW) | 0.00212% | 0 | 0.0076505 | Commercial_2023_SC C_MW_After Competition Groups_Solar Water Preheat (Pools/DHW)
Commercial | Com ¦ Wall Insulation | 2023 | SC C | MW | After Competition Groups | 0.0073694 | 0 | 0 | 360.8622 | 2.0422e-05 | 66 | Commercial_2023_SC C_MW_After Competition Groups_66 | Wall Insulation | 0.002042% | 0 | 0.0073694 | Commercial_2023_SC C_MW_After Competition Groups_Wall Insulation
Commercial | Com ¦ Condensing Unit Heaters or other Efficient Unit Heating System | 2023 | SC C | MW | After Competition Groups | 0.007006 | 0 | 0 | 360.8622 | 1.9415e-05 | 67 | Commercial_2023_SC C_MW_After Competition Groups_67 | Condensing Unit Heaters or other Efficient Unit Heating System | 0.001941% | 0 | 0.007006 | Commercial_2023_SC C_MW_After Competition Groups_Condensing Unit Heaters or other Efficient Unit Heating System
Commercial | Com ¦ VSD Air Compressor | 2023 | SC C | MW | After Competition Groups | 0.0058104 | 0 | 0 | 360.8622 | 1.6101e-05 | 68 | Commercial_2023_SC C_MW_After Competition Groups_68 | VSD Air Compressor | 0.00161% | 0 | 0.0058104 | Commercial_2023_SC C_MW_After Competition Groups_VSD Air Compressor
Commercial | Com ¦ Air Curtains | 2023 | SC C | MW | After Competition Groups | 0.0056982 | 0 | 0 | 360.8622 | 1.579e-05 | 69 | Commercial_2023_SC C_MW_After Competition Groups_69 | Air Curtains | 0.001579% | 0 | 0.0056982 | Commercial_2023_SC C_MW_After Competition Groups_Air Curtains
Commercial | Com ¦ Room AC (w/ louvered sides) 14 SEER from 12 SEER code | 2023 | SC C | MW | After Competition Groups | 0.0020578 | 0 | 0 | 360.8622 | 5.7026e-06 | 70 | Commercial_2023_SC C_MW_After Competition Groups_70 | Room AC (w/ louvered sides) 14 SEER from 12 SEER code | 0.0005703% | 0 | 0.0020578 | Commercial_2023_SC C_MW_After Competition Groups_Room AC (w/ louvered sides) 14 SEER from 12 SEER code
Commercial | Com ¦ Energy Recovery Ventilation and Ventilation (Enhanced) | 2023 | SC C | MW | After Competition Groups | 0.0011525 | 0 | 0 | 360.8622 | 3.1937e-06 | 71 | Commercial_2023_SC C_MW_After Competition Groups_71 | Energy Recovery Ventilation and Ventilation (Enhanced) | 0.0003194% | 0 | 0.0011525 | Commercial_2023_SC C_MW_After Competition Groups_Energy Recovery Ventilation and Ventilation (Enhanced)
Commercial | Com ¦ EC Plug Fan for Data Center (under cabinet) | 2023 | SC C | MW | After Competition Groups | 0.00050024 | 0 | 0 | 360.8622 | 1.3862e-06 | 72 | Commercial_2023_SC C_MW_After Competition Groups_72 | EC Plug Fan for Data Center (under cabinet) | 0.0001386% | 0 | 0.00050024 | Commercial_2023_SC C_MW_After Competition Groups_EC Plug Fan for Data Center (under cabinet)
Commercial | Com ¦ Networked/Connected - High Impact Application | 2023 | SC C | MW | After Competition Groups | 0.00024002 | 0 | 0 | 360.8622 | 6.6512e-07 | 73 | Commercial_2023_SC C_MW_After Competition Groups_73 | Networked/Connected - High Impact Application | 6.651e-05% | 0 | 0.00024002 | Commercial_2023_SC C_MW_After Competition Groups_Networked/Connected - High Impact Application
Commercial | Com ¦ Electric Convection Combination Ovens | 2023 | SC C | MW | After Competition Groups | 0.00011122 | 0 | 0 | 360.8622 | 3.0822e-07 | 74 | Commercial_2023_SC C_MW_After Competition Groups_74 | Electric Convection Combination Ovens | 3.082e-05% | 0 | 0.00011122 | Commercial_2023_SC C_MW_After Competition Groups_Electric Convection Combination Ovens
Commercial | Com ¦ Networked/Connected - Low Impact Application | 2023 | SC C | MW | After Competition Groups | 1.1391e-05 | 0 | 0 | 360.8622 | 3.1566e-08 | 75 | Commercial_2023_SC C_MW_After Competition Groups_75 | Networked/Connected - Low Impact Application | 3.157e-06% | 0 | 1.1391e-05 | Commercial_2023_SC C_MW_After Competition Groups_Networked/Connected - Low Impact Application
Commercial | Com ¦ High Efficiency Small Instantaneous Water Heater | 2023 | SC C | MW | After Competition Groups | 7.1219e-06 | 0 | 0 | 360.8622 | 1.9736e-08 | 76 | Commercial_2023_SC C_MW_After Competition Groups_76 | High Efficiency Small Instantaneous Water Heater | 1.974e-06% | 0 | 7.1219e-06 | Commercial_2023_SC C_MW_After Competition Groups_High Efficiency Small Instantaneous Water Heater
Commercial | Com ¦ Efficient compressor motor | 2023 | SC C | MW | After Competition Groups | 0 | 0 | 0 | 360.8622 | 0 | 77 | Commercial_2023_SC C_MW_After Competition Groups_77 | Efficient compressor motor | 0% | 0 | 0 | Commercial_2023_SC C_MW_After Competition Groups_Efficient compressor motor
Commercial | Com ¦ Indoor Daylight Sensors/Photocell Dimming Control | 2023 | SC C | MW | After Competition Groups | 0 | 0 | 0 | 360.8622 | 0 | 78 | Commercial_2023_SC C_MW_After Competition Groups_78 | Indoor Daylight Sensors/Photocell Dimming Control | 0% | 0 | 0 | Commercial_2023_SC C_MW_After Competition Groups_Indoor Daylight Sensors/Photocell Dimming Control
Commercial | Com ¦ LED RECESSED DOWNLIGHTS | 2023 | SC C | MW | After Competition Groups | 0 | 0 | 0 | 360.8622 | 0 | 79 | Commercial_2023_SC C_MW_After Competition Groups_79 | LED RECESSED DOWNLIGHTS | 0% | 0 | 0 | Commercial_2023_SC C_MW_After Competition Groups_LED RECESSED DOWNLIGHTS
Commercial | Com ¦ Variable Refrigerant Flow Heat Pump | 2023 | SC C | MW | After Competition Groups | 0 | 0 | 0 | 360.8622 | 0 | 80 | Commercial_2023_SC C_MW_After Competition Groups_80 | Variable Refrigerant Flow Heat Pump | 0% | 0 | 0 | Commercial_2023_SC C_MW_After Competition Groups_Variable Refrigerant Flow Heat Pump
Commercial | Com ¦ ENERGY STAR LED LAMPS (REFLECTOR LAMPs/MR16/PAR 16) | 2023 | SC D | MW | After Competition Groups | 68.3314 | 5678062.5827 | 5.6781 | 336.2206 | 0.20323 | 1 | Commercial_2023_SC D_MW_After Competition Groups_1 | ENERGY STAR LED LAMPS (REFLECTOR LAMPs/MR16/PAR 16) | 20.32% | 5.6781 | 68.3314 | Commercial_2023_SC D_MW_After Competition Groups_ENERGY STAR LED LAMPS (REFLECTOR LAMPs/MR16/PAR 16)
Commercial | Com ¦ LED Low/High Bay | 2023 | SC D | MW | After Competition Groups | 33.7197 | 21304037.9109 | 21.304 | 336.2206 | 0.10029 | 2 | Commercial_2023_SC D_MW_After Competition Groups_2 | LED Low/High Bay | 10.03% | 21.304 | 33.7197 | Commercial_2023_SC D_MW_After Competition Groups_LED Low/High Bay
Commercial | Com ¦ LED Troffer/Surface/Suspended | 2023 | SC D | MW | After Competition Groups | 30.7549 | 27334841.5469 | 27.3348 | 336.2206 | 0.091472 | 3 | Commercial_2023_SC D_MW_After Competition Groups_3 | LED Troffer/Surface/Suspended | 9.147% | 27.3348 | 30.7549 | Commercial_2023_SC D_MW_After Competition Groups_LED Troffer/Surface/Suspended
Commercial | Com ¦ LED Replacement Lamp (Tube) | 2023 | SC D | MW | After Competition Groups | 29.6239 | 0 | 0 | 336.2206 | 0.088108 | 4 | Commercial_2023_SC D_MW_After Competition Groups_4 | LED Replacement Lamp (Tube) | 8.811% | 0 | 29.6239 | Commercial_2023_SC D_MW_After Competition Groups_LED Replacement Lamp (Tube)
Commercial | Com ¦ High Efficiency Air Source Heat Pump | 2023 | SC D | MW | After Competition Groups | 21.6181 | 911556.9424 | 0.91156 | 336.2206 | 0.064297 | 5 | Commercial_2023_SC D_MW_After Competition Groups_5 | High Efficiency Air Source Heat Pump | 6.43% | 0.91156 | 21.6181 | Commercial_2023_SC D_MW_After Competition Groups_High Efficiency Air Source Heat Pump
Commercial | Com ¦ Building Recommissioning, Operations and Maintenance (O&M) Improvements | 2023 | SC D | MW | After Competition Groups | 16.0297 | 3055953.1883 | 3.056 | 336.2206 | 0.047676 | 6 | Commercial_2023_SC D_MW_After Competition Groups_6 | Building Recommissioning, Operations and Maintenance (O&M) Improvements | 4.768% | 3.056 | 16.0297 | Commercial_2023_SC D_MW_After Competition Groups_Building Recommissioning, Operations and Maintenance (O&M) Improvements
Commercial | Com ¦ Education and Capacity Building/Energy Behavior | 2023 | SC D | MW | After Competition Groups | 14.2556 | 4340775.9651 | 4.3408 | 336.2206 | 0.0424 | 7 | Commercial_2023_SC D_MW_After Competition Groups_7 | Education and Capacity Building/Energy Behavior | 4.24% | 4.3408 | 14.2556 | Commercial_2023_SC D_MW_After Competition Groups_Education and Capacity Building/Energy Behavior
Commercial | Com ¦ Data Center Storage/Server Virtualization | 2023 | SC D | MW | After Competition Groups | 13.3701 | 0 | 0 | 336.2206 | 0.039766 | 8 | Commercial_2023_SC D_MW_After Competition Groups_8 | Data Center Storage/Server Virtualization | 3.977% | 0 | 13.3701 | Commercial_2023_SC D_MW_After Competition Groups_Data Center Storage/Server Virtualization
Commercial | Com ¦ Advanced BAS/Controllers | 2023 | SC D | MW | After Competition Groups | 10.537 | 2791874.0648 | 2.7919 | 336.2206 | 0.031339 | 9 | Commercial_2023_SC D_MW_After Competition Groups_9 | Advanced BAS/Controllers | 3.134% | 2.7919 | 10.537 | Commercial_2023_SC D_MW_After Competition Groups_Advanced BAS/Controllers
Commercial | Com ¦ ENERGY STAR LED LAMPS (General Service Lamps) | 2023 | SC D | MW | After Competition Groups | 9.9808 | 654231.33 | 0.65423 | 336.2206 | 0.029685 | 10 | Commercial_2023_SC D_MW_After Competition Groups_10 | ENERGY STAR LED LAMPS (General Service Lamps) | 2.969% | 0.65423 | 9.9808 | Commercial_2023_SC D_MW_After Competition Groups_ENERGY STAR LED LAMPS (General Service Lamps)
Commercial | Com ¦ LED or Equivalent Sign Lighting | 2023 | SC D | MW | After Competition Groups | 8.5159 | 1987018.1393 | 1.987 | 336.2206 | 0.025328 | 11 | Commercial_2023_SC D_MW_After Competition Groups_11 | LED or Equivalent Sign Lighting | 2.533% | 1.987 | 8.5159 | Commercial_2023_SC D_MW_After Competition Groups_LED or Equivalent Sign Lighting
Commercial | Com ¦ Reach-in Shaded Pole to ECM/PSC Evaporator Fan Motor | 2023 | SC D | MW | After Competition Groups | 8.4664 | 2269683.772 | 2.2697 | 336.2206 | 0.025181 | 12 | Commercial_2023_SC D_MW_After Competition Groups_12 | Reach-in Shaded Pole to ECM/PSC Evaporator Fan Motor | 2.518% | 2.2697 | 8.4664 | Commercial_2023_SC D_MW_After Competition Groups_Reach-in Shaded Pole to ECM/PSC Evaporator Fan Motor
Commercial | Com ¦ Unitary Air-Conditioning Unit | 2023 | SC D | MW | After Competition Groups | 7.501 | 2514955.635 | 2.515 | 336.2206 | 0.02231 | 13 | Commercial_2023_SC D_MW_After Competition Groups_13 | Unitary Air-Conditioning Unit | 2.231% | 2.515 | 7.501 | Commercial_2023_SC D_MW_After Competition Groups_Unitary Air-Conditioning Unit
Commercial | Com ¦ Adaptive Thermostats | 2023 | SC D | MW | After Competition Groups | 6.4213 | 2045451.9847 | 2.0455 | 336.2206 | 0.019098 | 14 | Commercial_2023_SC D_MW_After Competition Groups_14 | Adaptive Thermostats | 1.91% | 2.0455 | 6.4213 | Commercial_2023_SC D_MW_After Competition Groups_Adaptive Thermostats
Commercial | Com ¦ Strip Curtains | 2023 | SC D | MW | After Competition Groups | 5.8613 | 105925.0708 | 0.10593 | 336.2206 | 0.017433 | 15 | Commercial_2023_SC D_MW_After Competition Groups_15 | Strip Curtains | 1.743% | 0.10593 | 5.8613 | Commercial_2023_SC D_MW_After Competition Groups_Strip Curtains
Commercial | Com ¦ Chilled Water Optimization | 2023 | SC D | MW | After Competition Groups | 5.4201 | 1265064.5019 | 1.2651 | 336.2206 | 0.016121 | 16 | Commercial_2023_SC D_MW_After Competition Groups_16 | Chilled Water Optimization | 1.612% | 1.2651 | 5.4201 | Commercial_2023_SC D_MW_After Competition Groups_Chilled Water Optimization
Commercial | Com ¦ Furnace Tune-Up | 2023 | SC D | MW | After Competition Groups | 4.4266 | 67746.7051 | 0.067747 | 336.2206 | 0.013166 | 17 | Commercial_2023_SC D_MW_After Competition Groups_17 | Furnace Tune-Up | 1.317% | 0.067747 | 4.4266 | Commercial_2023_SC D_MW_After Competition Groups_Furnace Tune-Up
Commercial | Com ¦ Centrally controlled desktop PC/NETWORK PC POWER MANAGEMENT SOFTWARE | 2023 | SC D | MW | After Competition Groups | 3.5903 | 503085.2704 | 0.50309 | 336.2206 | 0.010679 | 18 | Commercial_2023_SC D_MW_After Competition Groups_18 | Centrally controlled desktop PC/NETWORK PC POWER MANAGEMENT SOFTWARE | 1.068% | 0.50309 | 3.5903 | Commercial_2023_SC D_MW_After Competition Groups_Centrally controlled desktop PC/NETWORK PC POWER MANAGEMENT SOFTWARE
Commercial | Com ¦ LED parking lot fixture | 2023 | SC D | MW | After Competition Groups | 3.192 | 11581366.9832 | 11.5814 | 336.2206 | 0.0094938 | 19 | Commercial_2023_SC D_MW_After Competition Groups_19 | LED parking lot fixture | 0.9494% | 11.5814 | 3.192 | Commercial_2023_SC D_MW_After Competition Groups_LED parking lot fixture
Commercial | Com ¦ Refrigerated Display Case Doors | 2023 | SC D | MW | After Competition Groups | 3.1382 | 1623970.8157 | 1.624 | 336.2206 | 0.0093337 | 20 | Commercial_2023_SC D_MW_After Competition Groups_20 | Refrigerated Display Case Doors | 0.9334% | 1.624 | 3.1382 | Commercial_2023_SC D_MW_After Competition Groups_Refrigerated Display Case Doors
Commercial | Com ¦ LED EXTERIOR AREA LIGHTS - LED fixture (200W) | 2023 | SC D | MW | After Competition Groups | 3.0858 | 574319.5599 | 0.57432 | 336.2206 | 0.009178 | 21 | Commercial_2023_SC D_MW_After Competition Groups_21 | LED EXTERIOR AREA LIGHTS - LED fixture (200W) | 0.9178% | 0.57432 | 3.0858 | Commercial_2023_SC D_MW_After Competition Groups_LED EXTERIOR AREA LIGHTS - LED fixture (200W)
Commercial | Com ¦ Variable Frequency Drive (VFD) | 2023 | SC D | MW | After Competition Groups | 3.0306 | 845586.9034 | 0.84559 | 336.2206 | 0.0090136 | 22 | Commercial_2023_SC D_MW_After Competition Groups_22 | Variable Frequency Drive (VFD) | 0.9014% | 0.84559 | 3.0306 | Commercial_2023_SC D_MW_After Competition Groups_Variable Frequency Drive (VFD)
Commercial | Com ¦ VFD on Pumps | 2023 | SC D | MW | After Competition Groups | 2.8139 | 818951.4507 | 0.81895 | 336.2206 | 0.0083692 | 23 | Commercial_2023_SC D_MW_After Competition Groups_23 | VFD on Pumps | 0.8369% | 0.81895 | 2.8139 | Commercial_2023_SC D_MW_After Competition Groups_VFD on Pumps
Commercial | Com ¦ Refrigerated Display Case LED | 2023 | SC D | MW | After Competition Groups | 2.6911 | 806157.574 | 0.80616 | 336.2206 | 0.0080039 | 24 | Commercial_2023_SC D_MW_After Competition Groups_24 | Refrigerated Display Case LED | 0.8004% | 0.80616 | 2.6911 | Commercial_2023_SC D_MW_After Competition Groups_Refrigerated Display Case LED
Commercial | Com ¦ Demand Control Ventilation | 2023 | SC D | MW | After Competition Groups | 2.615 | 617865.4547 | 0.61787 | 336.2206 | 0.0077775 | 25 | Commercial_2023_SC D_MW_After Competition Groups_25 | Demand Control Ventilation | 0.7778% | 0.61787 | 2.615 | Commercial_2023_SC D_MW_After Competition Groups_Demand Control Ventilation
Commercial | Com ¦ ENERGY STAR Griddle (74% eff) | 2023 | SC D | MW | After Competition Groups | 1.6849 | 209524.4338 | 0.20952 | 336.2206 | 0.0050114 | 26 | Commercial_2023_SC D_MW_After Competition Groups_26 | ENERGY STAR Griddle (74% eff) | 0.5011% | 0.20952 | 1.6849 | Commercial_2023_SC D_MW_After Competition Groups_ENERGY STAR Griddle (74% eff)
Commercial | Com ¦ ECM MOTORS FOR EVAPORATOR FANS for refrigeration (WALK-IN) | 2023 | SC D | MW | After Competition Groups | 1.5799 | 670542.6524 | 0.67054 | 336.2206 | 0.0046991 | 27 | Commercial_2023_SC D_MW_After Competition Groups_27 | ECM MOTORS FOR EVAPORATOR FANS for refrigeration (WALK-IN) | 0.4699% | 0.67054 | 1.5799 | Commercial_2023_SC D_MW_After Competition Groups_ECM MOTORS FOR EVAPORATOR FANS for refrigeration (WALK-IN)
Commercial | Com ¦ LED street light fixture | 2023 | SC D | MW | After Competition Groups | 1.3718 | 0 | 0 | 336.2206 | 0.0040799 | 28 | Commercial_2023_SC D_MW_After Competition Groups_28 | LED street light fixture | 0.408% | 0 | 1.3718 | Commercial_2023_SC D_MW_After Competition Groups_LED street light fixture
Commercial | Com ¦ Air Handler with Dedicated Outdoor Air Systems | 2023 | SC D | MW | After Competition Groups | 1.3429 | 139566.1356 | 0.13957 | 336.2206 | 0.0039942 | 29 | Commercial_2023_SC D_MW_After Competition Groups_29 | Air Handler with Dedicated Outdoor Air Systems | 0.3994% | 0.13957 | 1.3429 | Commercial_2023_SC D_MW_After Competition Groups_Air Handler with Dedicated Outdoor Air Systems
Commercial | Com ¦ Evaporator Fan Controls | 2023 | SC D | MW | After Competition Groups | 1.3421 | 115280.1367 | 0.11528 | 336.2206 | 0.0039917 | 30 | Commercial_2023_SC D_MW_After Competition Groups_30 | Evaporator Fan Controls | 0.3992% | 0.11528 | 1.3421 | Commercial_2023_SC D_MW_After Competition Groups_Evaporator Fan Controls
Commercial | Com ¦ Demand Control Kitchen Ventilation | 2023 | SC D | MW | After Competition Groups | 1.0978 | 486361.0315 | 0.48636 | 336.2206 | 0.0032652 | 31 | Commercial_2023_SC D_MW_After Competition Groups_31 | Demand Control Kitchen Ventilation | 0.3265% | 0.48636 | 1.0978 | Commercial_2023_SC D_MW_After Competition Groups_Demand Control Kitchen Ventilation
Commercial | Com ¦ Occupancy Sensors | 2023 | SC D | MW | After Competition Groups | 1.0681 | 3827.65 | 0.0038277 | 336.2206 | 0.0031767 | 32 | Commercial_2023_SC D_MW_After Competition Groups_32 | Occupancy Sensors | 0.3177% | 0.0038277 | 1.0681 | Commercial_2023_SC D_MW_After Competition Groups_Occupancy Sensors
Commercial | Com ¦ Freezer Case Light Sensor | 2023 | SC D | MW | After Competition Groups | 0.97697 | 420636.4622 | 0.42064 | 336.2206 | 0.0029058 | 33 | Commercial_2023_SC D_MW_After Competition Groups_33 | Freezer Case Light Sensor | 0.2906% | 0.42064 | 0.97697 | Commercial_2023_SC D_MW_After Competition Groups_Freezer Case Light Sensor
Commercial | Com ¦ Duct Insulation, R8 | 2023 | SC D | MW | After Competition Groups | 0.81685 | 221852.3823 | 0.22185 | 336.2206 | 0.0024295 | 34 | Commercial_2023_SC D_MW_After Competition Groups_34 | Duct Insulation, R8 | 0.2429% | 0.22185 | 0.81685 | Commercial_2023_SC D_MW_After Competition Groups_Duct Insulation, R8
Commercial | Com ¦ Water Source Heat Pump (4 ton) | 2023 | SC D | MW | After Competition Groups | 0.59428 | 218484.9346 | 0.21848 | 336.2206 | 0.0017675 | 35 | Commercial_2023_SC D_MW_After Competition Groups_35 | Water Source Heat Pump (4 ton) | 0.1768% | 0.21848 | 0.59428 | Commercial_2023_SC D_MW_After Competition Groups_Water Source Heat Pump (4 ton)
Commercial | Com ¦ Temperature Adjustment in Commercial Freezers | 2023 | SC D | MW | After Competition Groups | 0.49115 | 0 | 0 | 336.2206 | 0.0014608 | 36 | Commercial_2023_SC D_MW_After Competition Groups_36 | Temperature Adjustment in Commercial Freezers | 0.1461% | 0 | 0.49115 | Commercial_2023_SC D_MW_After Competition Groups_Temperature Adjustment in Commercial Freezers
Commercial | Com ¦ ENERGY STAR Fryer (84% eff) | 2023 | SC D | MW | After Competition Groups | 0.4856 | 108447.7617 | 0.10845 | 336.2206 | 0.0014443 | 37 | Commercial_2023_SC D_MW_After Competition Groups_37 | ENERGY STAR Fryer (84% eff) | 0.1444% | 0.10845 | 0.4856 | Commercial_2023_SC D_MW_After Competition Groups_ENERGY STAR Fryer (84% eff)
Commercial | Com ¦ Thermostat Setback | 2023 | SC D | MW | After Competition Groups | 0.4265 | 0 | 0 | 336.2206 | 0.0012685 | 38 | Commercial_2023_SC D_MW_After Competition Groups_38 | Thermostat Setback | 0.1269% | 0 | 0.4265 | Commercial_2023_SC D_MW_After Competition Groups_Thermostat Setback
Commercial | Com ¦ Elec Storage WH 2.30 Et | 2023 | SC D | MW | After Competition Groups | 0.41713 | 187266.1175 | 0.18727 | 336.2206 | 0.0012406 | 39 | Commercial_2023_SC D_MW_After Competition Groups_39 | Elec Storage WH 2.30 Et | 0.1241% | 0.18727 | 0.41713 | Commercial_2023_SC D_MW_After Competition Groups_Elec Storage WH 2.30 Et
Commercial | Com ¦ BEVERAGE VENDING MACHINE CONTROLS | 2023 | SC D | MW | After Competition Groups | 0.39261 | 63667.6241 | 0.063668 | 336.2206 | 0.0011677 | 40 | Commercial_2023_SC D_MW_After Competition Groups_40 | BEVERAGE VENDING MACHINE CONTROLS | 0.1168% | 0.063668 | 0.39261 | Commercial_2023_SC D_MW_After Competition Groups_BEVERAGE VENDING MACHINE CONTROLS
Commercial | Com ¦ Vertical Night Covers | 2023 | SC D | MW | After Competition Groups | 0.38728 | 53721.155 | 0.053721 | 336.2206 | 0.0011519 | 41 | Commercial_2023_SC D_MW_After Competition Groups_41 | Vertical Night Covers | 0.1152% | 0.053721 | 0.38728 | Commercial_2023_SC D_MW_After Competition Groups_Vertical Night Covers
Commercial | Com ¦ Outside Air Economizer | 2023 | SC D | MW | After Competition Groups | 0.36373 | 79987.7314 | 0.079988 | 336.2206 | 0.0010818 | 42 | Commercial_2023_SC D_MW_After Competition Groups_42 | Outside Air Economizer | 0.1082% | 0.079988 | 0.36373 | Commercial_2023_SC D_MW_After Competition Groups_Outside Air Economizer
Commercial | Com ¦ Door Gasket Freezer/Refrigerator | 2023 | SC D | MW | After Competition Groups | 0.35109 | 166520.5989 | 0.16652 | 336.2206 | 0.0010442 | 43 | Commercial_2023_SC D_MW_After Competition Groups_43 | Door Gasket Freezer/Refrigerator | 0.1044% | 0.16652 | 0.35109 | Commercial_2023_SC D_MW_After Competition Groups_Door Gasket Freezer/Refrigerator
Commercial | Com ¦ CO Sensors for parking garage exhaust fans | 2023 | SC D | MW | After Competition Groups | 0.32467 | 103224.2802 | 0.10322 | 336.2206 | 0.00096565 | 44 | Commercial_2023_SC D_MW_After Competition Groups_44 | CO Sensors for parking garage exhaust fans | 0.09657% | 0.10322 | 0.32467 | Commercial_2023_SC D_MW_After Competition Groups_CO Sensors for parking garage exhaust fans
Commercial | Com ¦ ENERGY STAR Steam Cookers | 2023 | SC D | MW | After Competition Groups | 0.31026 | 68988.0021 | 0.068988 | 336.2206 | 0.0009228 | 45 | Commercial_2023_SC D_MW_After Competition Groups_45 | ENERGY STAR Steam Cookers | 0.09228% | 0.068988 | 0.31026 | Commercial_2023_SC D_MW_After Competition Groups_ENERGY STAR Steam Cookers
Commercial | Com ¦ Energy Efficient Laboratory Fume Hood | 2023 | SC D | MW | After Competition Groups | 0.3081 | 113226.6363 | 0.11323 | 336.2206 | 0.00091636 | 46 | Commercial_2023_SC D_MW_After Competition Groups_46 | Energy Efficient Laboratory Fume Hood | 0.09164% | 0.11323 | 0.3081 | Commercial_2023_SC D_MW_After Competition Groups_Energy Efficient Laboratory Fume Hood
Commercial | Com ¦ Water Heating (DHW) Pipe Insulation (Add 3/4\ Foam)" | 2023 | SC D | MW | After Competition Groups | 0.29606 | 94423.1946 | 0.094423 | 336.2206 | 0.00088054 | 47 | Commercial_2023_SC D_MW_After Competition Groups_47 | Water Heating (DHW) Pipe Insulation (Add 3/4\ Foam)" | 0.08805% | 0.094423 | 0.29606 | Commercial_2023_SC D_MW_After Competition Groups_Water Heating (DHW) Pipe Insulation (Add 3/4\ Foam)"
Commercial | Com ¦ Suction Pipe Insulation Freezer/Refrigerator | 2023 | SC D | MW | After Competition Groups | 0.19506 | 50329.7869 | 0.05033 | 336.2206 | 0.00058015 | 48 | Commercial_2023_SC D_MW_After Competition Groups_48 | Suction Pipe Insulation Freezer/Refrigerator | 0.05801% | 0.05033 | 0.19506 | Commercial_2023_SC D_MW_After Competition Groups_Suction Pipe Insulation Freezer/Refrigerator
Commercial | Com ¦ ENERGY STAR Dishwasher | 2023 | SC D | MW | After Competition Groups | 0.19266 | 26674.8005 | 0.026675 | 336.2206 | 0.00057301 | 49 | Commercial_2023_SC D_MW_After Competition Groups_49 | ENERGY STAR Dishwasher | 0.0573% | 0.026675 | 0.19266 | Commercial_2023_SC D_MW_After Competition Groups_ENERGY STAR Dishwasher
Commercial | Com ¦ Ozone Laundry Treatment | 2023 | SC D | MW | After Competition Groups | 0.070901 | 21828.0733 | 0.021828 | 336.2206 | 0.00021088 | 50 | Commercial_2023_SC D_MW_After Competition Groups_50 | Ozone Laundry Treatment | 0.02109% | 0.021828 | 0.070901 | Commercial_2023_SC D_MW_After Competition Groups_Ozone Laundry Treatment
Commercial | Com ¦ ECM MOTORS FOR HVAC APPLICATION (FAN-POWERED VAV BOX) | 2023 | SC D | MW | After Competition Groups | 0.045426 | 15000.7737 | 0.015001 | 336.2206 | 0.00013511 | 51 | Commercial_2023_SC D_MW_After Competition Groups_51 | ECM MOTORS FOR HVAC APPLICATION (FAN-POWERED VAV BOX) | 0.01351% | 0.015001 | 0.045426 | Commercial_2023_SC D_MW_After Competition Groups_ECM MOTORS FOR HVAC APPLICATION (FAN-POWERED VAV BOX)
Commercial | Com ¦ HVAC Optimization | 2023 | SC D | MW | After Competition Groups | 0.044438 | 234.0565 | 0.00023406 | 336.2206 | 0.00013217 | 52 | Commercial_2023_SC D_MW_After Competition Groups_52 | HVAC Optimization | 0.01322% | 0.00023406 | 0.044438 | Commercial_2023_SC D_MW_After Competition Groups_HVAC Optimization
Commercial | Com ¦ CEE Tier 2/Energy Star Clothes Washers | 2023 | SC D | MW | After Competition Groups | 0.040871 | 6618.7542 | 0.0066188 | 336.2206 | 0.00012156 | 53 | Commercial_2023_SC D_MW_After Competition Groups_53 | CEE Tier 2/Energy Star Clothes Washers | 0.01216% | 0.0066188 | 0.040871 | Commercial_2023_SC D_MW_After Competition Groups_CEE Tier 2/Energy Star Clothes Washers
Commercial | COM ¦ Ductless Mini-Split Heat Pumps | 2023 | SC D | MW | After Competition Groups | 0.039131 | 100.1723 | 0.00010017 | 336.2206 | 0.00011639 | 54 | Commercial_2023_SC D_MW_After Competition Groups_54 | Ductless Mini-Split Heat Pumps | 0.01164% | 0.00010017 | 0.039131 | Commercial_2023_SC D_MW_After Competition Groups_Ductless Mini-Split Heat Pumps
Commercial | Com ¦ Low Flow Pre-Rinse Spray Nozzle | 2023 | SC D | MW | After Competition Groups | 0.025229 | 2584.4788 | 0.0025845 | 336.2206 | 7.5036e-05 | 55 | Commercial_2023_SC D_MW_After Competition Groups_55 | Low Flow Pre-Rinse Spray Nozzle | 0.007504% | 0.0025845 | 0.025229 | Commercial_2023_SC D_MW_After Competition Groups_Low Flow Pre-Rinse Spray Nozzle
Commercial | Com ¦ Condensing Make Up Air Unit | 2023 | SC D | MW | After Competition Groups | 0.024583 | 29136.0082 | 0.029136 | 336.2206 | 7.3116e-05 | 56 | Commercial_2023_SC D_MW_After Competition Groups_56 | Condensing Make Up Air Unit | 0.007312% | 0.029136 | 0.024583 | Commercial_2023_SC D_MW_After Competition Groups_Condensing Make Up Air Unit
Commercial | Com ¦ Auto Off Time Switch or Time Clock control | 2023 | SC D | MW | After Competition Groups | 0.022228 | 46.9209 | 4.6921e-05 | 336.2206 | 6.6112e-05 | 57 | Commercial_2023_SC D_MW_After Competition Groups_57 | Auto Off Time Switch or Time Clock control | 0.006611% | 4.6921e-05 | 0.022228 | Commercial_2023_SC D_MW_After Competition Groups_Auto Off Time Switch or Time Clock control
Commercial | Com ¦ Demand controlled Circulating Systems | 2023 | SC D | MW | After Competition Groups | 0.020825 | 7243.0306 | 0.007243 | 336.2206 | 6.1938e-05 | 58 | Commercial_2023_SC D_MW_After Competition Groups_58 | Demand controlled Circulating Systems | 0.006194% | 0.007243 | 0.020825 | Commercial_2023_SC D_MW_After Competition Groups_Demand controlled Circulating Systems
Commercial | Com ¦ PTAC (12 EER/10,000 BTU) | 2023 | SC D | MW | After Competition Groups | 0.017172 | 5858.4024 | 0.0058584 | 336.2206 | 5.1072e-05 | 59 | Commercial_2023_SC D_MW_After Competition Groups_59 | PTAC (12 EER/10,000 BTU) | 0.005107% | 0.0058584 | 0.017172 | Commercial_2023_SC D_MW_After Competition Groups_PTAC (12 EER/10,000 BTU)
Commercial | Com ¦ Commercial Hot Food Holding Cabinets | 2023 | SC D | MW | After Competition Groups | 0.010812 | 1533.813 | 0.0015338 | 336.2206 | 3.2159e-05 | 60 | Commercial_2023_SC D_MW_After Competition Groups_60 | Commercial Hot Food Holding Cabinets | 0.003216% | 0.0015338 | 0.010812 | Commercial_2023_SC D_MW_After Competition Groups_Commercial Hot Food Holding Cabinets
Commercial | Com ¦ Notched V belts for HVAC Systems | 2023 | SC D | MW | After Competition Groups | 0.0099235 | 3750.709 | 0.0037507 | 336.2206 | 2.9515e-05 | 61 | Commercial_2023_SC D_MW_After Competition Groups_61 | Notched V belts for HVAC Systems | 0.002951% | 0.0037507 | 0.0099235 | Commercial_2023_SC D_MW_After Competition Groups_Notched V belts for HVAC Systems
Commercial | Com ¦ Solar Water Preheat (Pools/DHW) | 2023 | SC D | MW | After Competition Groups | 0.0076505 | 638.7402 | 0.00063874 | 336.2206 | 2.2754e-05 | 62 | Commercial_2023_SC D_MW_After Competition Groups_62 | Solar Water Preheat (Pools/DHW) | 0.002275% | 0.00063874 | 0.0076505 | Commercial_2023_SC D_MW_After Competition Groups_Solar Water Preheat (Pools/DHW)
Commercial | Com ¦ Condensing Unit Heaters or other Efficient Unit Heating System | 2023 | SC D | MW | After Competition Groups | 0.0069782 | 0 | 0 | 336.2206 | 2.0755e-05 | 63 | Commercial_2023_SC D_MW_After Competition Groups_63 | Condensing Unit Heaters or other Efficient Unit Heating System | 0.002075% | 0 | 0.0069782 | Commercial_2023_SC D_MW_After Competition Groups_Condensing Unit Heaters or other Efficient Unit Heating System
Commercial | Com ¦ Wall Insulation | 2023 | SC D | MW | After Competition Groups | 0.0066785 | 54.4987 | 5.4499e-05 | 336.2206 | 1.9863e-05 | 64 | Commercial_2023_SC D_MW_After Competition Groups_64 | Wall Insulation | 0.001986% | 5.4499e-05 | 0.0066785 | Commercial_2023_SC D_MW_After Competition Groups_Wall Insulation
Commercial | Com ¦ VSD Air Compressor | 2023 | SC D | MW | After Competition Groups | 0.0058104 | 398.8697 | 0.00039887 | 336.2206 | 1.7281e-05 | 65 | Commercial_2023_SC D_MW_After Competition Groups_65 | VSD Air Compressor | 0.001728% | 0.00039887 | 0.0058104 | Commercial_2023_SC D_MW_After Competition Groups_VSD Air Compressor
Commercial | Com ¦ Air Curtains | 2023 | SC D | MW | After Competition Groups | 0.0050201 | 1528.9139 | 0.0015289 | 336.2206 | 1.4931e-05 | 66 | Commercial_2023_SC D_MW_After Competition Groups_66 | Air Curtains | 0.001493% | 0.0015289 | 0.0050201 | Commercial_2023_SC D_MW_After Competition Groups_Air Curtains
Commercial | Com ¦ High Efficiency Chiller (avg of water and air cooled) | 2023 | SC D | MW | After Competition Groups | 0.0049036 | 1802.1135 | 0.0018021 | 336.2206 | 1.4584e-05 | 67 | Commercial_2023_SC D_MW_After Competition Groups_67 | High Efficiency Chiller (avg of water and air cooled) | 0.001458% | 0.0018021 | 0.0049036 | Commercial_2023_SC D_MW_After Competition Groups_High Efficiency Chiller (avg of water and air cooled)
Commercial | Com ¦ Room AC (w/ louvered sides) 14 SEER from 12 SEER code | 2023 | SC D | MW | After Competition Groups | 0.0020559 | 820.5456 | 0.00082055 | 336.2206 | 6.1147e-06 | 68 | Commercial_2023_SC D_MW_After Competition Groups_68 | Room AC (w/ louvered sides) 14 SEER from 12 SEER code | 0.0006115% | 0.00082055 | 0.0020559 | Commercial_2023_SC D_MW_After Competition Groups_Room AC (w/ louvered sides) 14 SEER from 12 SEER code
Commercial | Com ¦ LLLC - High Impact Application | 2023 | SC D | MW | After Competition Groups | 0.00076694 | 1.3177 | 1.3177e-06 | 336.2206 | 2.2811e-06 | 69 | Commercial_2023_SC D_MW_After Competition Groups_69 | LLLC - High Impact Application | 0.0002281% | 1.3177e-06 | 0.00076694 | Commercial_2023_SC D_MW_After Competition Groups_LLLC - High Impact Application
Commercial | Com ¦ Energy Recovery Ventilation and Ventilation (Enhanced) | 2023 | SC D | MW | After Competition Groups | 0.00069358 | 0 | 0 | 336.2206 | 2.0629e-06 | 70 | Commercial_2023_SC D_MW_After Competition Groups_70 | Energy Recovery Ventilation and Ventilation (Enhanced) | 0.0002063% | 0 | 0.00069358 | Commercial_2023_SC D_MW_After Competition Groups_Energy Recovery Ventilation and Ventilation (Enhanced)
Commercial | Com ¦ EC Plug Fan for Data Center (under cabinet) | 2023 | SC D | MW | After Competition Groups | 0.00044876 | 210.5783 | 0.00021058 | 336.2206 | 1.3347e-06 | 71 | Commercial_2023_SC D_MW_After Competition Groups_71 | EC Plug Fan for Data Center (under cabinet) | 0.0001335% | 0.00021058 | 0.00044876 | Commercial_2023_SC D_MW_After Competition Groups_EC Plug Fan for Data Center (under cabinet)
Commercial | Com ¦ Electric Convection Combination Ovens | 2023 | SC D | MW | After Competition Groups | 0.00011122 | 3.498 | 3.498e-06 | 336.2206 | 3.3081e-07 | 72 | Commercial_2023_SC D_MW_After Competition Groups_72 | Electric Convection Combination Ovens | 3.308e-05% | 3.498e-06 | 0.00011122 | Commercial_2023_SC D_MW_After Competition Groups_Electric Convection Combination Ovens
Commercial | Com ¦ LLLC - Low Impact Application | 2023 | SC D | MW | After Competition Groups | 2.299e-05 | 0.22106 | 2.2106e-07 | 336.2206 | 6.8377e-08 | 73 | Commercial_2023_SC D_MW_After Competition Groups_73 | LLLC - Low Impact Application | 6.838e-06% | 2.2106e-07 | 2.299e-05 | Commercial_2023_SC D_MW_After Competition Groups_LLLC - Low Impact Application
Commercial | Com ¦ High Efficiency Small Instantaneous Water Heater | 2023 | SC D | MW | After Competition Groups | 6.5515e-06 | 2.9166 | 2.9166e-06 | 336.2206 | 1.9486e-08 | 74 | Commercial_2023_SC D_MW_After Competition Groups_74 | High Efficiency Small Instantaneous Water Heater | 1.949e-06% | 2.9166e-06 | 6.5515e-06 | Commercial_2023_SC D_MW_After Competition Groups_High Efficiency Small Instantaneous Water Heater
Commercial | Com ¦ Networked/Connected - High Impact Application | 2023 | SC D | MW | After Competition Groups | 6.1271e-10 | 1.4169e-20 | 1.4169e-26 | 336.2206 | 1.8224e-12 | 75 | Commercial_2023_SC D_MW_After Competition Groups_75 | Networked/Connected - High Impact Application | 1.822e-10% | 1.4169e-26 | 6.1271e-10 | Commercial_2023_SC D_MW_After Competition Groups_Networked/Connected - High Impact Application
Commercial | Com ¦ Networked/Connected - Low Impact Application | 2023 | SC D | MW | After Competition Groups | 2.6758e-23 | 2.228e-17 | 2.228e-23 | 336.2206 | 7.9583e-26 | 76 | Commercial_2023_SC D_MW_After Competition Groups_76 | Networked/Connected - Low Impact Application | 7.958e-24% | 2.228e-23 | 2.6758e-23 | Commercial_2023_SC D_MW_After Competition Groups_Networked/Connected - Low Impact Application
Commercial | Com ¦ Efficient compressor motor | 2023 | SC D | MW | After Competition Groups | 0 | 0 | 0 | 336.2206 | 0 | 77 | Commercial_2023_SC D_MW_After Competition Groups_77 | Efficient compressor motor | 0% | 0 | 0 | Commercial_2023_SC D_MW_After Competition Groups_Efficient compressor motor
Commercial | Com ¦ Indoor Daylight Sensors/Photocell Dimming Control | 2023 | SC D | MW | After Competition Groups | 0 | 0 | 0 | 336.2206 | 0 | 78 | Commercial_2023_SC D_MW_After Competition Groups_78 | Indoor Daylight Sensors/Photocell Dimming Control | 0% | 0 | 0 | Commercial_2023_SC D_MW_After Competition Groups_Indoor Daylight Sensors/Photocell Dimming Control
Commercial | Com ¦ LED RECESSED DOWNLIGHTS | 2023 | SC D | MW | After Competition Groups | 0 | 0 | 0 | 336.2206 | 0 | 79 | Commercial_2023_SC D_MW_After Competition Groups_79 | LED RECESSED DOWNLIGHTS | 0% | 0 | 0 | Commercial_2023_SC D_MW_After Competition Groups_LED RECESSED DOWNLIGHTS
Commercial | Com ¦ Variable Refrigerant Flow Heat Pump | 2023 | SC D | MW | After Competition Groups | 0 | 0 | 0 | 336.2206 | 0 | 80 | Commercial_2023_SC D_MW_After Competition Groups_80 | Variable Refrigerant Flow Heat Pump | 0% | 0 | 0 | Commercial_2023_SC D_MW_After Competition Groups_Variable Refrigerant Flow Heat Pump
Commercial | Com ¦ Building Recommissioning, Operations and Maintenance (O&M) Improvements | 2023 | Technical | MW | After Competition Groups | 285.5777 | 0 | 0 | 2171.7777 | 0.13149 | 1 | Commercial_2023_Technical_MW_After Competition Groups_1 | Building Recommissioning, Operations and Maintenance (O&M) Improvements | 13.15% | 0 | 285.5777 | Commercial_2023_Technical_MW_After Competition Groups_Building Recommissioning, Operations and Maintenance (O&M) Improvements
Commercial | Com ¦ Education and Capacity Building/Energy Behavior | 2023 | Technical | MW | After Competition Groups | 257.4006 | 0 | 0 | 2171.7777 | 0.11852 | 2 | Commercial_2023_Technical_MW_After Competition Groups_2 | Education and Capacity Building/Energy Behavior | 11.85% | 0 | 257.4006 | Commercial_2023_Technical_MW_After Competition Groups_Education and Capacity Building/Energy Behavior
Commercial | Com ¦ LED Low/High Bay | 2023 | Technical | MW | After Competition Groups | 205.3199 | 0 | 0 | 2171.7777 | 0.09454 | 3 | Commercial_2023_Technical_MW_After Competition Groups_3 | LED Low/High Bay | 9.454% | 0 | 205.3199 | Commercial_2023_Technical_MW_After Competition Groups_LED Low/High Bay
Commercial | Com ¦ LED Troffer/Surface/Suspended | 2023 | Technical | MW | After Competition Groups | 152.9142 | 0 | 0 | 2171.7777 | 0.07041 | 4 | Commercial_2023_Technical_MW_After Competition Groups_4 | LED Troffer/Surface/Suspended | 7.041% | 0 | 152.9142 | Commercial_2023_Technical_MW_After Competition Groups_LED Troffer/Surface/Suspended
Commercial | Com ¦ ENERGY STAR LED LAMPS (REFLECTOR LAMPs/MR16/PAR 16) | 2023 | Technical | MW | After Competition Groups | 129.7106 | 0 | 0 | 2171.7777 | 0.059726 | 5 | Commercial_2023_Technical_MW_After Competition Groups_5 | ENERGY STAR LED LAMPS (REFLECTOR LAMPs/MR16/PAR 16) | 5.973% | 0 | 129.7106 | Commercial_2023_Technical_MW_After Competition Groups_ENERGY STAR LED LAMPS (REFLECTOR LAMPs/MR16/PAR 16)
Commercial | Com ¦ Variable Refrigerant Flow Heat Pump | 2023 | Technical | MW | After Competition Groups | 109.7324 | 0 | 0 | 2171.7777 | 0.050527 | 6 | Commercial_2023_Technical_MW_After Competition Groups_6 | Variable Refrigerant Flow Heat Pump | 5.053% | 0 | 109.7324 | Commercial_2023_Technical_MW_After Competition Groups_Variable Refrigerant Flow Heat Pump
Commercial | Com ¦ Central Lighting Control System | 2023 | Technical | MW | After Competition Groups | 106.9788 | 0 | 0 | 2171.7777 | 0.049259 | 7 | Commercial_2023_Technical_MW_After Competition Groups_7 | Central Lighting Control System | 4.926% | 0 | 106.9788 | Commercial_2023_Technical_MW_After Competition Groups_Central Lighting Control System
Commercial | Com ¦ Advanced BAS/Controllers | 2023 | Technical | MW | After Competition Groups | 92.2777 | 0 | 0 | 2171.7777 | 0.042489 | 8 | Commercial_2023_Technical_MW_After Competition Groups_8 | Advanced BAS/Controllers | 4.249% | 0 | 92.2777 | Commercial_2023_Technical_MW_After Competition Groups_Advanced BAS/Controllers
Commercial | Com ¦ High Efficiency Air Source Heat Pump | 2023 | Technical | MW | After Competition Groups | 78.2288 | 0 | 0 | 2171.7777 | 0.036021 | 9 | Commercial_2023_Technical_MW_After Competition Groups_9 | High Efficiency Air Source Heat Pump | 3.602% | 0 | 78.2288 | Commercial_2023_Technical_MW_After Competition Groups_High Efficiency Air Source Heat Pump
Commercial | Com ¦ Unitary Air-Conditioning Unit | 2023 | Technical | MW | After Competition Groups | 52.6544 | 0 | 0 | 2171.7777 | 0.024245 | 10 | Commercial_2023_Technical_MW_After Competition Groups_10 | Unitary Air-Conditioning Unit | 2.424% | 0 | 52.6544 | Commercial_2023_Technical_MW_After Competition Groups_Unitary Air-Conditioning Unit
Commercial | Com ¦ Adaptive Thermostats | 2023 | Technical | MW | After Competition Groups | 39.5887 | 0 | 0 | 2171.7777 | 0.018229 | 11 | Commercial_2023_Technical_MW_After Competition Groups_11 | Adaptive Thermostats | 1.823% | 0 | 39.5887 | Commercial_2023_Technical_MW_After Competition Groups_Adaptive Thermostats
Commercial | Com ¦ LED Replacement Lamp (Tube) | 2023 | Technical | MW | After Competition Groups | 38.5312 | 0 | 0 | 2171.7777 | 0.017742 | 12 | Commercial_2023_Technical_MW_After Competition Groups_12 | LED Replacement Lamp (Tube) | 1.774% | 0 | 38.5312 | Commercial_2023_Technical_MW_After Competition Groups_LED Replacement Lamp (Tube)
Commercial | Com ¦ Smart Strip Plug Outlets | 2023 | Technical | MW | After Competition Groups | 37.9744 | 0 | 0 | 2171.7777 | 0.017485 | 13 | Commercial_2023_Technical_MW_After Competition Groups_13 | Smart Strip Plug Outlets | 1.749% | 0 | 37.9744 | Commercial_2023_Technical_MW_After Competition Groups_Smart Strip Plug Outlets
Commercial | Com ¦ Furnace Tune-Up | 2023 | Technical | MW | After Competition Groups | 34.1025 | 0 | 0 | 2171.7777 | 0.015703 | 14 | Commercial_2023_Technical_MW_After Competition Groups_14 | Furnace Tune-Up | 1.57% | 0 | 34.1025 | Commercial_2023_Technical_MW_After Competition Groups_Furnace Tune-Up
Commercial | Com ¦ Strip Curtains | 2023 | Technical | MW | After Competition Groups | 29.8431 | 0 | 0 | 2171.7777 | 0.013741 | 15 | Commercial_2023_Technical_MW_After Competition Groups_15 | Strip Curtains | 1.374% | 0 | 29.8431 | Commercial_2023_Technical_MW_After Competition Groups_Strip Curtains
Commercial | Com ¦ Data Center Storage/Server Virtualization | 2023 | Technical | MW | After Competition Groups | 28.8393 | 0 | 0 | 2171.7777 | 0.013279 | 16 | Commercial_2023_Technical_MW_After Competition Groups_16 | Data Center Storage/Server Virtualization | 1.328% | 0 | 28.8393 | Commercial_2023_Technical_MW_After Competition Groups_Data Center Storage/Server Virtualization
Commercial | Com ¦ Demand Control Ventilation | 2023 | Technical | MW | After Competition Groups | 26.7344 | 0 | 0 | 2171.7777 | 0.01231 | 17 | Commercial_2023_Technical_MW_After Competition Groups_17 | Demand Control Ventilation | 1.231% | 0 | 26.7344 | Commercial_2023_Technical_MW_After Competition Groups_Demand Control Ventilation
Commercial | Com ¦ Refrigerated Display Case Doors | 2023 | Technical | MW | After Competition Groups | 23.8287 | 0 | 0 | 2171.7777 | 0.010972 | 18 | Commercial_2023_Technical_MW_After Competition Groups_18 | Refrigerated Display Case Doors | 1.097% | 0 | 23.8287 | Commercial_2023_Technical_MW_After Competition Groups_Refrigerated Display Case Doors
Commercial | Com ¦ Variable Frequency Drive (VFD) | 2023 | Technical | MW | After Competition Groups | 23.736 | 0 | 0 | 2171.7777 | 0.010929 | 19 | Commercial_2023_Technical_MW_After Competition Groups_19 | Variable Frequency Drive (VFD) | 1.093% | 0 | 23.736 | Commercial_2023_Technical_MW_After Competition Groups_Variable Frequency Drive (VFD)
Commercial | Com ¦ Refrigerated Display Case LED | 2023 | Technical | MW | After Competition Groups | 23.6892 | 0 | 0 | 2171.7777 | 0.010908 | 20 | Commercial_2023_Technical_MW_After Competition Groups_20 | Refrigerated Display Case LED | 1.091% | 0 | 23.6892 | Commercial_2023_Technical_MW_After Competition Groups_Refrigerated Display Case LED
Commercial | Com ¦ Adding reflective (White) roof treatment or a green roof | 2023 | Technical | MW | After Competition Groups | 23.6372 | 0 | 0 | 2171.7777 | 0.010884 | 21 | Commercial_2023_Technical_MW_After Competition Groups_21 | Adding reflective (White) roof treatment or a green roof | 1.088% | 0 | 23.6372 | Commercial_2023_Technical_MW_After Competition Groups_Adding reflective (White) roof treatment or a green roof
Commercial | Com ¦ VFD on Pumps | 2023 | Technical | MW | After Competition Groups | 22.214 | 0 | 0 | 2171.7777 | 0.010229 | 22 | Commercial_2023_Technical_MW_After Competition Groups_22 | VFD on Pumps | 1.023% | 0 | 22.214 | Commercial_2023_Technical_MW_After Competition Groups_VFD on Pumps
Commercial | Com ¦ LED or Equivalent Sign Lighting | 2023 | Technical | MW | After Competition Groups | 22.1657 | 0 | 0 | 2171.7777 | 0.010206 | 23 | Commercial_2023_Technical_MW_After Competition Groups_23 | LED or Equivalent Sign Lighting | 1.021% | 0 | 22.1657 | Commercial_2023_Technical_MW_After Competition Groups_LED or Equivalent Sign Lighting
Commercial | Com ¦ Centrally controlled desktop PC/NETWORK PC POWER MANAGEMENT SOFTWARE | 2023 | Technical | MW | After Competition Groups | 20.3781 | 0 | 0 | 2171.7777 | 0.0093832 | 24 | Commercial_2023_Technical_MW_After Competition Groups_24 | Centrally controlled desktop PC/NETWORK PC POWER MANAGEMENT SOFTWARE | 0.9383% | 0 | 20.3781 | Commercial_2023_Technical_MW_After Competition Groups_Centrally controlled desktop PC/NETWORK PC POWER MANAGEMENT SOFTWARE
Commercial | Com ¦ HOTEL OCCUPANCY CONTROLS (HVAC + LIGHTING) | 2023 | Technical | MW | After Competition Groups | 18.8685 | 0 | 0 | 2171.7777 | 0.0086881 | 25 | Commercial_2023_Technical_MW_After Competition Groups_25 | HOTEL OCCUPANCY CONTROLS (HVAC + LIGHTING) | 0.8688% | 0 | 18.8685 | Commercial_2023_Technical_MW_After Competition Groups_HOTEL OCCUPANCY CONTROLS (HVAC + LIGHTING)
Commercial | Com ¦ Door Gasket Freezer/Refrigerator | 2023 | Technical | MW | After Competition Groups | 18.4588 | 0 | 0 | 2171.7777 | 0.0084994 | 26 | Commercial_2023_Technical_MW_After Competition Groups_26 | Door Gasket Freezer/Refrigerator | 0.8499% | 0 | 18.4588 | Commercial_2023_Technical_MW_After Competition Groups_Door Gasket Freezer/Refrigerator
Commercial | Com ¦ Air Handler with Dedicated Outdoor Air Systems | 2023 | Technical | MW | After Competition Groups | 18.1162 | 0 | 0 | 2171.7777 | 0.0083416 | 27 | Commercial_2023_Technical_MW_After Competition Groups_27 | Air Handler with Dedicated Outdoor Air Systems | 0.8342% | 0 | 18.1162 | Commercial_2023_Technical_MW_After Competition Groups_Air Handler with Dedicated Outdoor Air Systems
Commercial | Com ¦ Refrigeration Optimization | 2023 | Technical | MW | After Competition Groups | 16.6837 | 0 | 0 | 2171.7777 | 0.0076821 | 28 | Commercial_2023_Technical_MW_After Competition Groups_28 | Refrigeration Optimization | 0.7682% | 0 | 16.6837 | Commercial_2023_Technical_MW_After Competition Groups_Refrigeration Optimization
Commercial | Com ¦ Reach-in Shaded Pole to ECM/PSC Evaporator Fan Motor | 2023 | Technical | MW | After Competition Groups | 15.0099 | 0 | 0 | 2171.7777 | 0.0069114 | 29 | Commercial_2023_Technical_MW_After Competition Groups_29 | Reach-in Shaded Pole to ECM/PSC Evaporator Fan Motor | 0.6911% | 0 | 15.0099 | Commercial_2023_Technical_MW_After Competition Groups_Reach-in Shaded Pole to ECM/PSC Evaporator Fan Motor
Commercial | Com ¦ ENERGY STAR LED LAMPS (General Service Lamps) | 2023 | Technical | MW | After Competition Groups | 14.9867 | 0 | 0 | 2171.7777 | 0.0069007 | 30 | Commercial_2023_Technical_MW_After Competition Groups_30 | ENERGY STAR LED LAMPS (General Service Lamps) | 0.6901% | 0 | 14.9867 | Commercial_2023_Technical_MW_After Competition Groups_ENERGY STAR LED LAMPS (General Service Lamps)
Commercial | Com ¦ Indoor Daylight Sensors/Photocell Dimming Control | 2023 | Technical | MW | After Competition Groups | 13.6681 | 0 | 0 | 2171.7777 | 0.0062935 | 31 | Commercial_2023_Technical_MW_After Competition Groups_31 | Indoor Daylight Sensors/Photocell Dimming Control | 0.6294% | 0 | 13.6681 | Commercial_2023_Technical_MW_After Competition Groups_Indoor Daylight Sensors/Photocell Dimming Control
Commercial | Com ¦ Chilled Water Optimization | 2023 | Technical | MW | After Competition Groups | 12.5182 | 0 | 0 | 2171.7777 | 0.005764 | 32 | Commercial_2023_Technical_MW_After Competition Groups_32 | Chilled Water Optimization | 0.5764% | 0 | 12.5182 | Commercial_2023_Technical_MW_After Competition Groups_Chilled Water Optimization
Commercial | Com ¦ ECM MOTORS FOR EVAPORATOR FANS for refrigeration (WALK-IN) | 2023 | Technical | MW | After Competition Groups | 12.3475 | 0 | 0 | 2171.7777 | 0.0056854 | 33 | Commercial_2023_Technical_MW_After Competition Groups_33 | ECM MOTORS FOR EVAPORATOR FANS for refrigeration (WALK-IN) | 0.5685% | 0 | 12.3475 | Commercial_2023_Technical_MW_After Competition Groups_ECM MOTORS FOR EVAPORATOR FANS for refrigeration (WALK-IN)
Commercial | Com ¦ ENERGY STAR FREEZER | 2023 | Technical | MW | After Competition Groups | 11.8003 | 0 | 0 | 2171.7777 | 0.0054335 | 34 | Commercial_2023_Technical_MW_After Competition Groups_34 | ENERGY STAR FREEZER | 0.5433% | 0 | 11.8003 | Commercial_2023_Technical_MW_After Competition Groups_ENERGY STAR FREEZER
Commercial | Com ¦ High R-Value Glass Doors/no-heat glass door | 2023 | Technical | MW | After Competition Groups | 11.6866 | 0 | 0 | 2171.7777 | 0.0053811 | 35 | Commercial_2023_Technical_MW_After Competition Groups_35 | High R-Value Glass Doors/no-heat glass door | 0.5381% | 0 | 11.6866 | Commercial_2023_Technical_MW_After Competition Groups_High R-Value Glass Doors/no-heat glass door
Commercial | Com ¦ Freezer Case Light Sensor | 2023 | Technical | MW | After Competition Groups | 10.6832 | 0 | 0 | 2171.7777 | 0.0049191 | 36 | Commercial_2023_Technical_MW_After Competition Groups_36 | Freezer Case Light Sensor | 0.4919% | 0 | 10.6832 | Commercial_2023_Technical_MW_After Competition Groups_Freezer Case Light Sensor
Commercial | Com ¦ Evaporator Fan Controls | 2023 | Technical | MW | After Competition Groups | 10.4081 | 0 | 0 | 2171.7777 | 0.0047924 | 37 | Commercial_2023_Technical_MW_After Competition Groups_37 | Evaporator Fan Controls | 0.4792% | 0 | 10.4081 | Commercial_2023_Technical_MW_After Competition Groups_Evaporator Fan Controls
Commercial | Com ¦ Occupancy Sensors | 2023 | Technical | MW | After Competition Groups | 9.5618 | 0 | 0 | 2171.7777 | 0.0044027 | 38 | Commercial_2023_Technical_MW_After Competition Groups_38 | Occupancy Sensors | 0.4403% | 0 | 9.5618 | Commercial_2023_Technical_MW_After Competition Groups_Occupancy Sensors
Commercial | Com ¦ Demand Control Kitchen Ventilation | 2023 | Technical | MW | After Competition Groups | 9.256 | 0 | 0 | 2171.7777 | 0.0042619 | 39 | Commercial_2023_Technical_MW_After Competition Groups_39 | Demand Control Kitchen Ventilation | 0.4262% | 0 | 9.256 | Commercial_2023_Technical_MW_After Competition Groups_Demand Control Kitchen Ventilation
Commercial | Com ¦ ENERGY STAR ICE MACHINES - Ice Making Head | 2023 | Technical | MW | After Competition Groups | 7.278 | 0 | 0 | 2171.7777 | 0.0033512 | 40 | Commercial_2023_Technical_MW_After Competition Groups_40 | ENERGY STAR ICE MACHINES - Ice Making Head | 0.3351% | 0 | 7.278 | Commercial_2023_Technical_MW_After Competition Groups_ENERGY STAR ICE MACHINES - Ice Making Head
Commercial | Com ¦ Refrigeration Commissioning | 2023 | Technical | MW | After Competition Groups | 7.2492 | 0 | 0 | 2171.7777 | 0.0033379 | 41 | Commercial_2023_Technical_MW_After Competition Groups_41 | Refrigeration Commissioning | 0.3338% | 0 | 7.2492 | Commercial_2023_Technical_MW_After Competition Groups_Refrigeration Commissioning
Commercial | Com ¦ Duct Insulation, R8 | 2023 | Technical | MW | After Competition Groups | 6.2604 | 0 | 0 | 2171.7777 | 0.0028826 | 42 | Commercial_2023_Technical_MW_After Competition Groups_42 | Duct Insulation, R8 | 0.2883% | 0 | 6.2604 | Commercial_2023_Technical_MW_After Competition Groups_Duct Insulation, R8
Commercial | Com ¦ LED EXTERIOR AREA LIGHTS - LED fixture (200W) | 2023 | Technical | MW | After Competition Groups | 5.776 | 0 | 0 | 2171.7777 | 0.0026596 | 43 | Commercial_2023_Technical_MW_After Competition Groups_43 | LED EXTERIOR AREA LIGHTS - LED fixture (200W) | 0.266% | 0 | 5.776 | Commercial_2023_Technical_MW_After Competition Groups_LED EXTERIOR AREA LIGHTS - LED fixture (200W)
Commercial | Com ¦ ENERGY STAR Refrigerator | 2023 | Technical | MW | After Competition Groups | 5.6834 | 0 | 0 | 2171.7777 | 0.0026169 | 44 | Commercial_2023_Technical_MW_After Competition Groups_44 | ENERGY STAR Refrigerator | 0.2617% | 0 | 5.6834 | Commercial_2023_Technical_MW_After Competition Groups_ENERGY STAR Refrigerator
Commercial | Com ¦ LED parking lot fixture | 2023 | Technical | MW | After Competition Groups | 5.6409 | 0 | 0 | 2171.7777 | 0.0025974 | 45 | Commercial_2023_Technical_MW_After Competition Groups_45 | LED parking lot fixture | 0.2597% | 0 | 5.6409 | Commercial_2023_Technical_MW_After Competition Groups_LED parking lot fixture
Commercial | Com ¦ Water Source Heat Pump (4 ton) | 2023 | Technical | MW | After Competition Groups | 4.2963 | 0 | 0 | 2171.7777 | 0.0019782 | 46 | Commercial_2023_Technical_MW_After Competition Groups_46 | Water Source Heat Pump (4 ton) | 0.1978% | 0 | 4.2963 | Commercial_2023_Technical_MW_After Competition Groups_Water Source Heat Pump (4 ton)
Commercial | Com ¦ BEVERAGE VENDING MACHINE CONTROLS | 2023 | Technical | MW | After Competition Groups | 4.0731 | 0 | 0 | 2171.7777 | 0.0018754 | 47 | Commercial_2023_Technical_MW_After Competition Groups_47 | BEVERAGE VENDING MACHINE CONTROLS | 0.1875% | 0 | 4.0731 | Commercial_2023_Technical_MW_After Competition Groups_BEVERAGE VENDING MACHINE CONTROLS
Commercial | Com ¦ Elec Storage WH 2.30 Et | 2023 | Technical | MW | After Competition Groups | 4.0631 | 0 | 0 | 2171.7777 | 0.0018709 | 48 | Commercial_2023_Technical_MW_After Competition Groups_48 | Elec Storage WH 2.30 Et | 0.1871% | 0 | 4.0631 | Commercial_2023_Technical_MW_After Competition Groups_Elec Storage WH 2.30 Et
Commercial | Com ¦ Temperature Adjustment in Commercial Freezers | 2023 | Technical | MW | After Competition Groups | 3.8052 | 0 | 0 | 2171.7777 | 0.0017521 | 49 | Commercial_2023_Technical_MW_After Competition Groups_49 | Temperature Adjustment in Commercial Freezers | 0.1752% | 0 | 3.8052 | Commercial_2023_Technical_MW_After Competition Groups_Temperature Adjustment in Commercial Freezers
Commercial | Com ¦ Roof Insulation/Ceiling Insulation (R25 Code to R35) | 2023 | Technical | MW | After Competition Groups | 3.7366 | 0 | 0 | 2171.7777 | 0.0017205 | 50 | Commercial_2023_Technical_MW_After Competition Groups_50 | Roof Insulation/Ceiling Insulation (R25 Code to R35) | 0.1721% | 0 | 3.7366 | Commercial_2023_Technical_MW_After Competition Groups_Roof Insulation/Ceiling Insulation (R25 Code to R35)
Commercial | Com ¦ LED street light fixture | 2023 | Technical | MW | After Competition Groups | 3.3411 | 0 | 0 | 2171.7777 | 0.0015384 | 51 | Commercial_2023_Technical_MW_After Competition Groups_51 | LED street light fixture | 0.1538% | 0 | 3.3411 | Commercial_2023_Technical_MW_After Competition Groups_LED street light fixture
Commercial | Com ¦ ENERGY STAR Griddle (74% eff) | 2023 | Technical | MW | After Competition Groups | 3.2094 | 0 | 0 | 2171.7777 | 0.0014778 | 52 | Commercial_2023_Technical_MW_After Competition Groups_52 | ENERGY STAR Griddle (74% eff) | 0.1478% | 0 | 3.2094 | Commercial_2023_Technical_MW_After Competition Groups_ENERGY STAR Griddle (74% eff)
Commercial | Com ¦ Vertical Night Covers | 2023 | Technical | MW | After Competition Groups | 3.1467 | 0 | 0 | 2171.7777 | 0.0014489 | 53 | Commercial_2023_Technical_MW_After Competition Groups_53 | Vertical Night Covers | 0.1449% | 0 | 3.1467 | Commercial_2023_Technical_MW_After Competition Groups_Vertical Night Covers
Commercial | Com ¦ Anti-sweat heat (ASH) controls - Cooler/Freezer | 2023 | Technical | MW | After Competition Groups | 3.1097 | 0 | 0 | 2171.7777 | 0.0014319 | 54 | Commercial_2023_Technical_MW_After Competition Groups_54 | Anti-sweat heat (ASH) controls - Cooler/Freezer | 0.1432% | 0 | 3.1097 | Commercial_2023_Technical_MW_After Competition Groups_Anti-sweat heat (ASH) controls - Cooler/Freezer
Commercial | Com ¦ Energy Efficient Laboratory Fume Hood | 2023 | Technical | MW | After Competition Groups | 3.0766 | 0 | 0 | 2171.7777 | 0.0014166 | 55 | Commercial_2023_Technical_MW_After Competition Groups_55 | Energy Efficient Laboratory Fume Hood | 0.1417% | 0 | 3.0766 | Commercial_2023_Technical_MW_After Competition Groups_Energy Efficient Laboratory Fume Hood
Commercial | Com ¦ CO Sensors for parking garage exhaust fans | 2023 | Technical | MW | After Competition Groups | 3.0433 | 0 | 0 | 2171.7777 | 0.0014013 | 56 | Commercial_2023_Technical_MW_After Competition Groups_56 | CO Sensors for parking garage exhaust fans | 0.1401% | 0 | 3.0433 | Commercial_2023_Technical_MW_After Competition Groups_CO Sensors for parking garage exhaust fans
Commercial | Com ¦ Condensing Make Up Air Unit | 2023 | Technical | MW | After Competition Groups | 2.9643 | 0 | 0 | 2171.7777 | 0.0013649 | 57 | Commercial_2023_Technical_MW_After Competition Groups_57 | Condensing Make Up Air Unit | 0.1365% | 0 | 2.9643 | Commercial_2023_Technical_MW_After Competition Groups_Condensing Make Up Air Unit
Commercial | Com ¦ Super-High Efficiency Furnaces (Emerging Tech) | 2023 | Technical | MW | After Competition Groups | 2.8701 | 0 | 0 | 2171.7777 | 0.0013215 | 58 | Commercial_2023_Technical_MW_After Competition Groups_58 | Super-High Efficiency Furnaces (Emerging Tech) | 0.1322% | 0 | 2.8701 | Commercial_2023_Technical_MW_After Competition Groups_Super-High Efficiency Furnaces (Emerging Tech)
Commercial | Com ¦ Water Heating (DHW) Pipe Insulation (Add 3/4\ Foam)" | 2023 | Technical | MW | After Competition Groups | 2.4013 | 0 | 0 | 2171.7777 | 0.0011057 | 59 | Commercial_2023_Technical_MW_After Competition Groups_59 | Water Heating (DHW) Pipe Insulation (Add 3/4\ Foam)" | 0.1106% | 0 | 2.4013 | Commercial_2023_Technical_MW_After Competition Groups_Water Heating (DHW) Pipe Insulation (Add 3/4\ Foam)"
Commercial | Com ¦ Outside Air Economizer | 2023 | Technical | MW | After Competition Groups | 1.7868 | 0 | 0 | 2171.7777 | 0.00082273 | 60 | Commercial_2023_Technical_MW_After Competition Groups_60 | Outside Air Economizer | 0.08227% | 0 | 1.7868 | Commercial_2023_Technical_MW_After Competition Groups_Outside Air Economizer
Commercial | Com ¦ Suction Pipe Insulation Freezer/Refrigerator | 2023 | Technical | MW | After Competition Groups | 1.6354 | 0 | 0 | 2171.7777 | 0.00075304 | 61 | Commercial_2023_Technical_MW_After Competition Groups_61 | Suction Pipe Insulation Freezer/Refrigerator | 0.0753% | 0 | 1.6354 | Commercial_2023_Technical_MW_After Competition Groups_Suction Pipe Insulation Freezer/Refrigerator
Commercial | Com ¦ Evaporator Coil Defrost (Cooler) | 2023 | Technical | MW | After Competition Groups | 1.3914 | 0 | 0 | 2171.7777 | 0.00064067 | 62 | Commercial_2023_Technical_MW_After Competition Groups_62 | Evaporator Coil Defrost (Cooler) | 0.06407% | 0 | 1.3914 | Commercial_2023_Technical_MW_After Competition Groups_Evaporator Coil Defrost (Cooler)
Commercial | Com ¦ LED RECESSED DOWNLIGHTS | 2023 | Technical | MW | After Competition Groups | 1.1603 | 0 | 0 | 2171.7777 | 0.00053426 | 63 | Commercial_2023_Technical_MW_After Competition Groups_63 | LED RECESSED DOWNLIGHTS | 0.05343% | 0 | 1.1603 | Commercial_2023_Technical_MW_After Competition Groups_LED RECESSED DOWNLIGHTS
Commercial | Com ¦ ENERGY STAR Dishwasher | 2023 | Technical | MW | After Competition Groups | 1.1271 | 0 | 0 | 2171.7777 | 0.000519 | 64 | Commercial_2023_Technical_MW_After Competition Groups_64 | ENERGY STAR Dishwasher | 0.0519% | 0 | 1.1271 | Commercial_2023_Technical_MW_After Competition Groups_ENERGY STAR Dishwasher
Commercial | Com ¦ Ground Source Heat Pump | 2023 | Technical | MW | After Competition Groups | 1.1231 | 0 | 0 | 2171.7777 | 0.00051714 | 65 | Commercial_2023_Technical_MW_After Competition Groups_65 | Ground Source Heat Pump | 0.05171% | 0 | 1.1231 | Commercial_2023_Technical_MW_After Competition Groups_Ground Source Heat Pump
Commercial | Com ¦ ENERGY STAR Fryer (84% eff) | 2023 | Technical | MW | After Competition Groups | 0.91416 | 0 | 0 | 2171.7777 | 0.00042093 | 66 | Commercial_2023_Technical_MW_After Competition Groups_66 | ENERGY STAR Fryer (84% eff) | 0.04209% | 0 | 0.91416 | Commercial_2023_Technical_MW_After Competition Groups_ENERGY STAR Fryer (84% eff)
Commercial | Com ¦ Room AC (w/ louvered sides) 14 SEER from 12 SEER code | 2023 | Technical | MW | After Competition Groups | 0.83215 | 0 | 0 | 2171.7777 | 0.00038316 | 67 | Commercial_2023_Technical_MW_After Competition Groups_67 | Room AC (w/ louvered sides) 14 SEER from 12 SEER code | 0.03832% | 0 | 0.83215 | Commercial_2023_Technical_MW_After Competition Groups_Room AC (w/ louvered sides) 14 SEER from 12 SEER code
Commercial | Com ¦ Wall Insulation | 2023 | Technical | MW | After Competition Groups | 0.75329 | 0 | 0 | 2171.7777 | 0.00034685 | 68 | Commercial_2023_Technical_MW_After Competition Groups_68 | Wall Insulation | 0.03469% | 0 | 0.75329 | Commercial_2023_Technical_MW_After Competition Groups_Wall Insulation
Commercial | Com ¦ Ozone Laundry Treatment | 2023 | Technical | MW | After Competition Groups | 0.74409 | 0 | 0 | 2171.7777 | 0.00034262 | 69 | Commercial_2023_Technical_MW_After Competition Groups_69 | Ozone Laundry Treatment | 0.03426% | 0 | 0.74409 | Commercial_2023_Technical_MW_After Competition Groups_Ozone Laundry Treatment
Commercial | Com ¦ Solar Preheat Make up Air | 2023 | Technical | MW | After Competition Groups | 0.74389 | 0 | 0 | 2171.7777 | 0.00034252 | 70 | Commercial_2023_Technical_MW_After Competition Groups_70 | Solar Preheat Make up Air | 0.03425% | 0 | 0.74389 | Commercial_2023_Technical_MW_After Competition Groups_Solar Preheat Make up Air
Commercial | Com ¦ ENERGY STAR Steam Cookers | 2023 | Technical | MW | After Competition Groups | 0.59663 | 0 | 0 | 2171.7777 | 0.00027472 | 71 | Commercial_2023_Technical_MW_After Competition Groups_71 | ENERGY STAR Steam Cookers | 0.02747% | 0 | 0.59663 | Commercial_2023_Technical_MW_After Competition Groups_ENERGY STAR Steam Cookers
Commercial | Com ¦ SYNCHRONOUS BELT | 2023 | Technical | MW | After Competition Groups | 0.57666 | 0 | 0 | 2171.7777 | 0.00026552 | 72 | Commercial_2023_Technical_MW_After Competition Groups_72 | SYNCHRONOUS BELT | 0.02655% | 0 | 0.57666 | Commercial_2023_Technical_MW_After Competition Groups_SYNCHRONOUS BELT
Commercial | Com ¦ Efficient compressor motor | 2023 | Technical | MW | After Competition Groups | 0.56619 | 0 | 0 | 2171.7777 | 0.0002607 | 73 | Commercial_2023_Technical_MW_After Competition Groups_73 | Efficient compressor motor | 0.02607% | 0 | 0.56619 | Commercial_2023_Technical_MW_After Competition Groups_Efficient compressor motor
Commercial | Com ¦ Thermostat Setback | 2023 | Technical | MW | After Competition Groups | 0.50532 | 0 | 0 | 2171.7777 | 0.00023268 | 74 | Commercial_2023_Technical_MW_After Competition Groups_74 | Thermostat Setback | 0.02327% | 0 | 0.50532 | Commercial_2023_Technical_MW_After Competition Groups_Thermostat Setback
Commercial | Com ¦ PTAC (12 EER/10,000 BTU) | 2023 | Technical | MW | After Competition Groups | 0.36399 | 0 | 0 | 2171.7777 | 0.0001676 | 75 | Commercial_2023_Technical_MW_After Competition Groups_75 | PTAC (12 EER/10,000 BTU) | 0.01676% | 0 | 0.36399 | Commercial_2023_Technical_MW_After Competition Groups_PTAC (12 EER/10,000 BTU)
Commercial | Com ¦ ECM MOTORS FOR HVAC APPLICATION (FAN-POWERED VAV BOX) | 2023 | Technical | MW | After Competition Groups | 0.29689 | 0 | 0 | 2171.7777 | 0.0001367 | 76 | Commercial_2023_Technical_MW_After Competition Groups_76 | ECM MOTORS FOR HVAC APPLICATION (FAN-POWERED VAV BOX) | 0.01367% | 0 | 0.29689 | Commercial_2023_Technical_MW_After Competition Groups_ECM MOTORS FOR HVAC APPLICATION (FAN-POWERED VAV BOX)
Commercial | Com ¦ Auto Off Time Switch or Time Clock control | 2023 | Technical | MW | After Competition Groups | 0.17935 | 0 | 0 | 2171.7777 | 8.2584e-05 | 77 | Commercial_2023_Technical_MW_After Competition Groups_77 | Auto Off Time Switch or Time Clock control | 0.008258% | 0 | 0.17935 | Commercial_2023_Technical_MW_After Competition Groups_Auto Off Time Switch or Time Clock control
Commercial | Com ¦ Solar Water Preheat (Pools/DHW) | 2023 | Technical | MW | After Competition Groups | 0.17697 | 0 | 0 | 2171.7777 | 8.1488e-05 | 78 | Commercial_2023_Technical_MW_After Competition Groups_78 | Solar Water Preheat (Pools/DHW) | 0.008149% | 0 | 0.17697 | Commercial_2023_Technical_MW_After Competition Groups_Solar Water Preheat (Pools/DHW)
Commercial | COM ¦ Ductless Mini-Split Heat Pumps | 2023 | Technical | MW | After Competition Groups | 0.17349 | 0 | 0 | 2171.7777 | 7.9885e-05 | 79 | Commercial_2023_Technical_MW_After Competition Groups_79 | Ductless Mini-Split Heat Pumps | 0.007988% | 0 | 0.17349 | Commercial_2023_Technical_MW_After Competition Groups_Ductless Mini-Split Heat Pumps
Commercial | Com ¦ HVAC Optimization | 2023 | Technical | MW | After Competition Groups | 0.17348 | 0 | 0 | 2171.7777 | 7.9877e-05 | 80 | Commercial_2023_Technical_MW_After Competition Groups_80 | HVAC Optimization | 0.007988% | 0 | 0.17348 | Commercial_2023_Technical_MW_After Competition Groups_HVAC Optimization
Commercial | Com ¦ High Efficiency Chiller (avg of water and air cooled) | 2023 | Technical | MW | After Competition Groups | 0.16959 | 0 | 0 | 2171.7777 | 7.809e-05 | 81 | Commercial_2023_Technical_MW_After Competition Groups_81 | High Efficiency Chiller (avg of water and air cooled) | 0.007809% | 0 | 0.16959 | Commercial_2023_Technical_MW_After Competition Groups_High Efficiency Chiller (avg of water and air cooled)
Commercial | Com ¦ Demand controlled Circulating Systems | 2023 | Technical | MW | After Competition Groups | 0.15407 | 0 | 0 | 2171.7777 | 7.0941e-05 | 82 | Commercial_2023_Technical_MW_After Competition Groups_82 | Demand controlled Circulating Systems | 0.007094% | 0 | 0.15407 | Commercial_2023_Technical_MW_After Competition Groups_Demand controlled Circulating Systems
Commercial | Com ¦ Commercial Hot Food Holding Cabinets | 2023 | Technical | MW | After Competition Groups | 0.13935 | 0 | 0 | 2171.7777 | 6.4163e-05 | 83 | Commercial_2023_Technical_MW_After Competition Groups_83 | Commercial Hot Food Holding Cabinets | 0.006416% | 0 | 0.13935 | Commercial_2023_Technical_MW_After Competition Groups_Commercial Hot Food Holding Cabinets
Commercial | Com ¦ CEE Tier 2/Energy Star Clothes Washers | 2023 | Technical | MW | After Competition Groups | 0.09817 | 0 | 0 | 2171.7777 | 4.5203e-05 | 84 | Commercial_2023_Technical_MW_After Competition Groups_84 | CEE Tier 2/Energy Star Clothes Washers | 0.00452% | 0 | 0.09817 | Commercial_2023_Technical_MW_After Competition Groups_CEE Tier 2/Energy Star Clothes Washers
Commercial | Com ¦ Low Flow Pre-Rinse Spray Nozzle | 2023 | Technical | MW | After Competition Groups | 0.077446 | 0 | 0 | 2171.7777 | 3.566e-05 | 85 | Commercial_2023_Technical_MW_After Competition Groups_85 | Low Flow Pre-Rinse Spray Nozzle | 0.003566% | 0 | 0.077446 | Commercial_2023_Technical_MW_After Competition Groups_Low Flow Pre-Rinse Spray Nozzle
Commercial | Com ¦ Heat Pump Water Heater (50 Gallons) | 2023 | Technical | MW | After Competition Groups | 0.055151 | 0 | 0 | 2171.7777 | 2.5394e-05 | 86 | Commercial_2023_Technical_MW_After Competition Groups_86 | Heat Pump Water Heater (50 Gallons) | 0.002539% | 0 | 0.055151 | Commercial_2023_Technical_MW_After Competition Groups_Heat Pump Water Heater (50 Gallons)
Commercial | Com ¦ Condensing Unit Heaters or other Efficient Unit Heating System | 2023 | Technical | MW | After Competition Groups | 0.053658 | 0 | 0 | 2171.7777 | 2.4707e-05 | 87 | Commercial_2023_Technical_MW_After Competition Groups_87 | Condensing Unit Heaters or other Efficient Unit Heating System | 0.002471% | 0 | 0.053658 | Commercial_2023_Technical_MW_After Competition Groups_Condensing Unit Heaters or other Efficient Unit Heating System
Commercial | Com ¦ EC Plug Fan for Data Center (under cabinet) | 2023 | Technical | MW | After Competition Groups | 0.021545 | 0 | 0 | 2171.7777 | 9.9206e-06 | 88 | Commercial_2023_Technical_MW_After Competition Groups_88 | EC Plug Fan for Data Center (under cabinet) | 0.0009921% | 0 | 0.021545 | Commercial_2023_Technical_MW_After Competition Groups_EC Plug Fan for Data Center (under cabinet)
Commercial | Com ¦ Exterior Photocell | 2023 | Technical | MW | After Competition Groups | 0.017455 | 0 | 0 | 2171.7777 | 8.0372e-06 | 89 | Commercial_2023_Technical_MW_After Competition Groups_89 | Exterior Photocell | 0.0008037% | 0 | 0.017455 | Commercial_2023_Technical_MW_After Competition Groups_Exterior Photocell
Commercial | Com ¦ VSD Air Compressor | 2023 | Technical | MW | After Competition Groups | 0.015043 | 0 | 0 | 2171.7777 | 6.9264e-06 | 90 | Commercial_2023_Technical_MW_After Competition Groups_90 | VSD Air Compressor | 0.0006926% | 0 | 0.015043 | Commercial_2023_Technical_MW_After Competition Groups_VSD Air Compressor
Commercial | Com ¦ eCube | 2023 | Technical | MW | After Competition Groups | 0.011771 | 0 | 0 | 2171.7777 | 5.4199e-06 | 91 | Commercial_2023_Technical_MW_After Competition Groups_91 | eCube | 0.000542% | 0 | 0.011771 | Commercial_2023_Technical_MW_After Competition Groups_eCube
Commercial | Com ¦ Air Curtains | 2023 | Technical | MW | After Competition Groups | 0.0064064 | 0 | 0 | 2171.7777 | 2.9498e-06 | 92 | Commercial_2023_Technical_MW_After Competition Groups_92 | Air Curtains | 0.000295% | 0 | 0.0064064 | Commercial_2023_Technical_MW_After Competition Groups_Air Curtains
Commercial | Com ¦ High Efficiency Induction Cooking | 2023 | Technical | MW | After Competition Groups | 0.0010663 | 0 | 0 | 2171.7777 | 4.9098e-07 | 93 | Commercial_2023_Technical_MW_After Competition Groups_93 | High Efficiency Induction Cooking | 4.91e-05% | 0 | 0.0010663 | Commercial_2023_Technical_MW_After Competition Groups_High Efficiency Induction Cooking
Commercial | Com ¦ Electric Convection Combination Ovens | 2023 | Technical | MW | After Competition Groups | 0.00018772 | 0 | 0 | 2171.7777 | 8.6437e-08 | 94 | Commercial_2023_Technical_MW_After Competition Groups_94 | Electric Convection Combination Ovens | 8.644e-06% | 0 | 0.00018772 | Commercial_2023_Technical_MW_After Competition Groups_Electric Convection Combination Ovens
Commercial | Com ¦ Building Recommissioning, Operations and Maintenance (O&M) Improvements | 2024 | Economic | MW | After Competition Groups | 279.8376 | 0 | 0 | 1703.7782 | 0.16425 | 1 | Commercial_2024_Economic_MW_After Competition Groups_1 | Building Recommissioning, Operations and Maintenance (O&M) Improvements | 16.42% | 0 | 279.8376 | Commercial_2024_Economic_MW_After Competition Groups_Building Recommissioning, Operations and Maintenance (O&M) Improvements
Commercial | Com ¦ Education and Capacity Building/Energy Behavior | 2024 | Economic | MW | After Competition Groups | 249.9707 | 0 | 0 | 1703.7782 | 0.14672 | 2 | Commercial_2024_Economic_MW_After Competition Groups_2 | Education and Capacity Building/Energy Behavior | 14.67% | 0 | 249.9707 | Commercial_2024_Economic_MW_After Competition Groups_Education and Capacity Building/Energy Behavior
Commercial | Com ¦ LED Low/High Bay | 2024 | Economic | MW | After Competition Groups | 157.2931 | 0 | 0 | 1703.7782 | 0.09232 | 3 | Commercial_2024_Economic_MW_After Competition Groups_3 | LED Low/High Bay | 9.232% | 0 | 157.2931 | Commercial_2024_Economic_MW_After Competition Groups_LED Low/High Bay
Commercial | Com ¦ LED Troffer/Surface/Suspended | 2024 | Economic | MW | After Competition Groups | 142.1285 | 0 | 0 | 1703.7782 | 0.08342 | 4 | Commercial_2024_Economic_MW_After Competition Groups_4 | LED Troffer/Surface/Suspended | 8.342% | 0 | 142.1285 | Commercial_2024_Economic_MW_After Competition Groups_LED Troffer/Surface/Suspended
Commercial | Com ¦ ENERGY STAR LED LAMPS (REFLECTOR LAMPs/MR16/PAR 16) | 2024 | Economic | MW | After Competition Groups | 117.7932 | 0 | 0 | 1703.7782 | 0.069136 | 5 | Commercial_2024_Economic_MW_After Competition Groups_5 | ENERGY STAR LED LAMPS (REFLECTOR LAMPs/MR16/PAR 16) | 6.914% | 0 | 117.7932 | Commercial_2024_Economic_MW_After Competition Groups_ENERGY STAR LED LAMPS (REFLECTOR LAMPs/MR16/PAR 16)
Commercial | Com ¦ Advanced BAS/Controllers | 2024 | Economic | MW | After Competition Groups | 92.7102 | 0 | 0 | 1703.7782 | 0.054414 | 6 | Commercial_2024_Economic_MW_After Competition Groups_6 | Advanced BAS/Controllers | 5.441% | 0 | 92.7102 | Commercial_2024_Economic_MW_After Competition Groups_Advanced BAS/Controllers
Commercial | Com ¦ High Efficiency Air Source Heat Pump | 2024 | Economic | MW | After Competition Groups | 91.3656 | 0 | 0 | 1703.7782 | 0.053625 | 7 | Commercial_2024_Economic_MW_After Competition Groups_7 | High Efficiency Air Source Heat Pump | 5.363% | 0 | 91.3656 | Commercial_2024_Economic_MW_After Competition Groups_High Efficiency Air Source Heat Pump
Commercial | Com ¦ Unitary Air-Conditioning Unit | 2024 | Economic | MW | After Competition Groups | 60.8932 | 0 | 0 | 1703.7782 | 0.03574 | 8 | Commercial_2024_Economic_MW_After Competition Groups_8 | Unitary Air-Conditioning Unit | 3.574% | 0 | 60.8932 | Commercial_2024_Economic_MW_After Competition Groups_Unitary Air-Conditioning Unit
Commercial | Com ¦ LED Replacement Lamp (Tube) | 2024 | Economic | MW | After Competition Groups | 44.9502 | 0 | 0 | 1703.7782 | 0.026383 | 9 | Commercial_2024_Economic_MW_After Competition Groups_9 | LED Replacement Lamp (Tube) | 2.638% | 0 | 44.9502 | Commercial_2024_Economic_MW_After Competition Groups_LED Replacement Lamp (Tube)
Commercial | Com ¦ Adaptive Thermostats | 2024 | Economic | MW | After Competition Groups | 39.9452 | 0 | 0 | 1703.7782 | 0.023445 | 10 | Commercial_2024_Economic_MW_After Competition Groups_10 | Adaptive Thermostats | 2.345% | 0 | 39.9452 | Commercial_2024_Economic_MW_After Competition Groups_Adaptive Thermostats
Commercial | Com ¦ Furnace Tune-Up | 2024 | Economic | MW | After Competition Groups | 33.4171 | 0 | 0 | 1703.7782 | 0.019614 | 11 | Commercial_2024_Economic_MW_After Competition Groups_11 | Furnace Tune-Up | 1.961% | 0 | 33.4171 | Commercial_2024_Economic_MW_After Competition Groups_Furnace Tune-Up
Commercial | Com ¦ Data Center Storage/Server Virtualization | 2024 | Economic | MW | After Competition Groups | 31.0825 | 0 | 0 | 1703.7782 | 0.018243 | 12 | Commercial_2024_Economic_MW_After Competition Groups_12 | Data Center Storage/Server Virtualization | 1.824% | 0 | 31.0825 | Commercial_2024_Economic_MW_After Competition Groups_Data Center Storage/Server Virtualization
Commercial | Com ¦ Strip Curtains | 2024 | Economic | MW | After Competition Groups | 30.0677 | 0 | 0 | 1703.7782 | 0.017648 | 13 | Commercial_2024_Economic_MW_After Competition Groups_13 | Strip Curtains | 1.765% | 0 | 30.0677 | Commercial_2024_Economic_MW_After Competition Groups_Strip Curtains
Commercial | Com ¦ Demand Control Ventilation | 2024 | Economic | MW | After Competition Groups | 27.3586 | 0 | 0 | 1703.7782 | 0.016058 | 14 | Commercial_2024_Economic_MW_After Competition Groups_14 | Demand Control Ventilation | 1.606% | 0 | 27.3586 | Commercial_2024_Economic_MW_After Competition Groups_Demand Control Ventilation
Commercial | Com ¦ Variable Frequency Drive (VFD) | 2024 | Economic | MW | After Competition Groups | 23.2589 | 0 | 0 | 1703.7782 | 0.013651 | 15 | Commercial_2024_Economic_MW_After Competition Groups_15 | Variable Frequency Drive (VFD) | 1.365% | 0 | 23.2589 | Commercial_2024_Economic_MW_After Competition Groups_Variable Frequency Drive (VFD)
Commercial | Com ¦ LED or Equivalent Sign Lighting | 2024 | Economic | MW | After Competition Groups | 23.1649 | 0 | 0 | 1703.7782 | 0.013596 | 16 | Commercial_2024_Economic_MW_After Competition Groups_16 | LED or Equivalent Sign Lighting | 1.36% | 0 | 23.1649 | Commercial_2024_Economic_MW_After Competition Groups_LED or Equivalent Sign Lighting
Commercial | Com ¦ VFD on Pumps | 2024 | Economic | MW | After Competition Groups | 21.7675 | 0 | 0 | 1703.7782 | 0.012776 | 17 | Commercial_2024_Economic_MW_After Competition Groups_17 | VFD on Pumps | 1.278% | 0 | 21.7675 | Commercial_2024_Economic_MW_After Competition Groups_VFD on Pumps
Commercial | Com ¦ Centrally controlled desktop PC/NETWORK PC POWER MANAGEMENT SOFTWARE | 2024 | Economic | MW | After Competition Groups | 21.2584 | 0 | 0 | 1703.7782 | 0.012477 | 18 | Commercial_2024_Economic_MW_After Competition Groups_18 | Centrally controlled desktop PC/NETWORK PC POWER MANAGEMENT SOFTWARE | 1.248% | 0 | 21.2584 | Commercial_2024_Economic_MW_After Competition Groups_Centrally controlled desktop PC/NETWORK PC POWER MANAGEMENT SOFTWARE
Commercial | Com ¦ Refrigerated Display Case LED | 2024 | Economic | MW | After Competition Groups | 17.7895 | 0 | 0 | 1703.7782 | 0.010441 | 19 | Commercial_2024_Economic_MW_After Competition Groups_19 | Refrigerated Display Case LED | 1.044% | 0 | 17.7895 | Commercial_2024_Economic_MW_After Competition Groups_Refrigerated Display Case LED
Commercial | Com ¦ Air Handler with Dedicated Outdoor Air Systems | 2024 | Economic | MW | After Competition Groups | 17.752 | 0 | 0 | 1703.7782 | 0.010419 | 20 | Commercial_2024_Economic_MW_After Competition Groups_20 | Air Handler with Dedicated Outdoor Air Systems | 1.042% | 0 | 17.752 | Commercial_2024_Economic_MW_After Competition Groups_Air Handler with Dedicated Outdoor Air Systems
Commercial | Com ¦ Reach-in Shaded Pole to ECM/PSC Evaporator Fan Motor | 2024 | Economic | MW | After Competition Groups | 17.5209 | 0 | 0 | 1703.7782 | 0.010284 | 21 | Commercial_2024_Economic_MW_After Competition Groups_21 | Reach-in Shaded Pole to ECM/PSC Evaporator Fan Motor | 1.028% | 0 | 17.5209 | Commercial_2024_Economic_MW_After Competition Groups_Reach-in Shaded Pole to ECM/PSC Evaporator Fan Motor
Commercial | Com ¦ ENERGY STAR LED LAMPS (General Service Lamps) | 2024 | Economic | MW | After Competition Groups | 15.155 | 0 | 0 | 1703.7782 | 0.0088949 | 22 | Commercial_2024_Economic_MW_After Competition Groups_22 | ENERGY STAR LED LAMPS (General Service Lamps) | 0.8895% | 0 | 15.155 | Commercial_2024_Economic_MW_After Competition Groups_ENERGY STAR LED LAMPS (General Service Lamps)
Commercial | Com ¦ Refrigerated Display Case Doors | 2024 | Economic | MW | After Competition Groups | 14.8001 | 0 | 0 | 1703.7782 | 0.0086866 | 23 | Commercial_2024_Economic_MW_After Competition Groups_23 | Refrigerated Display Case Doors | 0.8687% | 0 | 14.8001 | Commercial_2024_Economic_MW_After Competition Groups_Refrigerated Display Case Doors
Commercial | Com ¦ Chilled Water Optimization | 2024 | Economic | MW | After Competition Groups | 14.6547 | 0 | 0 | 1703.7782 | 0.0086013 | 24 | Commercial_2024_Economic_MW_After Competition Groups_24 | Chilled Water Optimization | 0.8601% | 0 | 14.6547 | Commercial_2024_Economic_MW_After Competition Groups_Chilled Water Optimization
Commercial | Com ¦ ECM MOTORS FOR EVAPORATOR FANS for refrigeration (WALK-IN) | 2024 | Economic | MW | After Competition Groups | 12.0993 | 0 | 0 | 1703.7782 | 0.0071015 | 25 | Commercial_2024_Economic_MW_After Competition Groups_25 | ECM MOTORS FOR EVAPORATOR FANS for refrigeration (WALK-IN) | 0.7101% | 0 | 12.0993 | Commercial_2024_Economic_MW_After Competition Groups_ECM MOTORS FOR EVAPORATOR FANS for refrigeration (WALK-IN)
Commercial | Com ¦ Freezer Case Light Sensor | 2024 | Economic | MW | After Competition Groups | 10.4685 | 0 | 0 | 1703.7782 | 0.0061443 | 26 | Commercial_2024_Economic_MW_After Competition Groups_26 | Freezer Case Light Sensor | 0.6144% | 0 | 10.4685 | Commercial_2024_Economic_MW_After Competition Groups_Freezer Case Light Sensor
Commercial | Com ¦ Evaporator Fan Controls | 2024 | Economic | MW | After Competition Groups | 10.1989 | 0 | 0 | 1703.7782 | 0.005986 | 27 | Commercial_2024_Economic_MW_After Competition Groups_27 | Evaporator Fan Controls | 0.5986% | 0 | 10.1989 | Commercial_2024_Economic_MW_After Competition Groups_Evaporator Fan Controls
Commercial | Com ¦ Occupancy Sensors | 2024 | Economic | MW | After Competition Groups | 9.6485 | 0 | 0 | 1703.7782 | 0.005663 | 28 | Commercial_2024_Economic_MW_After Competition Groups_28 | Occupancy Sensors | 0.5663% | 0 | 9.6485 | Commercial_2024_Economic_MW_After Competition Groups_Occupancy Sensors
Commercial | Com ¦ Demand Control Kitchen Ventilation | 2024 | Economic | MW | After Competition Groups | 8.6019 | 0 | 0 | 1703.7782 | 0.0050487 | 29 | Commercial_2024_Economic_MW_After Competition Groups_29 | Demand Control Kitchen Ventilation | 0.5049% | 0 | 8.6019 | Commercial_2024_Economic_MW_After Competition Groups_Demand Control Kitchen Ventilation
Commercial | Com ¦ Duct Insulation, R8 | 2024 | Economic | MW | After Competition Groups | 6.1345 | 0 | 0 | 1703.7782 | 0.0036006 | 30 | Commercial_2024_Economic_MW_After Competition Groups_30 | Duct Insulation, R8 | 0.3601% | 0 | 6.1345 | Commercial_2024_Economic_MW_After Competition Groups_Duct Insulation, R8
Commercial | Com ¦ LED EXTERIOR AREA LIGHTS - LED fixture (200W) | 2024 | Economic | MW | After Competition Groups | 6.0114 | 0 | 0 | 1703.7782 | 0.0035283 | 31 | Commercial_2024_Economic_MW_After Competition Groups_31 | LED EXTERIOR AREA LIGHTS - LED fixture (200W) | 0.3528% | 0 | 6.0114 | Commercial_2024_Economic_MW_After Competition Groups_LED EXTERIOR AREA LIGHTS - LED fixture (200W)
Commercial | Com ¦ LED parking lot fixture | 2024 | Economic | MW | After Competition Groups | 5.8516 | 0 | 0 | 1703.7782 | 0.0034345 | 32 | Commercial_2024_Economic_MW_After Competition Groups_32 | LED parking lot fixture | 0.3435% | 0 | 5.8516 | Commercial_2024_Economic_MW_After Competition Groups_LED parking lot fixture
Commercial | Com ¦ Water Source Heat Pump (4 ton) | 2024 | Economic | MW | After Competition Groups | 5.0053 | 0 | 0 | 1703.7782 | 0.0029378 | 33 | Commercial_2024_Economic_MW_After Competition Groups_33 | Water Source Heat Pump (4 ton) | 0.2938% | 0 | 5.0053 | Commercial_2024_Economic_MW_After Competition Groups_Water Source Heat Pump (4 ton)
Commercial | Com ¦ Elec Storage WH 2.30 Et | 2024 | Economic | MW | After Competition Groups | 4.2654 | 0 | 0 | 1703.7782 | 0.0025035 | 34 | Commercial_2024_Economic_MW_After Competition Groups_34 | Elec Storage WH 2.30 Et | 0.2503% | 0 | 4.2654 | Commercial_2024_Economic_MW_After Competition Groups_Elec Storage WH 2.30 Et
Commercial | Com ¦ BEVERAGE VENDING MACHINE CONTROLS | 2024 | Economic | MW | After Competition Groups | 4.2469 | 0 | 0 | 1703.7782 | 0.0024926 | 35 | Commercial_2024_Economic_MW_After Competition Groups_35 | BEVERAGE VENDING MACHINE CONTROLS | 0.2493% | 0 | 4.2469 | Commercial_2024_Economic_MW_After Competition Groups_BEVERAGE VENDING MACHINE CONTROLS
Commercial | Com ¦ Temperature Adjustment in Commercial Freezers | 2024 | Economic | MW | After Competition Groups | 3.7287 | 0 | 0 | 1703.7782 | 0.0021885 | 36 | Commercial_2024_Economic_MW_After Competition Groups_36 | Temperature Adjustment in Commercial Freezers | 0.2188% | 0 | 3.7287 | Commercial_2024_Economic_MW_After Competition Groups_Temperature Adjustment in Commercial Freezers
Commercial | Com ¦ ENERGY STAR Griddle (74% eff) | 2024 | Economic | MW | After Competition Groups | 3.7158 | 0 | 0 | 1703.7782 | 0.0021809 | 37 | Commercial_2024_Economic_MW_After Competition Groups_37 | ENERGY STAR Griddle (74% eff) | 0.2181% | 0 | 3.7158 | Commercial_2024_Economic_MW_After Competition Groups_ENERGY STAR Griddle (74% eff)
Commercial | Com ¦ LED street light fixture | 2024 | Economic | MW | After Competition Groups | 3.4976 | 0 | 0 | 1703.7782 | 0.0020529 | 38 | Commercial_2024_Economic_MW_After Competition Groups_38 | LED street light fixture | 0.2053% | 0 | 3.4976 | Commercial_2024_Economic_MW_After Competition Groups_LED street light fixture
Commercial | Com ¦ Vertical Night Covers | 2024 | Economic | MW | After Competition Groups | 3.0835 | 0 | 0 | 1703.7782 | 0.0018098 | 39 | Commercial_2024_Economic_MW_After Competition Groups_39 | Vertical Night Covers | 0.181% | 0 | 3.0835 | Commercial_2024_Economic_MW_After Competition Groups_Vertical Night Covers
Commercial | Com ¦ CO Sensors for parking garage exhaust fans | 2024 | Economic | MW | After Competition Groups | 3.0743 | 0 | 0 | 1703.7782 | 0.0018044 | 40 | Commercial_2024_Economic_MW_After Competition Groups_40 | CO Sensors for parking garage exhaust fans | 0.1804% | 0 | 3.0743 | Commercial_2024_Economic_MW_After Competition Groups_CO Sensors for parking garage exhaust fans
Commercial | Com ¦ Energy Efficient Laboratory Fume Hood | 2024 | Economic | MW | After Competition Groups | 3.0148 | 0 | 0 | 1703.7782 | 0.0017695 | 41 | Commercial_2024_Economic_MW_After Competition Groups_41 | Energy Efficient Laboratory Fume Hood | 0.1769% | 0 | 3.0148 | Commercial_2024_Economic_MW_After Competition Groups_Energy Efficient Laboratory Fume Hood
Commercial | Com ¦ Door Gasket Freezer/Refrigerator | 2024 | Economic | MW | After Competition Groups | 2.7357 | 0 | 0 | 1703.7782 | 0.0016057 | 42 | Commercial_2024_Economic_MW_After Competition Groups_42 | Door Gasket Freezer/Refrigerator | 0.1606% | 0 | 2.7357 | Commercial_2024_Economic_MW_After Competition Groups_Door Gasket Freezer/Refrigerator
Commercial | Com ¦ Water Heating (DHW) Pipe Insulation (Add 3/4\ Foam)" | 2024 | Economic | MW | After Competition Groups | 2.3531 | 0 | 0 | 1703.7782 | 0.0013811 | 43 | Commercial_2024_Economic_MW_After Competition Groups_43 | Water Heating (DHW) Pipe Insulation (Add 3/4\ Foam)" | 0.1381% | 0 | 2.3531 | Commercial_2024_Economic_MW_After Competition Groups_Water Heating (DHW) Pipe Insulation (Add 3/4\ Foam)"
Commercial | Com ¦ Outside Air Economizer | 2024 | Economic | MW | After Competition Groups | 1.8032 | 0 | 0 | 1703.7782 | 0.0010583 | 44 | Commercial_2024_Economic_MW_After Competition Groups_44 | Outside Air Economizer | 0.1058% | 0 | 1.8032 | Commercial_2024_Economic_MW_After Competition Groups_Outside Air Economizer
Commercial | Com ¦ Suction Pipe Insulation Freezer/Refrigerator | 2024 | Economic | MW | After Competition Groups | 1.6026 | 0 | 0 | 1703.7782 | 0.0009406 | 45 | Commercial_2024_Economic_MW_After Competition Groups_45 | Suction Pipe Insulation Freezer/Refrigerator | 0.09406% | 0 | 1.6026 | Commercial_2024_Economic_MW_After Competition Groups_Suction Pipe Insulation Freezer/Refrigerator
Commercial | Com ¦ ENERGY STAR Dishwasher | 2024 | Economic | MW | After Competition Groups | 1.1725 | 0 | 0 | 1703.7782 | 0.00068816 | 46 | Commercial_2024_Economic_MW_After Competition Groups_46 | ENERGY STAR Dishwasher | 0.06882% | 0 | 1.1725 | Commercial_2024_Economic_MW_After Competition Groups_ENERGY STAR Dishwasher
Commercial | Com ¦ ENERGY STAR Fryer (84% eff) | 2024 | Economic | MW | After Competition Groups | 1.0619 | 0 | 0 | 1703.7782 | 0.00062324 | 47 | Commercial_2024_Economic_MW_After Competition Groups_47 | ENERGY STAR Fryer (84% eff) | 0.06232% | 0 | 1.0619 | Commercial_2024_Economic_MW_After Competition Groups_ENERGY STAR Fryer (84% eff)
Commercial | Com ¦ Ozone Laundry Treatment | 2024 | Economic | MW | After Competition Groups | 0.74847 | 0 | 0 | 1703.7782 | 0.0004393 | 48 | Commercial_2024_Economic_MW_After Competition Groups_48 | Ozone Laundry Treatment | 0.04393% | 0 | 0.74847 | Commercial_2024_Economic_MW_After Competition Groups_Ozone Laundry Treatment
Commercial | Com ¦ ENERGY STAR Steam Cookers | 2024 | Economic | MW | After Competition Groups | 0.69354 | 0 | 0 | 1703.7782 | 0.00040706 | 49 | Commercial_2024_Economic_MW_After Competition Groups_49 | ENERGY STAR Steam Cookers | 0.04071% | 0 | 0.69354 | Commercial_2024_Economic_MW_After Competition Groups_ENERGY STAR Steam Cookers
Commercial | Com ¦ Thermostat Setback | 2024 | Economic | MW | After Competition Groups | 0.55352 | 0 | 0 | 1703.7782 | 0.00032488 | 50 | Commercial_2024_Economic_MW_After Competition Groups_50 | Thermostat Setback | 0.03249% | 0 | 0.55352 | Commercial_2024_Economic_MW_After Competition Groups_Thermostat Setback
Commercial | Com ¦ PTAC (12 EER/10,000 BTU) | 2024 | Economic | MW | After Competition Groups | 0.39919 | 0 | 0 | 1703.7782 | 0.0002343 | 51 | Commercial_2024_Economic_MW_After Competition Groups_51 | PTAC (12 EER/10,000 BTU) | 0.02343% | 0 | 0.39919 | Commercial_2024_Economic_MW_After Competition Groups_PTAC (12 EER/10,000 BTU)
Commercial | Com ¦ ECM MOTORS FOR HVAC APPLICATION (FAN-POWERED VAV BOX) | 2024 | Economic | MW | After Competition Groups | 0.29748 | 0 | 0 | 1703.7782 | 0.0001746 | 52 | Commercial_2024_Economic_MW_After Competition Groups_52 | ECM MOTORS FOR HVAC APPLICATION (FAN-POWERED VAV BOX) | 0.01746% | 0 | 0.29748 | Commercial_2024_Economic_MW_After Competition Groups_ECM MOTORS FOR HVAC APPLICATION (FAN-POWERED VAV BOX)
Commercial | Com ¦ Condensing Make Up Air Unit | 2024 | Economic | MW | After Competition Groups | 0.22061 | 0 | 0 | 1703.7782 | 0.00012949 | 53 | Commercial_2024_Economic_MW_After Competition Groups_53 | Condensing Make Up Air Unit | 0.01295% | 0 | 0.22061 | Commercial_2024_Economic_MW_After Competition Groups_Condensing Make Up Air Unit
Commercial | Com ¦ Notched V belts for HVAC Systems | 2024 | Economic | MW | After Competition Groups | 0.21035 | 0 | 0 | 1703.7782 | 0.00012346 | 54 | Commercial_2024_Economic_MW_After Competition Groups_54 | Notched V belts for HVAC Systems | 0.01235% | 0 | 0.21035 | Commercial_2024_Economic_MW_After Competition Groups_Notched V belts for HVAC Systems
Commercial | Com ¦ Solar Water Preheat (Pools/DHW) | 2024 | Economic | MW | After Competition Groups | 0.20743 | 0 | 0 | 1703.7782 | 0.00012174 | 55 | Commercial_2024_Economic_MW_After Competition Groups_55 | Solar Water Preheat (Pools/DHW) | 0.01217% | 0 | 0.20743 | Commercial_2024_Economic_MW_After Competition Groups_Solar Water Preheat (Pools/DHW)
Commercial | COM ¦ Ductless Mini-Split Heat Pumps | 2024 | Economic | MW | After Competition Groups | 0.20257 | 0 | 0 | 1703.7782 | 0.0001189 | 56 | Commercial_2024_Economic_MW_After Competition Groups_56 | Ductless Mini-Split Heat Pumps | 0.01189% | 0 | 0.20257 | Commercial_2024_Economic_MW_After Competition Groups_Ductless Mini-Split Heat Pumps
Commercial | Com ¦ Auto Off Time Switch or Time Clock control | 2024 | Economic | MW | After Competition Groups | 0.18099 | 0 | 0 | 1703.7782 | 0.00010623 | 57 | Commercial_2024_Economic_MW_After Competition Groups_57 | Auto Off Time Switch or Time Clock control | 0.01062% | 0 | 0.18099 | Commercial_2024_Economic_MW_After Competition Groups_Auto Off Time Switch or Time Clock control
Commercial | Com ¦ Demand controlled Circulating Systems | 2024 | Economic | MW | After Competition Groups | 0.15097 | 0 | 0 | 1703.7782 | 8.8609e-05 | 58 | Commercial_2024_Economic_MW_After Competition Groups_58 | Demand controlled Circulating Systems | 0.008861% | 0 | 0.15097 | Commercial_2024_Economic_MW_After Competition Groups_Demand controlled Circulating Systems
Commercial | Com ¦ CEE Tier 2/Energy Star Clothes Washers | 2024 | Economic | MW | After Competition Groups | 0.11141 | 0 | 0 | 1703.7782 | 6.5393e-05 | 59 | Commercial_2024_Economic_MW_After Competition Groups_59 | CEE Tier 2/Energy Star Clothes Washers | 0.006539% | 0 | 0.11141 | Commercial_2024_Economic_MW_After Competition Groups_CEE Tier 2/Energy Star Clothes Washers
Commercial | Com ¦ HVAC Optimization | 2024 | Economic | MW | After Competition Groups | 0.10299 | 0 | 0 | 1703.7782 | 6.0447e-05 | 60 | Commercial_2024_Economic_MW_After Competition Groups_60 | HVAC Optimization | 0.006045% | 0 | 0.10299 | Commercial_2024_Economic_MW_After Competition Groups_HVAC Optimization
Commercial | Com ¦ Low Flow Pre-Rinse Spray Nozzle | 2024 | Economic | MW | After Competition Groups | 0.084995 | 0 | 0 | 1703.7782 | 4.9886e-05 | 61 | Commercial_2024_Economic_MW_After Competition Groups_61 | Low Flow Pre-Rinse Spray Nozzle | 0.004989% | 0 | 0.084995 | Commercial_2024_Economic_MW_After Competition Groups_Low Flow Pre-Rinse Spray Nozzle
Commercial | Com ¦ Commercial Hot Food Holding Cabinets | 2024 | Economic | MW | After Competition Groups | 0.061784 | 0 | 0 | 1703.7782 | 3.6263e-05 | 62 | Commercial_2024_Economic_MW_After Competition Groups_62 | Commercial Hot Food Holding Cabinets | 0.003626% | 0 | 0.061784 | Commercial_2024_Economic_MW_After Competition Groups_Commercial Hot Food Holding Cabinets
Commercial | Com ¦ Wall Insulation | 2024 | Economic | MW | After Competition Groups | 0.056351 | 0 | 0 | 1703.7782 | 3.3074e-05 | 63 | Commercial_2024_Economic_MW_After Competition Groups_63 | Wall Insulation | 0.003307% | 0 | 0.056351 | Commercial_2024_Economic_MW_After Competition Groups_Wall Insulation
Commercial | Com ¦ Condensing Unit Heaters or other Efficient Unit Heating System | 2024 | Economic | MW | After Competition Groups | 0.052579 | 0 | 0 | 1703.7782 | 3.086e-05 | 64 | Commercial_2024_Economic_MW_After Competition Groups_64 | Condensing Unit Heaters or other Efficient Unit Heating System | 0.003086% | 0 | 0.052579 | Commercial_2024_Economic_MW_After Competition Groups_Condensing Unit Heaters or other Efficient Unit Heating System
Commercial | Com ¦ Room AC (w/ louvered sides) 14 SEER from 12 SEER code | 2024 | Economic | MW | After Competition Groups | 0.051584 | 0 | 0 | 1703.7782 | 3.0276e-05 | 65 | Commercial_2024_Economic_MW_After Competition Groups_65 | Room AC (w/ louvered sides) 14 SEER from 12 SEER code | 0.003028% | 0 | 0.051584 | Commercial_2024_Economic_MW_After Competition Groups_Room AC (w/ louvered sides) 14 SEER from 12 SEER code
Commercial | Com ¦ Energy Recovery Ventilation and Ventilation (Enhanced) | 2024 | Economic | MW | After Competition Groups | 0.033524 | 0 | 0 | 1703.7782 | 1.9676e-05 | 66 | Commercial_2024_Economic_MW_After Competition Groups_66 | Energy Recovery Ventilation and Ventilation (Enhanced) | 0.001968% | 0 | 0.033524 | Commercial_2024_Economic_MW_After Competition Groups_Energy Recovery Ventilation and Ventilation (Enhanced)
Commercial | Com ¦ High Efficiency Chiller (avg of water and air cooled) | 2024 | Economic | MW | After Competition Groups | 0.018513 | 0 | 0 | 1703.7782 | 1.0866e-05 | 67 | Commercial_2024_Economic_MW_After Competition Groups_67 | High Efficiency Chiller (avg of water and air cooled) | 0.001087% | 0 | 0.018513 | Commercial_2024_Economic_MW_After Competition Groups_High Efficiency Chiller (avg of water and air cooled)
Commercial | Com ¦ VSD Air Compressor | 2024 | Economic | MW | After Competition Groups | 0.017452 | 0 | 0 | 1703.7782 | 1.0243e-05 | 68 | Commercial_2024_Economic_MW_After Competition Groups_68 | VSD Air Compressor | 0.001024% | 0 | 0.017452 | Commercial_2024_Economic_MW_After Competition Groups_VSD Air Compressor
Commercial | Com ¦ Air Curtains | 2024 | Economic | MW | After Competition Groups | 0.0064995 | 0 | 0 | 1703.7782 | 3.8148e-06 | 69 | Commercial_2024_Economic_MW_After Competition Groups_69 | Air Curtains | 0.0003815% | 0 | 0.0064995 | Commercial_2024_Economic_MW_After Competition Groups_Air Curtains
Commercial | Com ¦ EC Plug Fan for Data Center (under cabinet) | 2024 | Economic | MW | After Competition Groups | 0.0040461 | 0 | 0 | 1703.7782 | 2.3748e-06 | 70 | Commercial_2024_Economic_MW_After Competition Groups_70 | EC Plug Fan for Data Center (under cabinet) | 0.0002375% | 0 | 0.0040461 | Commercial_2024_Economic_MW_After Competition Groups_EC Plug Fan for Data Center (under cabinet)
Commercial | Com ¦ Electric Convection Combination Ovens | 2024 | Economic | MW | After Competition Groups | 0.00021824 | 0 | 0 | 1703.7782 | 1.2809e-07 | 71 | Commercial_2024_Economic_MW_After Competition Groups_71 | Electric Convection Combination Ovens | 1.281e-05% | 0 | 0.00021824 | Commercial_2024_Economic_MW_After Competition Groups_Electric Convection Combination Ovens
Commercial | Com ¦ Efficient compressor motor | 2024 | Economic | MW | After Competition Groups | 0 | 0 | 0 | 1703.7782 | 0 | 72 | Commercial_2024_Economic_MW_After Competition Groups_72 | Efficient compressor motor | 0% | 0 | 0 | Commercial_2024_Economic_MW_After Competition Groups_Efficient compressor motor
Commercial | Com ¦ Indoor Daylight Sensors/Photocell Dimming Control | 2024 | Economic | MW | After Competition Groups | 0 | 0 | 0 | 1703.7782 | 0 | 73 | Commercial_2024_Economic_MW_After Competition Groups_73 | Indoor Daylight Sensors/Photocell Dimming Control | 0% | 0 | 0 | Commercial_2024_Economic_MW_After Competition Groups_Indoor Daylight Sensors/Photocell Dimming Control
Commercial | Com ¦ LED RECESSED DOWNLIGHTS | 2024 | Economic | MW | After Competition Groups | 0 | 0 | 0 | 1703.7782 | 0 | 74 | Commercial_2024_Economic_MW_After Competition Groups_74 | LED RECESSED DOWNLIGHTS | 0% | 0 | 0 | Commercial_2024_Economic_MW_After Competition Groups_LED RECESSED DOWNLIGHTS
Commercial | Com ¦ Variable Refrigerant Flow Heat Pump | 2024 | Economic | MW | After Competition Groups | 0 | 0 | 0 | 1703.7782 | 0 | 75 | Commercial_2024_Economic_MW_After Competition Groups_75 | Variable Refrigerant Flow Heat Pump | 0% | 0 | 0 | Commercial_2024_Economic_MW_After Competition Groups_Variable Refrigerant Flow Heat Pump
Commercial | Com ¦ ENERGY STAR LED LAMPS (REFLECTOR LAMPs/MR16/PAR 16) | 2024 | SC A | MW | After Competition Groups | 77.1418 | 0 | 0 | 413.1128 | 0.18673 | 1 | Commercial_2024_SC A_MW_After Competition Groups_1 | ENERGY STAR LED LAMPS (REFLECTOR LAMPs/MR16/PAR 16) | 18.67% | 0 | 77.1418 | Commercial_2024_SC A_MW_After Competition Groups_ENERGY STAR LED LAMPS (REFLECTOR LAMPs/MR16/PAR 16)
Commercial | Com ¦ LED Low/High Bay | 2024 | SC A | MW | After Competition Groups | 46.8662 | 0 | 0 | 413.1128 | 0.11345 | 2 | Commercial_2024_SC A_MW_After Competition Groups_2 | LED Low/High Bay | 11.34% | 0 | 46.8662 | Commercial_2024_SC A_MW_After Competition Groups_LED Low/High Bay
Commercial | Com ¦ LED Troffer/Surface/Suspended | 2024 | SC A | MW | After Competition Groups | 46.1434 | 0 | 0 | 413.1128 | 0.1117 | 3 | Commercial_2024_SC A_MW_After Competition Groups_3 | LED Troffer/Surface/Suspended | 11.17% | 0 | 46.1434 | Commercial_2024_SC A_MW_After Competition Groups_LED Troffer/Surface/Suspended
Commercial | Com ¦ LED Replacement Lamp (Tube) | 2024 | SC A | MW | After Competition Groups | 35.1654 | 0 | 0 | 413.1128 | 0.085123 | 4 | Commercial_2024_SC A_MW_After Competition Groups_4 | LED Replacement Lamp (Tube) | 8.512% | 0 | 35.1654 | Commercial_2024_SC A_MW_After Competition Groups_LED Replacement Lamp (Tube)
Commercial | Com ¦ High Efficiency Air Source Heat Pump | 2024 | SC A | MW | After Competition Groups | 26.2222 | 0 | 0 | 413.1128 | 0.063475 | 5 | Commercial_2024_SC A_MW_After Competition Groups_5 | High Efficiency Air Source Heat Pump | 6.347% | 0 | 26.2222 | Commercial_2024_SC A_MW_After Competition Groups_High Efficiency Air Source Heat Pump
Commercial | Com ¦ Building Recommissioning, Operations and Maintenance (O&M) Improvements | 2024 | SC A | MW | After Competition Groups | 19.7846 | 0 | 0 | 413.1128 | 0.047892 | 6 | Commercial_2024_SC A_MW_After Competition Groups_6 | Building Recommissioning, Operations and Maintenance (O&M) Improvements | 4.789% | 0 | 19.7846 | Commercial_2024_SC A_MW_After Competition Groups_Building Recommissioning, Operations and Maintenance (O&M) Improvements
Commercial | Com ¦ Education and Capacity Building/Energy Behavior | 2024 | SC A | MW | After Competition Groups | 17.3909 | 0 | 0 | 413.1128 | 0.042097 | 7 | Commercial_2024_SC A_MW_After Competition Groups_7 | Education and Capacity Building/Energy Behavior | 4.21% | 0 | 17.3909 | Commercial_2024_SC A_MW_After Competition Groups_Education and Capacity Building/Energy Behavior
Commercial | Com ¦ Data Center Storage/Server Virtualization | 2024 | SC A | MW | After Competition Groups | 15.3685 | 0 | 0 | 413.1128 | 0.037202 | 8 | Commercial_2024_SC A_MW_After Competition Groups_8 | Data Center Storage/Server Virtualization | 3.72% | 0 | 15.3685 | Commercial_2024_SC A_MW_After Competition Groups_Data Center Storage/Server Virtualization
Commercial | Com ¦ Advanced BAS/Controllers | 2024 | SC A | MW | After Competition Groups | 11.9031 | 0 | 0 | 413.1128 | 0.028813 | 9 | Commercial_2024_SC A_MW_After Competition Groups_9 | Advanced BAS/Controllers | 2.881% | 0 | 11.9031 | Commercial_2024_SC A_MW_After Competition Groups_Advanced BAS/Controllers
Commercial | Com ¦ ENERGY STAR LED LAMPS (General Service Lamps) | 2024 | SC A | MW | After Competition Groups | 10.7534 | 0 | 0 | 413.1128 | 0.02603 | 10 | Commercial_2024_SC A_MW_After Competition Groups_10 | ENERGY STAR LED LAMPS (General Service Lamps) | 2.603% | 0 | 10.7534 | Commercial_2024_SC A_MW_After Competition Groups_ENERGY STAR LED LAMPS (General Service Lamps)
Commercial | Com ¦ LED or Equivalent Sign Lighting | 2024 | SC A | MW | After Competition Groups | 10.619 | 0 | 0 | 413.1128 | 0.025705 | 11 | Commercial_2024_SC A_MW_After Competition Groups_11 | LED or Equivalent Sign Lighting | 2.57% | 0 | 10.619 | Commercial_2024_SC A_MW_After Competition Groups_LED or Equivalent Sign Lighting
Commercial | Com ¦ Reach-in Shaded Pole to ECM/PSC Evaporator Fan Motor | 2024 | SC A | MW | After Competition Groups | 10.262 | 0 | 0 | 413.1128 | 0.024841 | 12 | Commercial_2024_SC A_MW_After Competition Groups_12 | Reach-in Shaded Pole to ECM/PSC Evaporator Fan Motor | 2.484% | 0 | 10.262 | Commercial_2024_SC A_MW_After Competition Groups_Reach-in Shaded Pole to ECM/PSC Evaporator Fan Motor
Commercial | Com ¦ Adaptive Thermostats | 2024 | SC A | MW | After Competition Groups | 7.6002 | 0 | 0 | 413.1128 | 0.018397 | 13 | Commercial_2024_SC A_MW_After Competition Groups_13 | Adaptive Thermostats | 1.84% | 0 | 7.6002 | Commercial_2024_SC A_MW_After Competition Groups_Adaptive Thermostats
Commercial | Com ¦ Strip Curtains | 2024 | SC A | MW | After Competition Groups | 7.2197 | 0 | 0 | 413.1128 | 0.017476 | 14 | Commercial_2024_SC A_MW_After Competition Groups_14 | Strip Curtains | 1.748% | 0 | 7.2197 | Commercial_2024_SC A_MW_After Competition Groups_Strip Curtains
Commercial | Com ¦ Furnace Tune-Up | 2024 | SC A | MW | After Competition Groups | 5.5958 | 0 | 0 | 413.1128 | 0.013545 | 15 | Commercial_2024_SC A_MW_After Competition Groups_15 | Furnace Tune-Up | 1.355% | 0 | 5.5958 | Commercial_2024_SC A_MW_After Competition Groups_Furnace Tune-Up
Commercial | Com ¦ Unitary Air-Conditioning Unit | 2024 | SC A | MW | After Competition Groups | 5.4529 | 0 | 0 | 413.1128 | 0.013199 | 16 | Commercial_2024_SC A_MW_After Competition Groups_16 | Unitary Air-Conditioning Unit | 1.32% | 0 | 5.4529 | Commercial_2024_SC A_MW_After Competition Groups_Unitary Air-Conditioning Unit
Commercial | Com ¦ Chilled Water Optimization | 2024 | SC A | MW | After Competition Groups | 5.041 | 0 | 0 | 413.1128 | 0.012203 | 17 | Commercial_2024_SC A_MW_After Competition Groups_17 | Chilled Water Optimization | 1.22% | 0 | 5.041 | Commercial_2024_SC A_MW_After Competition Groups_Chilled Water Optimization
Commercial | Com ¦ Refrigerated Display Case Doors | 2024 | SC A | MW | After Competition Groups | 5.009 | 0 | 0 | 413.1128 | 0.012125 | 18 | Commercial_2024_SC A_MW_After Competition Groups_18 | Refrigerated Display Case Doors | 1.212% | 0 | 5.009 | Commercial_2024_SC A_MW_After Competition Groups_Refrigerated Display Case Doors
Commercial | Com ¦ Centrally controlled desktop PC/NETWORK PC POWER MANAGEMENT SOFTWARE | 2024 | SC A | MW | After Competition Groups | 4.5532 | 0 | 0 | 413.1128 | 0.011022 | 19 | Commercial_2024_SC A_MW_After Competition Groups_19 | Centrally controlled desktop PC/NETWORK PC POWER MANAGEMENT SOFTWARE | 1.102% | 0 | 4.5532 | Commercial_2024_SC A_MW_After Competition Groups_Centrally controlled desktop PC/NETWORK PC POWER MANAGEMENT SOFTWARE
Commercial | Com ¦ Variable Frequency Drive (VFD) | 2024 | SC A | MW | After Competition Groups | 3.9413 | 0 | 0 | 413.1128 | 0.0095406 | 20 | Commercial_2024_SC A_MW_After Competition Groups_20 | Variable Frequency Drive (VFD) | 0.9541% | 0 | 3.9413 | Commercial_2024_SC A_MW_After Competition Groups_Variable Frequency Drive (VFD)
Commercial | Com ¦ LED EXTERIOR AREA LIGHTS - LED fixture (200W) | 2024 | SC A | MW | After Competition Groups | 3.7488 | 0 | 0 | 413.1128 | 0.0090746 | 21 | Commercial_2024_SC A_MW_After Competition Groups_21 | LED EXTERIOR AREA LIGHTS - LED fixture (200W) | 0.9075% | 0 | 3.7488 | Commercial_2024_SC A_MW_After Competition Groups_LED EXTERIOR AREA LIGHTS - LED fixture (200W)
Commercial | Com ¦ LED parking lot fixture | 2024 | SC A | MW | After Competition Groups | 3.6928 | 0 | 0 | 413.1128 | 0.008939 | 22 | Commercial_2024_SC A_MW_After Competition Groups_22 | LED parking lot fixture | 0.8939% | 0 | 3.6928 | Commercial_2024_SC A_MW_After Competition Groups_LED parking lot fixture
Commercial | Com ¦ VFD on Pumps | 2024 | SC A | MW | After Competition Groups | 3.661 | 0 | 0 | 413.1128 | 0.008862 | 23 | Commercial_2024_SC A_MW_After Competition Groups_23 | VFD on Pumps | 0.8862% | 0 | 3.661 | Commercial_2024_SC A_MW_After Competition Groups_VFD on Pumps
Commercial | Com ¦ Demand Control Ventilation | 2024 | SC A | MW | After Competition Groups | 3.6339 | 0 | 0 | 413.1128 | 0.0087964 | 24 | Commercial_2024_SC A_MW_After Competition Groups_24 | Demand Control Ventilation | 0.8796% | 0 | 3.6339 | Commercial_2024_SC A_MW_After Competition Groups_Demand Control Ventilation
Commercial | Com ¦ Refrigerated Display Case LED | 2024 | SC A | MW | After Competition Groups | 3.324 | 0 | 0 | 413.1128 | 0.0080461 | 25 | Commercial_2024_SC A_MW_After Competition Groups_25 | Refrigerated Display Case LED | 0.8046% | 0 | 3.324 | Commercial_2024_SC A_MW_After Competition Groups_Refrigerated Display Case LED
Commercial | Com ¦ LED street light fixture | 2024 | SC A | MW | After Competition Groups | 2.1122 | 0 | 0 | 413.1128 | 0.0051129 | 26 | Commercial_2024_SC A_MW_After Competition Groups_26 | LED street light fixture | 0.5113% | 0 | 2.1122 | Commercial_2024_SC A_MW_After Competition Groups_LED street light fixture
Commercial | Com ¦ ECM MOTORS FOR EVAPORATOR FANS for refrigeration (WALK-IN) | 2024 | SC A | MW | After Competition Groups | 2.0184 | 0 | 0 | 413.1128 | 0.0048859 | 27 | Commercial_2024_SC A_MW_After Competition Groups_27 | ECM MOTORS FOR EVAPORATOR FANS for refrigeration (WALK-IN) | 0.4886% | 0 | 2.0184 | Commercial_2024_SC A_MW_After Competition Groups_ECM MOTORS FOR EVAPORATOR FANS for refrigeration (WALK-IN)
Commercial | Com ¦ ENERGY STAR Griddle (74% eff) | 2024 | SC A | MW | After Competition Groups | 2.012 | 0 | 0 | 413.1128 | 0.0048702 | 28 | Commercial_2024_SC A_MW_After Competition Groups_28 | ENERGY STAR Griddle (74% eff) | 0.487% | 0 | 2.012 | Commercial_2024_SC A_MW_After Competition Groups_ENERGY STAR Griddle (74% eff)
Commercial | Com ¦ Air Handler with Dedicated Outdoor Air Systems | 2024 | SC A | MW | After Competition Groups | 1.9346 | 0 | 0 | 413.1128 | 0.004683 | 29 | Commercial_2024_SC A_MW_After Competition Groups_29 | Air Handler with Dedicated Outdoor Air Systems | 0.4683% | 0 | 1.9346 | Commercial_2024_SC A_MW_After Competition Groups_Air Handler with Dedicated Outdoor Air Systems
Commercial | Com ¦ Evaporator Fan Controls | 2024 | SC A | MW | After Competition Groups | 1.6961 | 0 | 0 | 413.1128 | 0.0041057 | 30 | Commercial_2024_SC A_MW_After Competition Groups_30 | Evaporator Fan Controls | 0.4106% | 0 | 1.6961 | Commercial_2024_SC A_MW_After Competition Groups_Evaporator Fan Controls
Commercial | Com ¦ Demand Control Kitchen Ventilation | 2024 | SC A | MW | After Competition Groups | 1.4787 | 0 | 0 | 413.1128 | 0.0035795 | 31 | Commercial_2024_SC A_MW_After Competition Groups_31 | Demand Control Kitchen Ventilation | 0.358% | 0 | 1.4787 | Commercial_2024_SC A_MW_After Competition Groups_Demand Control Kitchen Ventilation
Commercial | Com ¦ Freezer Case Light Sensor | 2024 | SC A | MW | After Competition Groups | 1.4414 | 0 | 0 | 413.1128 | 0.0034891 | 32 | Commercial_2024_SC A_MW_After Competition Groups_32 | Freezer Case Light Sensor | 0.3489% | 0 | 1.4414 | Commercial_2024_SC A_MW_After Competition Groups_Freezer Case Light Sensor
Commercial | Com ¦ Occupancy Sensors | 2024 | SC A | MW | After Competition Groups | 1.3107 | 0 | 0 | 413.1128 | 0.0031726 | 33 | Commercial_2024_SC A_MW_After Competition Groups_33 | Occupancy Sensors | 0.3173% | 0 | 1.3107 | Commercial_2024_SC A_MW_After Competition Groups_Occupancy Sensors
Commercial | Com ¦ Duct Insulation, R8 | 2024 | SC A | MW | After Competition Groups | 1.0194 | 0 | 0 | 413.1128 | 0.0024677 | 34 | Commercial_2024_SC A_MW_After Competition Groups_34 | Duct Insulation, R8 | 0.2468% | 0 | 1.0194 | Commercial_2024_SC A_MW_After Competition Groups_Duct Insulation, R8
Commercial | Com ¦ Door Gasket Freezer/Refrigerator | 2024 | SC A | MW | After Competition Groups | 0.77835 | 0 | 0 | 413.1128 | 0.0018841 | 35 | Commercial_2024_SC A_MW_After Competition Groups_35 | Door Gasket Freezer/Refrigerator | 0.1884% | 0 | 0.77835 | Commercial_2024_SC A_MW_After Competition Groups_Door Gasket Freezer/Refrigerator
Commercial | Com ¦ Water Source Heat Pump (4 ton) | 2024 | SC A | MW | After Competition Groups | 0.71447 | 0 | 0 | 413.1128 | 0.0017295 | 36 | Commercial_2024_SC A_MW_After Competition Groups_36 | Water Source Heat Pump (4 ton) | 0.1729% | 0 | 0.71447 | Commercial_2024_SC A_MW_After Competition Groups_Water Source Heat Pump (4 ton)
Commercial | Com ¦ Temperature Adjustment in Commercial Freezers | 2024 | SC A | MW | After Competition Groups | 0.62074 | 0 | 0 | 413.1128 | 0.0015026 | 37 | Commercial_2024_SC A_MW_After Competition Groups_37 | Temperature Adjustment in Commercial Freezers | 0.1503% | 0 | 0.62074 | Commercial_2024_SC A_MW_After Competition Groups_Temperature Adjustment in Commercial Freezers
Commercial | Com ¦ Elec Storage WH 2.30 Et | 2024 | SC A | MW | After Competition Groups | 0.60041 | 0 | 0 | 413.1128 | 0.0014534 | 38 | Commercial_2024_SC A_MW_After Competition Groups_38 | Elec Storage WH 2.30 Et | 0.1453% | 0 | 0.60041 | Commercial_2024_SC A_MW_After Competition Groups_Elec Storage WH 2.30 Et
Commercial | Com ¦ ENERGY STAR Fryer (84% eff) | 2024 | SC A | MW | After Competition Groups | 0.58621 | 0 | 0 | 413.1128 | 0.001419 | 39 | Commercial_2024_SC A_MW_After Competition Groups_39 | ENERGY STAR Fryer (84% eff) | 0.1419% | 0 | 0.58621 | Commercial_2024_SC A_MW_After Competition Groups_ENERGY STAR Fryer (84% eff)
Commercial | Com ¦ BEVERAGE VENDING MACHINE CONTROLS | 2024 | SC A | MW | After Competition Groups | 0.53319 | 0 | 0 | 413.1128 | 0.0012907 | 40 | Commercial_2024_SC A_MW_After Competition Groups_40 | BEVERAGE VENDING MACHINE CONTROLS | 0.1291% | 0 | 0.53319 | Commercial_2024_SC A_MW_After Competition Groups_BEVERAGE VENDING MACHINE CONTROLS
Commercial | Com ¦ Vertical Night Covers | 2024 | SC A | MW | After Competition Groups | 0.5022 | 0 | 0 | 413.1128 | 0.0012157 | 41 | Commercial_2024_SC A_MW_After Competition Groups_41 | Vertical Night Covers | 0.1216% | 0 | 0.5022 | Commercial_2024_SC A_MW_After Competition Groups_Vertical Night Covers
Commercial | Com ¦ Thermostat Setback | 2024 | SC A | MW | After Competition Groups | 0.47008 | 0 | 0 | 413.1128 | 0.0011379 | 42 | Commercial_2024_SC A_MW_After Competition Groups_42 | Thermostat Setback | 0.1138% | 0 | 0.47008 | Commercial_2024_SC A_MW_After Competition Groups_Thermostat Setback
Commercial | Com ¦ CO Sensors for parking garage exhaust fans | 2024 | SC A | MW | After Competition Groups | 0.46253 | 0 | 0 | 413.1128 | 0.0011196 | 43 | Commercial_2024_SC A_MW_After Competition Groups_43 | CO Sensors for parking garage exhaust fans | 0.112% | 0 | 0.46253 | Commercial_2024_SC A_MW_After Competition Groups_CO Sensors for parking garage exhaust fans
Commercial | Com ¦ Outside Air Economizer | 2024 | SC A | MW | After Competition Groups | 0.44878 | 0 | 0 | 413.1128 | 0.0010863 | 44 | Commercial_2024_SC A_MW_After Competition Groups_44 | Outside Air Economizer | 0.1086% | 0 | 0.44878 | Commercial_2024_SC A_MW_After Competition Groups_Outside Air Economizer
Commercial | Com ¦ Energy Efficient Laboratory Fume Hood | 2024 | SC A | MW | After Competition Groups | 0.44049 | 0 | 0 | 413.1128 | 0.0010663 | 45 | Commercial_2024_SC A_MW_After Competition Groups_45 | Energy Efficient Laboratory Fume Hood | 0.1066% | 0 | 0.44049 | Commercial_2024_SC A_MW_After Competition Groups_Energy Efficient Laboratory Fume Hood
Commercial | Com ¦ Water Heating (DHW) Pipe Insulation (Add 3/4\ Foam)" | 2024 | SC A | MW | After Competition Groups | 0.39372 | 0 | 0 | 413.1128 | 0.00095305 | 46 | Commercial_2024_SC A_MW_After Competition Groups_46 | Water Heating (DHW) Pipe Insulation (Add 3/4\ Foam)" | 0.0953% | 0 | 0.39372 | Commercial_2024_SC A_MW_After Competition Groups_Water Heating (DHW) Pipe Insulation (Add 3/4\ Foam)"
Commercial | Com ¦ ENERGY STAR Steam Cookers | 2024 | SC A | MW | After Competition Groups | 0.37416 | 0 | 0 | 413.1128 | 0.00090571 | 47 | Commercial_2024_SC A_MW_After Competition Groups_47 | ENERGY STAR Steam Cookers | 0.09057% | 0 | 0.37416 | Commercial_2024_SC A_MW_After Competition Groups_ENERGY STAR Steam Cookers
Commercial | Com ¦ Suction Pipe Insulation Freezer/Refrigerator | 2024 | SC A | MW | After Competition Groups | 0.25835 | 0 | 0 | 413.1128 | 0.00062538 | 48 | Commercial_2024_SC A_MW_After Competition Groups_48 | Suction Pipe Insulation Freezer/Refrigerator | 0.06254% | 0 | 0.25835 | Commercial_2024_SC A_MW_After Competition Groups_Suction Pipe Insulation Freezer/Refrigerator
Commercial | Com ¦ ENERGY STAR Dishwasher | 2024 | SC A | MW | After Competition Groups | 0.25044 | 0 | 0 | 413.1128 | 0.00060622 | 49 | Commercial_2024_SC A_MW_After Competition Groups_49 | ENERGY STAR Dishwasher | 0.06062% | 0 | 0.25044 | Commercial_2024_SC A_MW_After Competition Groups_ENERGY STAR Dishwasher
Commercial | Com ¦ Ozone Laundry Treatment | 2024 | SC A | MW | After Competition Groups | 0.10174 | 0 | 0 | 413.1128 | 0.00024627 | 50 | Commercial_2024_SC A_MW_After Competition Groups_50 | Ozone Laundry Treatment | 0.02463% | 0 | 0.10174 | Commercial_2024_SC A_MW_After Competition Groups_Ozone Laundry Treatment
Commercial | Com ¦ ECM MOTORS FOR HVAC APPLICATION (FAN-POWERED VAV BOX) | 2024 | SC A | MW | After Competition Groups | 0.059783 | 0 | 0 | 413.1128 | 0.00014471 | 51 | Commercial_2024_SC A_MW_After Competition Groups_51 | ECM MOTORS FOR HVAC APPLICATION (FAN-POWERED VAV BOX) | 0.01447% | 0 | 0.059783 | Commercial_2024_SC A_MW_After Competition Groups_ECM MOTORS FOR HVAC APPLICATION (FAN-POWERED VAV BOX)
Commercial | COM ¦ Ductless Mini-Split Heat Pumps | 2024 | SC A | MW | After Competition Groups | 0.05081 | 0 | 0 | 413.1128 | 0.00012299 | 52 | Commercial_2024_SC A_MW_After Competition Groups_52 | Ductless Mini-Split Heat Pumps | 0.0123% | 0 | 0.05081 | Commercial_2024_SC A_MW_After Competition Groups_Ductless Mini-Split Heat Pumps
Commercial | Com ¦ CEE Tier 2/Energy Star Clothes Washers | 2024 | SC A | MW | After Competition Groups | 0.050749 | 0 | 0 | 413.1128 | 0.00012285 | 53 | Commercial_2024_SC A_MW_After Competition Groups_53 | CEE Tier 2/Energy Star Clothes Washers | 0.01228% | 0 | 0.050749 | Commercial_2024_SC A_MW_After Competition Groups_CEE Tier 2/Energy Star Clothes Washers
Commercial | Com ¦ HVAC Optimization | 2024 | SC A | MW | After Competition Groups | 0.050639 | 0 | 0 | 413.1128 | 0.00012258 | 54 | Commercial_2024_SC A_MW_After Competition Groups_54 | HVAC Optimization | 0.01226% | 0 | 0.050639 | Commercial_2024_SC A_MW_After Competition Groups_HVAC Optimization
Commercial | Com ¦ Condensing Make Up Air Unit | 2024 | SC A | MW | After Competition Groups | 0.048611 | 0 | 0 | 413.1128 | 0.00011767 | 55 | Commercial_2024_SC A_MW_After Competition Groups_55 | Condensing Make Up Air Unit | 0.01177% | 0 | 0.048611 | Commercial_2024_SC A_MW_After Competition Groups_Condensing Make Up Air Unit
Commercial | Com ¦ Low Flow Pre-Rinse Spray Nozzle | 2024 | SC A | MW | After Competition Groups | 0.030343 | 0 | 0 | 413.1128 | 7.3449e-05 | 56 | Commercial_2024_SC A_MW_After Competition Groups_56 | Low Flow Pre-Rinse Spray Nozzle | 0.007345% | 0 | 0.030343 | Commercial_2024_SC A_MW_After Competition Groups_Low Flow Pre-Rinse Spray Nozzle
Commercial | Com ¦ Auto Off Time Switch or Time Clock control | 2024 | SC A | MW | After Competition Groups | 0.028392 | 0 | 0 | 413.1128 | 6.8726e-05 | 57 | Commercial_2024_SC A_MW_After Competition Groups_57 | Auto Off Time Switch or Time Clock control | 0.006873% | 0 | 0.028392 | Commercial_2024_SC A_MW_After Competition Groups_Auto Off Time Switch or Time Clock control
Commercial | Com ¦ Demand controlled Circulating Systems | 2024 | SC A | MW | After Competition Groups | 0.026744 | 0 | 0 | 413.1128 | 6.4739e-05 | 58 | Commercial_2024_SC A_MW_After Competition Groups_58 | Demand controlled Circulating Systems | 0.006474% | 0 | 0.026744 | Commercial_2024_SC A_MW_After Competition Groups_Demand controlled Circulating Systems
Commercial | Com ¦ PTAC (12 EER/10,000 BTU) | 2024 | SC A | MW | After Competition Groups | 0.025154 | 0 | 0 | 413.1128 | 6.0889e-05 | 59 | Commercial_2024_SC A_MW_After Competition Groups_59 | PTAC (12 EER/10,000 BTU) | 0.006089% | 0 | 0.025154 | Commercial_2024_SC A_MW_After Competition Groups_PTAC (12 EER/10,000 BTU)
Commercial | Com ¦ Notched V belts for HVAC Systems | 2024 | SC A | MW | After Competition Groups | 0.017483 | 0 | 0 | 413.1128 | 4.2321e-05 | 60 | Commercial_2024_SC A_MW_After Competition Groups_60 | Notched V belts for HVAC Systems | 0.004232% | 0 | 0.017483 | Commercial_2024_SC A_MW_After Competition Groups_Notched V belts for HVAC Systems
Commercial | Com ¦ Commercial Hot Food Holding Cabinets | 2024 | SC A | MW | After Competition Groups | 0.014044 | 0 | 0 | 413.1128 | 3.3996e-05 | 61 | Commercial_2024_SC A_MW_After Competition Groups_61 | Commercial Hot Food Holding Cabinets | 0.0034% | 0 | 0.014044 | Commercial_2024_SC A_MW_After Competition Groups_Commercial Hot Food Holding Cabinets
Commercial | Com ¦ Solar Water Preheat (Pools/DHW) | 2024 | SC A | MW | After Competition Groups | 0.012175 | 0 | 0 | 413.1128 | 2.9471e-05 | 62 | Commercial_2024_SC A_MW_After Competition Groups_62 | Solar Water Preheat (Pools/DHW) | 0.002947% | 0 | 0.012175 | Commercial_2024_SC A_MW_After Competition Groups_Solar Water Preheat (Pools/DHW)
Commercial | Com ¦ Wall Insulation | 2024 | SC A | MW | After Competition Groups | 0.0092503 | 0 | 0 | 413.1128 | 2.2392e-05 | 63 | Commercial_2024_SC A_MW_After Competition Groups_63 | Wall Insulation | 0.002239% | 0 | 0.0092503 | Commercial_2024_SC A_MW_After Competition Groups_Wall Insulation
Commercial | Com ¦ Condensing Unit Heaters or other Efficient Unit Heating System | 2024 | SC A | MW | After Competition Groups | 0.0088584 | 0 | 0 | 413.1128 | 2.1443e-05 | 64 | Commercial_2024_SC A_MW_After Competition Groups_64 | Condensing Unit Heaters or other Efficient Unit Heating System | 0.002144% | 0 | 0.0088584 | Commercial_2024_SC A_MW_After Competition Groups_Condensing Unit Heaters or other Efficient Unit Heating System
Commercial | Com ¦ VSD Air Compressor | 2024 | SC A | MW | After Competition Groups | 0.0072203 | 0 | 0 | 413.1128 | 1.7478e-05 | 65 | Commercial_2024_SC A_MW_After Competition Groups_65 | VSD Air Compressor | 0.001748% | 0 | 0.0072203 | Commercial_2024_SC A_MW_After Competition Groups_VSD Air Compressor
Commercial | Com ¦ Air Curtains | 2024 | SC A | MW | After Competition Groups | 0.0067112 | 0 | 0 | 413.1128 | 1.6245e-05 | 66 | Commercial_2024_SC A_MW_After Competition Groups_66 | Air Curtains | 0.001625% | 0 | 0.0067112 | Commercial_2024_SC A_MW_After Competition Groups_Air Curtains
Commercial | Com ¦ LLLC - Low Impact Application | 2024 | SC A | MW | After Competition Groups | 0.0031288 | 0 | 0 | 413.1128 | 7.5736e-06 | 67 | Commercial_2024_SC A_MW_After Competition Groups_67 | LLLC - Low Impact Application | 0.0007574% | 0 | 0.0031288 | Commercial_2024_SC A_MW_After Competition Groups_LLLC - Low Impact Application
Commercial | Com ¦ LLLC - High Impact Application | 2024 | SC A | MW | After Competition Groups | 0.0028676 | 0 | 0 | 413.1128 | 6.9413e-06 | 68 | Commercial_2024_SC A_MW_After Competition Groups_68 | LLLC - High Impact Application | 0.0006941% | 0 | 0.0028676 | Commercial_2024_SC A_MW_After Competition Groups_LLLC - High Impact Application
Commercial | Com ¦ Room AC (w/ louvered sides) 14 SEER from 12 SEER code | 2024 | SC A | MW | After Competition Groups | 0.0024248 | 0 | 0 | 413.1128 | 5.8696e-06 | 69 | Commercial_2024_SC A_MW_After Competition Groups_69 | Room AC (w/ louvered sides) 14 SEER from 12 SEER code | 0.000587% | 0 | 0.0024248 | Commercial_2024_SC A_MW_After Competition Groups_Room AC (w/ louvered sides) 14 SEER from 12 SEER code
Commercial | Com ¦ High Efficiency Chiller (avg of water and air cooled) | 2024 | SC A | MW | After Competition Groups | 0.0014998 | 0 | 0 | 413.1128 | 3.6305e-06 | 70 | Commercial_2024_SC A_MW_After Competition Groups_70 | High Efficiency Chiller (avg of water and air cooled) | 0.000363% | 0 | 0.0014998 | Commercial_2024_SC A_MW_After Competition Groups_High Efficiency Chiller (avg of water and air cooled)
Commercial | Com ¦ Energy Recovery Ventilation and Ventilation (Enhanced) | 2024 | SC A | MW | After Competition Groups | 0.0014027 | 0 | 0 | 413.1128 | 3.3955e-06 | 71 | Commercial_2024_SC A_MW_After Competition Groups_71 | Energy Recovery Ventilation and Ventilation (Enhanced) | 0.0003395% | 0 | 0.0014027 | Commercial_2024_SC A_MW_After Competition Groups_Energy Recovery Ventilation and Ventilation (Enhanced)
Commercial | Com ¦ EC Plug Fan for Data Center (under cabinet) | 2024 | SC A | MW | After Competition Groups | 0.00065366 | 0 | 0 | 413.1128 | 1.5823e-06 | 72 | Commercial_2024_SC A_MW_After Competition Groups_72 | EC Plug Fan for Data Center (under cabinet) | 0.0001582% | 0 | 0.00065366 | Commercial_2024_SC A_MW_After Competition Groups_EC Plug Fan for Data Center (under cabinet)
Commercial | Com ¦ Electric Convection Combination Ovens | 2024 | SC A | MW | After Competition Groups | 0.00013438 | 0 | 0 | 413.1128 | 3.2528e-07 | 73 | Commercial_2024_SC A_MW_After Competition Groups_73 | Electric Convection Combination Ovens | 3.253e-05% | 0 | 0.00013438 | Commercial_2024_SC A_MW_After Competition Groups_Electric Convection Combination Ovens
Commercial | Com ¦ Networked/Connected - High Impact Application | 2024 | SC A | MW | After Competition Groups | 6.1278e-05 | 0 | 0 | 413.1128 | 1.4833e-07 | 74 | Commercial_2024_SC A_MW_After Competition Groups_74 | Networked/Connected - High Impact Application | 1.483e-05% | 0 | 6.1278e-05 | Commercial_2024_SC A_MW_After Competition Groups_Networked/Connected - High Impact Application
Commercial | Com ¦ High Efficiency Small Instantaneous Water Heater | 2024 | SC A | MW | After Competition Groups | 1.0063e-05 | 0 | 0 | 413.1128 | 2.4358e-08 | 75 | Commercial_2024_SC A_MW_After Competition Groups_75 | High Efficiency Small Instantaneous Water Heater | 2.436e-06% | 0 | 1.0063e-05 | Commercial_2024_SC A_MW_After Competition Groups_High Efficiency Small Instantaneous Water Heater
Commercial | Com ¦ Networked/Connected - Low Impact Application | 2024 | SC A | MW | After Competition Groups | 2.7984e-06 | 0 | 0 | 413.1128 | 6.774e-09 | 76 | Commercial_2024_SC A_MW_After Competition Groups_76 | Networked/Connected - Low Impact Application | 6.774e-07% | 0 | 2.7984e-06 | Commercial_2024_SC A_MW_After Competition Groups_Networked/Connected - Low Impact Application
Commercial | Com ¦ Efficient compressor motor | 2024 | SC A | MW | After Competition Groups | 0 | 0 | 0 | 413.1128 | 0 | 77 | Commercial_2024_SC A_MW_After Competition Groups_77 | Efficient compressor motor | 0% | 0 | 0 | Commercial_2024_SC A_MW_After Competition Groups_Efficient compressor motor
Commercial | Com ¦ Indoor Daylight Sensors/Photocell Dimming Control | 2024 | SC A | MW | After Competition Groups | 0 | 0 | 0 | 413.1128 | 0 | 78 | Commercial_2024_SC A_MW_After Competition Groups_78 | Indoor Daylight Sensors/Photocell Dimming Control | 0% | 0 | 0 | Commercial_2024_SC A_MW_After Competition Groups_Indoor Daylight Sensors/Photocell Dimming Control
Commercial | Com ¦ LED RECESSED DOWNLIGHTS | 2024 | SC A | MW | After Competition Groups | 0 | 0 | 0 | 413.1128 | 0 | 79 | Commercial_2024_SC A_MW_After Competition Groups_79 | LED RECESSED DOWNLIGHTS | 0% | 0 | 0 | Commercial_2024_SC A_MW_After Competition Groups_LED RECESSED DOWNLIGHTS
Commercial | Com ¦ Variable Refrigerant Flow Heat Pump | 2024 | SC A | MW | After Competition Groups | 0 | 0 | 0 | 413.1128 | 0 | 80 | Commercial_2024_SC A_MW_After Competition Groups_80 | Variable Refrigerant Flow Heat Pump | 0% | 0 | 0 | Commercial_2024_SC A_MW_After Competition Groups_Variable Refrigerant Flow Heat Pump
Commercial | Com ¦ Education and Capacity Building/Energy Behavior | 2024 | SC B | MW | After Competition Groups | 86.9545 | 0 | 0 | 609.0971 | 0.14276 | 1 | Commercial_2024_SC B_MW_After Competition Groups_1 | Education and Capacity Building/Energy Behavior | 14.28% | 0 | 86.9545 | Commercial_2024_SC B_MW_After Competition Groups_Education and Capacity Building/Energy Behavior
Commercial | Com ¦ ENERGY STAR LED LAMPS (REFLECTOR LAMPs/MR16/PAR 16) | 2024 | SC B | MW | After Competition Groups | 77.1418 | 0 | 0 | 609.0971 | 0.12665 | 2 | Commercial_2024_SC B_MW_After Competition Groups_2 | ENERGY STAR LED LAMPS (REFLECTOR LAMPs/MR16/PAR 16) | 12.66% | 0 | 77.1418 | Commercial_2024_SC B_MW_After Competition Groups_ENERGY STAR LED LAMPS (REFLECTOR LAMPs/MR16/PAR 16)
Commercial | Com ¦ LED Low/High Bay | 2024 | SC B | MW | After Competition Groups | 53.2405 | 0 | 0 | 609.0971 | 0.087409 | 3 | Commercial_2024_SC B_MW_After Competition Groups_3 | LED Low/High Bay | 8.741% | 0 | 53.2405 | Commercial_2024_SC B_MW_After Competition Groups_LED Low/High Bay
Commercial | Com ¦ LED Troffer/Surface/Suspended | 2024 | SC B | MW | After Competition Groups | 51.7878 | 0 | 0 | 609.0971 | 0.085024 | 4 | Commercial_2024_SC B_MW_After Competition Groups_4 | LED Troffer/Surface/Suspended | 8.502% | 0 | 51.7878 | Commercial_2024_SC B_MW_After Competition Groups_LED Troffer/Surface/Suspended
Commercial | Com ¦ LED Replacement Lamp (Tube) | 2024 | SC B | MW | After Competition Groups | 35.1654 | 0 | 0 | 609.0971 | 0.057734 | 5 | Commercial_2024_SC B_MW_After Competition Groups_5 | LED Replacement Lamp (Tube) | 5.773% | 0 | 35.1654 | Commercial_2024_SC B_MW_After Competition Groups_LED Replacement Lamp (Tube)
Commercial | Com ¦ Building Recommissioning, Operations and Maintenance (O&M) Improvements | 2024 | SC B | MW | After Competition Groups | 27.8635 | 0 | 0 | 609.0971 | 0.045746 | 6 | Commercial_2024_SC B_MW_After Competition Groups_6 | Building Recommissioning, Operations and Maintenance (O&M) Improvements | 4.575% | 0 | 27.8635 | Commercial_2024_SC B_MW_After Competition Groups_Building Recommissioning, Operations and Maintenance (O&M) Improvements
Commercial | Com ¦ High Efficiency Air Source Heat Pump | 2024 | SC B | MW | After Competition Groups | 26.2222 | 0 | 0 | 609.0971 | 0.043051 | 7 | Commercial_2024_SC B_MW_After Competition Groups_7 | High Efficiency Air Source Heat Pump | 4.305% | 0 | 26.2222 | Commercial_2024_SC B_MW_After Competition Groups_High Efficiency Air Source Heat Pump
Commercial | Com ¦ Data Center Storage/Server Virtualization | 2024 | SC B | MW | After Competition Groups | 18.1359 | 0 | 0 | 609.0971 | 0.029775 | 8 | Commercial_2024_SC B_MW_After Competition Groups_8 | Data Center Storage/Server Virtualization | 2.977% | 0 | 18.1359 | Commercial_2024_SC B_MW_After Competition Groups_Data Center Storage/Server Virtualization
Commercial | Com ¦ Adaptive Thermostats | 2024 | SC B | MW | After Competition Groups | 17.8085 | 0 | 0 | 609.0971 | 0.029237 | 9 | Commercial_2024_SC B_MW_After Competition Groups_9 | Adaptive Thermostats | 2.924% | 0 | 17.8085 | Commercial_2024_SC B_MW_After Competition Groups_Adaptive Thermostats
Commercial | Com ¦ Unitary Air-Conditioning Unit | 2024 | SC B | MW | After Competition Groups | 17.0129 | 0 | 0 | 609.0971 | 0.027931 | 10 | Commercial_2024_SC B_MW_After Competition Groups_10 | Unitary Air-Conditioning Unit | 2.793% | 0 | 17.0129 | Commercial_2024_SC B_MW_After Competition Groups_Unitary Air-Conditioning Unit
Commercial | Com ¦ Advanced BAS/Controllers | 2024 | SC B | MW | After Competition Groups | 15.6799 | 0 | 0 | 609.0971 | 0.025743 | 11 | Commercial_2024_SC B_MW_After Competition Groups_11 | Advanced BAS/Controllers | 2.574% | 0 | 15.6799 | Commercial_2024_SC B_MW_After Competition Groups_Advanced BAS/Controllers
Commercial | Com ¦ Furnace Tune-Up | 2024 | SC B | MW | After Competition Groups | 14.6412 | 0 | 0 | 609.0971 | 0.024038 | 12 | Commercial_2024_SC B_MW_After Competition Groups_12 | Furnace Tune-Up | 2.404% | 0 | 14.6412 | Commercial_2024_SC B_MW_After Competition Groups_Furnace Tune-Up
Commercial | Com ¦ LED or Equivalent Sign Lighting | 2024 | SC B | MW | After Competition Groups | 14.1926 | 0 | 0 | 609.0971 | 0.023301 | 13 | Commercial_2024_SC B_MW_After Competition Groups_13 | LED or Equivalent Sign Lighting | 2.33% | 0 | 14.1926 | Commercial_2024_SC B_MW_After Competition Groups_LED or Equivalent Sign Lighting
Commercial | Com ¦ Strip Curtains | 2024 | SC B | MW | After Competition Groups | 14.0714 | 0 | 0 | 609.0971 | 0.023102 | 14 | Commercial_2024_SC B_MW_After Competition Groups_14 | Strip Curtains | 2.31% | 0 | 14.0714 | Commercial_2024_SC B_MW_After Competition Groups_Strip Curtains
Commercial | Com ¦ Reach-in Shaded Pole to ECM/PSC Evaporator Fan Motor | 2024 | SC B | MW | After Competition Groups | 11.2046 | 0 | 0 | 609.0971 | 0.018395 | 15 | Commercial_2024_SC B_MW_After Competition Groups_15 | Reach-in Shaded Pole to ECM/PSC Evaporator Fan Motor | 1.84% | 0 | 11.2046 | Commercial_2024_SC B_MW_After Competition Groups_Reach-in Shaded Pole to ECM/PSC Evaporator Fan Motor
Commercial | Com ¦ ENERGY STAR LED LAMPS (General Service Lamps) | 2024 | SC B | MW | After Competition Groups | 10.7534 | 0 | 0 | 609.0971 | 0.017655 | 16 | Commercial_2024_SC B_MW_After Competition Groups_16 | ENERGY STAR LED LAMPS (General Service Lamps) | 1.765% | 0 | 10.7534 | Commercial_2024_SC B_MW_After Competition Groups_ENERGY STAR LED LAMPS (General Service Lamps)
Commercial | Com ¦ Demand Control Ventilation | 2024 | SC B | MW | After Competition Groups | 10.5302 | 0 | 0 | 609.0971 | 0.017288 | 17 | Commercial_2024_SC B_MW_After Competition Groups_17 | Demand Control Ventilation | 1.729% | 0 | 10.5302 | Commercial_2024_SC B_MW_After Competition Groups_Demand Control Ventilation
Commercial | Com ¦ Variable Frequency Drive (VFD) | 2024 | SC B | MW | After Competition Groups | 10.3005 | 0 | 0 | 609.0971 | 0.016911 | 18 | Commercial_2024_SC B_MW_After Competition Groups_18 | Variable Frequency Drive (VFD) | 1.691% | 0 | 10.3005 | Commercial_2024_SC B_MW_After Competition Groups_Variable Frequency Drive (VFD)
Commercial | Com ¦ VFD on Pumps | 2024 | SC B | MW | After Competition Groups | 9.6212 | 0 | 0 | 609.0971 | 0.015796 | 19 | Commercial_2024_SC B_MW_After Competition Groups_19 | VFD on Pumps | 1.58% | 0 | 9.6212 | Commercial_2024_SC B_MW_After Competition Groups_VFD on Pumps
Commercial | Com ¦ Centrally controlled desktop PC/NETWORK PC POWER MANAGEMENT SOFTWARE | 2024 | SC B | MW | After Competition Groups | 8.6125 | 0 | 0 | 609.0971 | 0.01414 | 20 | Commercial_2024_SC B_MW_After Competition Groups_20 | Centrally controlled desktop PC/NETWORK PC POWER MANAGEMENT SOFTWARE | 1.414% | 0 | 8.6125 | Commercial_2024_SC B_MW_After Competition Groups_Centrally controlled desktop PC/NETWORK PC POWER MANAGEMENT SOFTWARE
Commercial | Com ¦ Refrigerated Display Case Doors | 2024 | SC B | MW | After Competition Groups | 8.328 | 0 | 0 | 609.0971 | 0.013673 | 21 | Commercial_2024_SC B_MW_After Competition Groups_21 | Refrigerated Display Case Doors | 1.367% | 0 | 8.328 | Commercial_2024_SC B_MW_After Competition Groups_Refrigerated Display Case Doors
Commercial | Com ¦ Air Handler with Dedicated Outdoor Air Systems | 2024 | SC B | MW | After Competition Groups | 7.761 | 0 | 0 | 609.0971 | 0.012742 | 22 | Commercial_2024_SC B_MW_After Competition Groups_22 | Air Handler with Dedicated Outdoor Air Systems | 1.274% | 0 | 7.761 | Commercial_2024_SC B_MW_After Competition Groups_Air Handler with Dedicated Outdoor Air Systems
Commercial | Com ¦ Chilled Water Optimization | 2024 | SC B | MW | After Competition Groups | 6.5979 | 0 | 0 | 609.0971 | 0.010832 | 23 | Commercial_2024_SC B_MW_After Competition Groups_23 | Chilled Water Optimization | 1.083% | 0 | 6.5979 | Commercial_2024_SC B_MW_After Competition Groups_Chilled Water Optimization
Commercial | Com ¦ ECM MOTORS FOR EVAPORATOR FANS for refrigeration (WALK-IN) | 2024 | SC B | MW | After Competition Groups | 5.283 | 0 | 0 | 609.0971 | 0.0086735 | 24 | Commercial_2024_SC B_MW_After Competition Groups_24 | ECM MOTORS FOR EVAPORATOR FANS for refrigeration (WALK-IN) | 0.8673% | 0 | 5.283 | Commercial_2024_SC B_MW_After Competition Groups_ECM MOTORS FOR EVAPORATOR FANS for refrigeration (WALK-IN)
Commercial | Com ¦ Refrigerated Display Case LED | 2024 | SC B | MW | After Competition Groups | 5.2534 | 0 | 0 | 609.0971 | 0.0086249 | 25 | Commercial_2024_SC B_MW_After Competition Groups_25 | Refrigerated Display Case LED | 0.8625% | 0 | 5.2534 | Commercial_2024_SC B_MW_After Competition Groups_Refrigerated Display Case LED
Commercial | Com ¦ Freezer Case Light Sensor | 2024 | SC B | MW | After Competition Groups | 4.558 | 0 | 0 | 609.0971 | 0.0074831 | 26 | Commercial_2024_SC B_MW_After Competition Groups_26 | Freezer Case Light Sensor | 0.7483% | 0 | 4.558 | Commercial_2024_SC B_MW_After Competition Groups_Freezer Case Light Sensor
Commercial | Com ¦ Evaporator Fan Controls | 2024 | SC B | MW | After Competition Groups | 4.4407 | 0 | 0 | 609.0971 | 0.0072907 | 27 | Commercial_2024_SC B_MW_After Competition Groups_27 | Evaporator Fan Controls | 0.7291% | 0 | 4.4407 | Commercial_2024_SC B_MW_After Competition Groups_Evaporator Fan Controls
Commercial | Com ¦ LED EXTERIOR AREA LIGHTS - LED fixture (200W) | 2024 | SC B | MW | After Competition Groups | 3.7491 | 0 | 0 | 609.0971 | 0.0061552 | 28 | Commercial_2024_SC B_MW_After Competition Groups_28 | LED EXTERIOR AREA LIGHTS - LED fixture (200W) | 0.6155% | 0 | 3.7491 | Commercial_2024_SC B_MW_After Competition Groups_LED EXTERIOR AREA LIGHTS - LED fixture (200W)
Commercial | Com ¦ LED parking lot fixture | 2024 | SC B | MW | After Competition Groups | 3.6928 | 0 | 0 | 609.0971 | 0.0060627 | 29 | Commercial_2024_SC B_MW_After Competition Groups_29 | LED parking lot fixture | 0.6063% | 0 | 3.6928 | Commercial_2024_SC B_MW_After Competition Groups_LED parking lot fixture
Commercial | Com ¦ Demand Control Kitchen Ventilation | 2024 | SC B | MW | After Competition Groups | 3.2509 | 0 | 0 | 609.0971 | 0.0053373 | 30 | Commercial_2024_SC B_MW_After Competition Groups_30 | Demand Control Kitchen Ventilation | 0.5337% | 0 | 3.2509 | Commercial_2024_SC B_MW_After Competition Groups_Demand Control Kitchen Ventilation
Commercial | Com ¦ Duct Insulation, R8 | 2024 | SC B | MW | After Competition Groups | 2.7156 | 0 | 0 | 609.0971 | 0.0044584 | 31 | Commercial_2024_SC B_MW_After Competition Groups_31 | Duct Insulation, R8 | 0.4458% | 0 | 2.7156 | Commercial_2024_SC B_MW_After Competition Groups_Duct Insulation, R8
Commercial | Com ¦ LED street light fixture | 2024 | SC B | MW | After Competition Groups | 2.1511 | 0 | 0 | 609.0971 | 0.0035316 | 32 | Commercial_2024_SC B_MW_After Competition Groups_32 | LED street light fixture | 0.3532% | 0 | 2.1511 | Commercial_2024_SC B_MW_After Competition Groups_LED street light fixture
Commercial | Com ¦ ENERGY STAR Griddle (74% eff) | 2024 | SC B | MW | After Competition Groups | 2.0119 | 0 | 0 | 609.0971 | 0.0033032 | 33 | Commercial_2024_SC B_MW_After Competition Groups_33 | ENERGY STAR Griddle (74% eff) | 0.3303% | 0 | 2.0119 | Commercial_2024_SC B_MW_After Competition Groups_ENERGY STAR Griddle (74% eff)
Commercial | Com ¦ Door Gasket Freezer/Refrigerator | 2024 | SC B | MW | After Competition Groups | 1.9937 | 0 | 0 | 609.0971 | 0.0032732 | 34 | Commercial_2024_SC B_MW_After Competition Groups_34 | Door Gasket Freezer/Refrigerator | 0.3273% | 0 | 1.9937 | Commercial_2024_SC B_MW_After Competition Groups_Door Gasket Freezer/Refrigerator
Commercial | Com ¦ Temperature Adjustment in Commercial Freezers | 2024 | SC B | MW | After Competition Groups | 1.6251 | 0 | 0 | 609.0971 | 0.002668 | 35 | Commercial_2024_SC B_MW_After Competition Groups_35 | Temperature Adjustment in Commercial Freezers | 0.2668% | 0 | 1.6251 | Commercial_2024_SC B_MW_After Competition Groups_Temperature Adjustment in Commercial Freezers
Commercial | Com ¦ Water Source Heat Pump (4 ton) | 2024 | SC B | MW | After Competition Groups | 1.4026 | 0 | 0 | 609.0971 | 0.0023027 | 36 | Commercial_2024_SC B_MW_After Competition Groups_36 | Water Source Heat Pump (4 ton) | 0.2303% | 0 | 1.4026 | Commercial_2024_SC B_MW_After Competition Groups_Water Source Heat Pump (4 ton)
Commercial | Com ¦ Elec Storage WH 2.30 Et | 2024 | SC B | MW | After Competition Groups | 1.3702 | 0 | 0 | 609.0971 | 0.0022496 | 37 | Commercial_2024_SC B_MW_After Competition Groups_37 | Elec Storage WH 2.30 Et | 0.225% | 0 | 1.3702 | Commercial_2024_SC B_MW_After Competition Groups_Elec Storage WH 2.30 Et
Commercial | Com ¦ BEVERAGE VENDING MACHINE CONTROLS | 2024 | SC B | MW | After Competition Groups | 1.3681 | 0 | 0 | 609.0971 | 0.0022461 | 38 | Commercial_2024_SC B_MW_After Competition Groups_38 | BEVERAGE VENDING MACHINE CONTROLS | 0.2246% | 0 | 1.3681 | Commercial_2024_SC B_MW_After Competition Groups_BEVERAGE VENDING MACHINE CONTROLS
Commercial | Com ¦ Vertical Night Covers | 2024 | SC B | MW | After Competition Groups | 1.3426 | 0 | 0 | 609.0971 | 0.0022042 | 39 | Commercial_2024_SC B_MW_After Competition Groups_39 | Vertical Night Covers | 0.2204% | 0 | 1.3426 | Commercial_2024_SC B_MW_After Competition Groups_Vertical Night Covers
Commercial | Com ¦ Occupancy Sensors | 2024 | SC B | MW | After Competition Groups | 1.3107 | 0 | 0 | 609.0971 | 0.0021518 | 40 | Commercial_2024_SC B_MW_After Competition Groups_40 | Occupancy Sensors | 0.2152% | 0 | 1.3107 | Commercial_2024_SC B_MW_After Competition Groups_Occupancy Sensors
Commercial | Com ¦ Energy Efficient Laboratory Fume Hood | 2024 | SC B | MW | After Competition Groups | 1.2488 | 0 | 0 | 609.0971 | 0.0020502 | 41 | Commercial_2024_SC B_MW_After Competition Groups_41 | Energy Efficient Laboratory Fume Hood | 0.205% | 0 | 1.2488 | Commercial_2024_SC B_MW_After Competition Groups_Energy Efficient Laboratory Fume Hood
Commercial | Com ¦ CO Sensors for parking garage exhaust fans | 2024 | SC B | MW | After Competition Groups | 1.2368 | 0 | 0 | 609.0971 | 0.0020305 | 42 | Commercial_2024_SC B_MW_After Competition Groups_42 | CO Sensors for parking garage exhaust fans | 0.203% | 0 | 1.2368 | Commercial_2024_SC B_MW_After Competition Groups_CO Sensors for parking garage exhaust fans
Commercial | Com ¦ Water Heating (DHW) Pipe Insulation (Add 3/4\ Foam)" | 2024 | SC B | MW | After Competition Groups | 1.0302 | 0 | 0 | 609.0971 | 0.0016914 | 43 | Commercial_2024_SC B_MW_After Competition Groups_43 | Water Heating (DHW) Pipe Insulation (Add 3/4\ Foam)" | 0.1691% | 0 | 1.0302 | Commercial_2024_SC B_MW_After Competition Groups_Water Heating (DHW) Pipe Insulation (Add 3/4\ Foam)"
Commercial | Com ¦ Outside Air Economizer | 2024 | SC B | MW | After Competition Groups | 0.85823 | 0 | 0 | 609.0971 | 0.001409 | 44 | Commercial_2024_SC B_MW_After Competition Groups_44 | Outside Air Economizer | 0.1409% | 0 | 0.85823 | Commercial_2024_SC B_MW_After Competition Groups_Outside Air Economizer
Commercial | Com ¦ Suction Pipe Insulation Freezer/Refrigerator | 2024 | SC B | MW | After Competition Groups | 0.6988 | 0 | 0 | 609.0971 | 0.0011473 | 45 | Commercial_2024_SC B_MW_After Competition Groups_45 | Suction Pipe Insulation Freezer/Refrigerator | 0.1147% | 0 | 0.6988 | Commercial_2024_SC B_MW_After Competition Groups_Suction Pipe Insulation Freezer/Refrigerator
Commercial | Com ¦ ENERGY STAR Fryer (84% eff) | 2024 | SC B | MW | After Competition Groups | 0.58621 | 0 | 0 | 609.0971 | 0.00096242 | 46 | Commercial_2024_SC B_MW_After Competition Groups_46 | ENERGY STAR Fryer (84% eff) | 0.09624% | 0 | 0.58621 | Commercial_2024_SC B_MW_After Competition Groups_ENERGY STAR Fryer (84% eff)
Commercial | Com ¦ Thermostat Setback | 2024 | SC B | MW | After Competition Groups | 0.47708 | 0 | 0 | 609.0971 | 0.00078325 | 47 | Commercial_2024_SC B_MW_After Competition Groups_47 | Thermostat Setback | 0.07832% | 0 | 0.47708 | Commercial_2024_SC B_MW_After Competition Groups_Thermostat Setback
Commercial | Com ¦ ENERGY STAR Steam Cookers | 2024 | SC B | MW | After Competition Groups | 0.37416 | 0 | 0 | 609.0971 | 0.00061428 | 48 | Commercial_2024_SC B_MW_After Competition Groups_48 | ENERGY STAR Steam Cookers | 0.06143% | 0 | 0.37416 | Commercial_2024_SC B_MW_After Competition Groups_ENERGY STAR Steam Cookers
Commercial | Com ¦ Ozone Laundry Treatment | 2024 | SC B | MW | After Competition Groups | 0.31055 | 0 | 0 | 609.0971 | 0.00050986 | 49 | Commercial_2024_SC B_MW_After Competition Groups_49 | Ozone Laundry Treatment | 0.05099% | 0 | 0.31055 | Commercial_2024_SC B_MW_After Competition Groups_Ozone Laundry Treatment
Commercial | Com ¦ ENERGY STAR Dishwasher | 2024 | SC B | MW | After Competition Groups | 0.28413 | 0 | 0 | 609.0971 | 0.00046648 | 50 | Commercial_2024_SC B_MW_After Competition Groups_50 | ENERGY STAR Dishwasher | 0.04665% | 0 | 0.28413 | Commercial_2024_SC B_MW_After Competition Groups_ENERGY STAR Dishwasher
Commercial | Com ¦ ECM MOTORS FOR HVAC APPLICATION (FAN-POWERED VAV BOX) | 2024 | SC B | MW | After Competition Groups | 0.12761 | 0 | 0 | 609.0971 | 0.00020951 | 51 | Commercial_2024_SC B_MW_After Competition Groups_51 | ECM MOTORS FOR HVAC APPLICATION (FAN-POWERED VAV BOX) | 0.02095% | 0 | 0.12761 | Commercial_2024_SC B_MW_After Competition Groups_ECM MOTORS FOR HVAC APPLICATION (FAN-POWERED VAV BOX)
Commercial | Com ¦ Condensing Make Up Air Unit | 2024 | SC B | MW | After Competition Groups | 0.10156 | 0 | 0 | 609.0971 | 0.00016675 | 52 | Commercial_2024_SC B_MW_After Competition Groups_52 | Condensing Make Up Air Unit | 0.01667% | 0 | 0.10156 | Commercial_2024_SC B_MW_After Competition Groups_Condensing Make Up Air Unit
Commercial | Com ¦ PTAC (12 EER/10,000 BTU) | 2024 | SC B | MW | After Competition Groups | 0.071086 | 0 | 0 | 609.0971 | 0.00011671 | 53 | Commercial_2024_SC B_MW_After Competition Groups_53 | PTAC (12 EER/10,000 BTU) | 0.01167% | 0 | 0.071086 | Commercial_2024_SC B_MW_After Competition Groups_PTAC (12 EER/10,000 BTU)
Commercial | Com ¦ Auto Off Time Switch or Time Clock control | 2024 | SC B | MW | After Competition Groups | 0.070761 | 0 | 0 | 609.0971 | 0.00011617 | 54 | Commercial_2024_SC B_MW_After Competition Groups_54 | Auto Off Time Switch or Time Clock control | 0.01162% | 0 | 0.070761 | Commercial_2024_SC B_MW_After Competition Groups_Auto Off Time Switch or Time Clock control
Commercial | Com ¦ Demand controlled Circulating Systems | 2024 | SC B | MW | After Competition Groups | 0.069605 | 0 | 0 | 609.0971 | 0.00011428 | 55 | Commercial_2024_SC B_MW_After Competition Groups_55 | Demand controlled Circulating Systems | 0.01143% | 0 | 0.069605 | Commercial_2024_SC B_MW_After Competition Groups_Demand controlled Circulating Systems
Commercial | COM ¦ Ductless Mini-Split Heat Pumps | 2024 | SC B | MW | After Competition Groups | 0.069006 | 0 | 0 | 609.0971 | 0.00011329 | 56 | Commercial_2024_SC B_MW_After Competition Groups_56 | Ductless Mini-Split Heat Pumps | 0.01133% | 0 | 0.069006 | Commercial_2024_SC B_MW_After Competition Groups_Ductless Mini-Split Heat Pumps
Commercial | Com ¦ CEE Tier 2/Energy Star Clothes Washers | 2024 | SC B | MW | After Competition Groups | 0.061455 | 0 | 0 | 609.0971 | 0.00010089 | 57 | Commercial_2024_SC B_MW_After Competition Groups_57 | CEE Tier 2/Energy Star Clothes Washers | 0.01009% | 0 | 0.061455 | Commercial_2024_SC B_MW_After Competition Groups_CEE Tier 2/Energy Star Clothes Washers
Commercial | Com ¦ HVAC Optimization | 2024 | SC B | MW | After Competition Groups | 0.050639 | 0 | 0 | 609.0971 | 8.3137e-05 | 58 | Commercial_2024_SC B_MW_After Competition Groups_58 | HVAC Optimization | 0.008314% | 0 | 0.050639 | Commercial_2024_SC B_MW_After Competition Groups_HVAC Optimization
Commercial | Com ¦ Notched V belts for HVAC Systems | 2024 | SC B | MW | After Competition Groups | 0.042268 | 0 | 0 | 609.0971 | 6.9395e-05 | 59 | Commercial_2024_SC B_MW_After Competition Groups_59 | Notched V belts for HVAC Systems | 0.006939% | 0 | 0.042268 | Commercial_2024_SC B_MW_After Competition Groups_Notched V belts for HVAC Systems
Commercial | Com ¦ Low Flow Pre-Rinse Spray Nozzle | 2024 | SC B | MW | After Competition Groups | 0.039119 | 0 | 0 | 609.0971 | 6.4224e-05 | 60 | Commercial_2024_SC B_MW_After Competition Groups_60 | Low Flow Pre-Rinse Spray Nozzle | 0.006422% | 0 | 0.039119 | Commercial_2024_SC B_MW_After Competition Groups_Low Flow Pre-Rinse Spray Nozzle
Commercial | Com ¦ Solar Water Preheat (Pools/DHW) | 2024 | SC B | MW | After Competition Groups | 0.032269 | 0 | 0 | 609.0971 | 5.2979e-05 | 61 | Commercial_2024_SC B_MW_After Competition Groups_61 | Solar Water Preheat (Pools/DHW) | 0.005298% | 0 | 0.032269 | Commercial_2024_SC B_MW_After Competition Groups_Solar Water Preheat (Pools/DHW)
Commercial | Com ¦ Wall Insulation | 2024 | SC B | MW | After Competition Groups | 0.024474 | 0 | 0 | 609.0971 | 4.0181e-05 | 62 | Commercial_2024_SC B_MW_After Competition Groups_62 | Wall Insulation | 0.004018% | 0 | 0.024474 | Commercial_2024_SC B_MW_After Competition Groups_Wall Insulation
Commercial | Com ¦ Condensing Unit Heaters or other Efficient Unit Heating System | 2024 | SC B | MW | After Competition Groups | 0.023164 | 0 | 0 | 609.0971 | 3.803e-05 | 63 | Commercial_2024_SC B_MW_After Competition Groups_63 | Condensing Unit Heaters or other Efficient Unit Heating System | 0.003803% | 0 | 0.023164 | Commercial_2024_SC B_MW_After Competition Groups_Condensing Unit Heaters or other Efficient Unit Heating System
Commercial | Com ¦ Commercial Hot Food Holding Cabinets | 2024 | SC B | MW | After Competition Groups | 0.019736 | 0 | 0 | 609.0971 | 3.2401e-05 | 64 | Commercial_2024_SC B_MW_After Competition Groups_64 | Commercial Hot Food Holding Cabinets | 0.00324% | 0 | 0.019736 | Commercial_2024_SC B_MW_After Competition Groups_Commercial Hot Food Holding Cabinets
Commercial | Com ¦ High Efficiency Chiller (avg of water and air cooled) | 2024 | SC B | MW | After Competition Groups | 0.010921 | 0 | 0 | 609.0971 | 1.793e-05 | 65 | Commercial_2024_SC B_MW_After Competition Groups_65 | High Efficiency Chiller (avg of water and air cooled) | 0.001793% | 0 | 0.010921 | Commercial_2024_SC B_MW_After Competition Groups_High Efficiency Chiller (avg of water and air cooled)
Commercial | Com ¦ Room AC (w/ louvered sides) 14 SEER from 12 SEER code | 2024 | SC B | MW | After Competition Groups | 0.0085741 | 0 | 0 | 609.0971 | 1.4077e-05 | 66 | Commercial_2024_SC B_MW_After Competition Groups_66 | Room AC (w/ louvered sides) 14 SEER from 12 SEER code | 0.001408% | 0 | 0.0085741 | Commercial_2024_SC B_MW_After Competition Groups_Room AC (w/ louvered sides) 14 SEER from 12 SEER code
Commercial | Com ¦ VSD Air Compressor | 2024 | SC B | MW | After Competition Groups | 0.0085669 | 0 | 0 | 609.0971 | 1.4065e-05 | 67 | Commercial_2024_SC B_MW_After Competition Groups_67 | VSD Air Compressor | 0.001406% | 0 | 0.0085669 | Commercial_2024_SC B_MW_After Competition Groups_VSD Air Compressor
Commercial | Com ¦ Energy Recovery Ventilation and Ventilation (Enhanced) | 2024 | SC B | MW | After Competition Groups | 0.0064309 | 0 | 0 | 609.0971 | 1.0558e-05 | 68 | Commercial_2024_SC B_MW_After Competition Groups_68 | Energy Recovery Ventilation and Ventilation (Enhanced) | 0.001056% | 0 | 0.0064309 | Commercial_2024_SC B_MW_After Competition Groups_Energy Recovery Ventilation and Ventilation (Enhanced)
Commercial | Com ¦ High Efficiency Small Instantaneous Water Heater | 2024 | SC B | MW | After Competition Groups | 0.0043222 | 0 | 0 | 609.0971 | 7.0961e-06 | 69 | Commercial_2024_SC B_MW_After Competition Groups_69 | High Efficiency Small Instantaneous Water Heater | 0.0007096% | 0 | 0.0043222 | Commercial_2024_SC B_MW_After Competition Groups_High Efficiency Small Instantaneous Water Heater
Commercial | Com ¦ Air Curtains | 2024 | SC B | MW | After Competition Groups | 0.0027632 | 0 | 0 | 609.0971 | 4.5365e-06 | 70 | Commercial_2024_SC B_MW_After Competition Groups_70 | Air Curtains | 0.0004536% | 0 | 0.0027632 | Commercial_2024_SC B_MW_After Competition Groups_Air Curtains
Commercial | Com ¦ EC Plug Fan for Data Center (under cabinet) | 2024 | SC B | MW | After Competition Groups | 0.00094333 | 0 | 0 | 609.0971 | 1.5487e-06 | 71 | Commercial_2024_SC B_MW_After Competition Groups_71 | EC Plug Fan for Data Center (under cabinet) | 0.0001549% | 0 | 0.00094333 | Commercial_2024_SC B_MW_After Competition Groups_EC Plug Fan for Data Center (under cabinet)
Commercial | Com ¦ Electric Convection Combination Ovens | 2024 | SC B | MW | After Competition Groups | 0.00014696 | 0 | 0 | 609.0971 | 2.4127e-07 | 72 | Commercial_2024_SC B_MW_After Competition Groups_72 | Electric Convection Combination Ovens | 2.413e-05% | 0 | 0.00014696 | Commercial_2024_SC B_MW_After Competition Groups_Electric Convection Combination Ovens
Commercial | Com ¦ LLLC - Low Impact Application | 2024 | SC B | MW | After Competition Groups | 2.7155e-19 | 0 | 0 | 609.0971 | 4.4583e-22 | 73 | Commercial_2024_SC B_MW_After Competition Groups_73 | LLLC - Low Impact Application | 4.458e-20% | 0 | 2.7155e-19 | Commercial_2024_SC B_MW_After Competition Groups_LLLC - Low Impact Application
Commercial | Com ¦ LLLC - High Impact Application | 2024 | SC B | MW | After Competition Groups | 9.0088e-20 | 0 | 0 | 609.0971 | 1.479e-22 | 74 | Commercial_2024_SC B_MW_After Competition Groups_74 | LLLC - High Impact Application | 1.479e-20% | 0 | 9.0088e-20 | Commercial_2024_SC B_MW_After Competition Groups_LLLC - High Impact Application
Commercial | Com ¦ Networked/Connected - High Impact Application | 2024 | SC B | MW | After Competition Groups | 7.8374e-22 | 0 | 0 | 609.0971 | 1.2867e-24 | 75 | Commercial_2024_SC B_MW_After Competition Groups_75 | Networked/Connected - High Impact Application | 1.287e-22% | 0 | 7.8374e-22 | Commercial_2024_SC B_MW_After Competition Groups_Networked/Connected - High Impact Application
Commercial | Com ¦ Networked/Connected - Low Impact Application | 2024 | SC B | MW | After Competition Groups | 3.5336e-22 | 0 | 0 | 609.0971 | 5.8013e-25 | 76 | Commercial_2024_SC B_MW_After Competition Groups_76 | Networked/Connected - Low Impact Application | 5.801e-23% | 0 | 3.5336e-22 | Commercial_2024_SC B_MW_After Competition Groups_Networked/Connected - Low Impact Application
Commercial | Com ¦ Efficient compressor motor | 2024 | SC B | MW | After Competition Groups | 0 | 0 | 0 | 609.0971 | 0 | 77 | Commercial_2024_SC B_MW_After Competition Groups_77 | Efficient compressor motor | 0% | 0 | 0 | Commercial_2024_SC B_MW_After Competition Groups_Efficient compressor motor
Commercial | Com ¦ Indoor Daylight Sensors/Photocell Dimming Control | 2024 | SC B | MW | After Competition Groups | 0 | 0 | 0 | 609.0971 | 0 | 78 | Commercial_2024_SC B_MW_After Competition Groups_78 | Indoor Daylight Sensors/Photocell Dimming Control | 0% | 0 | 0 | Commercial_2024_SC B_MW_After Competition Groups_Indoor Daylight Sensors/Photocell Dimming Control
Commercial | Com ¦ LED RECESSED DOWNLIGHTS | 2024 | SC B | MW | After Competition Groups | 0 | 0 | 0 | 609.0971 | 0 | 79 | Commercial_2024_SC B_MW_After Competition Groups_79 | LED RECESSED DOWNLIGHTS | 0% | 0 | 0 | Commercial_2024_SC B_MW_After Competition Groups_LED RECESSED DOWNLIGHTS
Commercial | Com ¦ Variable Refrigerant Flow Heat Pump | 2024 | SC B | MW | After Competition Groups | 0 | 0 | 0 | 609.0971 | 0 | 80 | Commercial_2024_SC B_MW_After Competition Groups_80 | Variable Refrigerant Flow Heat Pump | 0% | 0 | 0 | Commercial_2024_SC B_MW_After Competition Groups_Variable Refrigerant Flow Heat Pump
Commercial | Com ¦ ENERGY STAR LED LAMPS (REFLECTOR LAMPs/MR16/PAR 16) | 2024 | SC C | MW | After Competition Groups | 77.1418 | 0 | 0 | 441.063 | 0.1749 | 1 | Commercial_2024_SC C_MW_After Competition Groups_1 | ENERGY STAR LED LAMPS (REFLECTOR LAMPs/MR16/PAR 16) | 17.49% | 0 | 77.1418 | Commercial_2024_SC C_MW_After Competition Groups_ENERGY STAR LED LAMPS (REFLECTOR LAMPs/MR16/PAR 16)
Commercial | Com ¦ LED Low/High Bay | 2024 | SC C | MW | After Competition Groups | 52.9533 | 0 | 0 | 441.063 | 0.12006 | 2 | Commercial_2024_SC C_MW_After Competition Groups_2 | LED Low/High Bay | 12.01% | 0 | 52.9533 | Commercial_2024_SC C_MW_After Competition Groups_LED Low/High Bay
Commercial | Com ¦ LED Troffer/Surface/Suspended | 2024 | SC C | MW | After Competition Groups | 51.5009 | 0 | 0 | 441.063 | 0.11677 | 3 | Commercial_2024_SC C_MW_After Competition Groups_3 | LED Troffer/Surface/Suspended | 11.68% | 0 | 51.5009 | Commercial_2024_SC C_MW_After Competition Groups_LED Troffer/Surface/Suspended
Commercial | Com ¦ LED Replacement Lamp (Tube) | 2024 | SC C | MW | After Competition Groups | 35.1654 | 0 | 0 | 441.063 | 0.079729 | 4 | Commercial_2024_SC C_MW_After Competition Groups_4 | LED Replacement Lamp (Tube) | 7.973% | 0 | 35.1654 | Commercial_2024_SC C_MW_After Competition Groups_LED Replacement Lamp (Tube)
Commercial | Com ¦ High Efficiency Air Source Heat Pump | 2024 | SC C | MW | After Competition Groups | 26.2222 | 0 | 0 | 441.063 | 0.059452 | 5 | Commercial_2024_SC C_MW_After Competition Groups_5 | High Efficiency Air Source Heat Pump | 5.945% | 0 | 26.2222 | Commercial_2024_SC C_MW_After Competition Groups_High Efficiency Air Source Heat Pump
Commercial | Com ¦ Building Recommissioning, Operations and Maintenance (O&M) Improvements | 2024 | SC C | MW | After Competition Groups | 20.1066 | 0 | 0 | 441.063 | 0.045587 | 6 | Commercial_2024_SC C_MW_After Competition Groups_6 | Building Recommissioning, Operations and Maintenance (O&M) Improvements | 4.559% | 0 | 20.1066 | Commercial_2024_SC C_MW_After Competition Groups_Building Recommissioning, Operations and Maintenance (O&M) Improvements
Commercial | Com ¦ Education and Capacity Building/Energy Behavior | 2024 | SC C | MW | After Competition Groups | 17.3909 | 0 | 0 | 441.063 | 0.03943 | 7 | Commercial_2024_SC C_MW_After Competition Groups_7 | Education and Capacity Building/Energy Behavior | 3.943% | 0 | 17.3909 | Commercial_2024_SC C_MW_After Competition Groups_Education and Capacity Building/Energy Behavior
Commercial | Com ¦ Data Center Storage/Server Virtualization | 2024 | SC C | MW | After Competition Groups | 15.3685 | 0 | 0 | 441.063 | 0.034844 | 8 | Commercial_2024_SC C_MW_After Competition Groups_8 | Data Center Storage/Server Virtualization | 3.484% | 0 | 15.3685 | Commercial_2024_SC C_MW_After Competition Groups_Data Center Storage/Server Virtualization
Commercial | Com ¦ LED or Equivalent Sign Lighting | 2024 | SC C | MW | After Competition Groups | 14.1926 | 0 | 0 | 441.063 | 0.032178 | 9 | Commercial_2024_SC C_MW_After Competition Groups_9 | LED or Equivalent Sign Lighting | 3.218% | 0 | 14.1926 | Commercial_2024_SC C_MW_After Competition Groups_LED or Equivalent Sign Lighting
Commercial | Com ¦ Advanced BAS/Controllers | 2024 | SC C | MW | After Competition Groups | 12.2855 | 0 | 0 | 441.063 | 0.027854 | 10 | Commercial_2024_SC C_MW_After Competition Groups_10 | Advanced BAS/Controllers | 2.785% | 0 | 12.2855 | Commercial_2024_SC C_MW_After Competition Groups_Advanced BAS/Controllers
Commercial | Com ¦ Unitary Air-Conditioning Unit | 2024 | SC C | MW | After Competition Groups | 11.4615 | 0 | 0 | 441.063 | 0.025986 | 11 | Commercial_2024_SC C_MW_After Competition Groups_11 | Unitary Air-Conditioning Unit | 2.599% | 0 | 11.4615 | Commercial_2024_SC C_MW_After Competition Groups_Unitary Air-Conditioning Unit
Commercial | Com ¦ ENERGY STAR LED LAMPS (General Service Lamps) | 2024 | SC C | MW | After Competition Groups | 10.7534 | 0 | 0 | 441.063 | 0.024381 | 12 | Commercial_2024_SC C_MW_After Competition Groups_12 | ENERGY STAR LED LAMPS (General Service Lamps) | 2.438% | 0 | 10.7534 | Commercial_2024_SC C_MW_After Competition Groups_ENERGY STAR LED LAMPS (General Service Lamps)
Commercial | Com ¦ Reach-in Shaded Pole to ECM/PSC Evaporator Fan Motor | 2024 | SC C | MW | After Competition Groups | 10.262 | 0 | 0 | 441.063 | 0.023267 | 13 | Commercial_2024_SC C_MW_After Competition Groups_13 | Reach-in Shaded Pole to ECM/PSC Evaporator Fan Motor | 2.327% | 0 | 10.262 | Commercial_2024_SC C_MW_After Competition Groups_Reach-in Shaded Pole to ECM/PSC Evaporator Fan Motor
Commercial | Com ¦ Adaptive Thermostats | 2024 | SC C | MW | After Competition Groups | 8.3831 | 0 | 0 | 441.063 | 0.019006 | 14 | Commercial_2024_SC C_MW_After Competition Groups_14 | Adaptive Thermostats | 1.901% | 0 | 8.3831 | Commercial_2024_SC C_MW_After Competition Groups_Adaptive Thermostats
Commercial | Com ¦ Strip Curtains | 2024 | SC C | MW | After Competition Groups | 7.22 | 0 | 0 | 441.063 | 0.016369 | 15 | Commercial_2024_SC C_MW_After Competition Groups_15 | Strip Curtains | 1.637% | 0 | 7.22 | Commercial_2024_SC C_MW_After Competition Groups_Strip Curtains
Commercial | Com ¦ Chilled Water Optimization | 2024 | SC C | MW | After Competition Groups | 6.5981 | 0 | 0 | 441.063 | 0.01496 | 16 | Commercial_2024_SC C_MW_After Competition Groups_16 | Chilled Water Optimization | 1.496% | 0 | 6.5981 | Commercial_2024_SC C_MW_After Competition Groups_Chilled Water Optimization
Commercial | Com ¦ Refrigerated Display Case Doors | 2024 | SC C | MW | After Competition Groups | 6.4044 | 0 | 0 | 441.063 | 0.01452 | 17 | Commercial_2024_SC C_MW_After Competition Groups_17 | Refrigerated Display Case Doors | 1.452% | 0 | 6.4044 | Commercial_2024_SC C_MW_After Competition Groups_Refrigerated Display Case Doors
Commercial | Com ¦ Furnace Tune-Up | 2024 | SC C | MW | After Competition Groups | 5.5958 | 0 | 0 | 441.063 | 0.012687 | 18 | Commercial_2024_SC C_MW_After Competition Groups_18 | Furnace Tune-Up | 1.269% | 0 | 5.5958 | Commercial_2024_SC C_MW_After Competition Groups_Furnace Tune-Up
Commercial | Com ¦ Centrally controlled desktop PC/NETWORK PC POWER MANAGEMENT SOFTWARE | 2024 | SC C | MW | After Competition Groups | 4.5532 | 0 | 0 | 441.063 | 0.010323 | 19 | Commercial_2024_SC C_MW_After Competition Groups_19 | Centrally controlled desktop PC/NETWORK PC POWER MANAGEMENT SOFTWARE | 1.032% | 0 | 4.5532 | Commercial_2024_SC C_MW_After Competition Groups_Centrally controlled desktop PC/NETWORK PC POWER MANAGEMENT SOFTWARE
Commercial | Com ¦ Demand Control Ventilation | 2024 | SC C | MW | After Competition Groups | 4.3508 | 0 | 0 | 441.063 | 0.0098643 | 20 | Commercial_2024_SC C_MW_After Competition Groups_20 | Demand Control Ventilation | 0.9864% | 0 | 4.3508 | Commercial_2024_SC C_MW_After Competition Groups_Demand Control Ventilation
Commercial | Com ¦ Variable Frequency Drive (VFD) | 2024 | SC C | MW | After Competition Groups | 3.9413 | 0 | 0 | 441.063 | 0.008936 | 21 | Commercial_2024_SC C_MW_After Competition Groups_21 | Variable Frequency Drive (VFD) | 0.8936% | 0 | 3.9413 | Commercial_2024_SC C_MW_After Competition Groups_Variable Frequency Drive (VFD)
Commercial | Com ¦ Refrigerated Display Case LED | 2024 | SC C | MW | After Competition Groups | 3.7549 | 0 | 0 | 441.063 | 0.0085133 | 22 | Commercial_2024_SC C_MW_After Competition Groups_22 | Refrigerated Display Case LED | 0.8513% | 0 | 3.7549 | Commercial_2024_SC C_MW_After Competition Groups_Refrigerated Display Case LED
Commercial | Com ¦ LED EXTERIOR AREA LIGHTS - LED fixture (200W) | 2024 | SC C | MW | After Competition Groups | 3.7491 | 0 | 0 | 441.063 | 0.0085002 | 23 | Commercial_2024_SC C_MW_After Competition Groups_23 | LED EXTERIOR AREA LIGHTS - LED fixture (200W) | 0.85% | 0 | 3.7491 | Commercial_2024_SC C_MW_After Competition Groups_LED EXTERIOR AREA LIGHTS - LED fixture (200W)
Commercial | Com ¦ LED parking lot fixture | 2024 | SC C | MW | After Competition Groups | 3.6928 | 0 | 0 | 441.063 | 0.0083725 | 24 | Commercial_2024_SC C_MW_After Competition Groups_24 | LED parking lot fixture | 0.8372% | 0 | 3.6928 | Commercial_2024_SC C_MW_After Competition Groups_LED parking lot fixture
Commercial | Com ¦ VFD on Pumps | 2024 | SC C | MW | After Competition Groups | 3.6807 | 0 | 0 | 441.063 | 0.008345 | 25 | Commercial_2024_SC C_MW_After Competition Groups_25 | VFD on Pumps | 0.8345% | 0 | 3.6807 | Commercial_2024_SC C_MW_After Competition Groups_VFD on Pumps
Commercial | Com ¦ Air Handler with Dedicated Outdoor Air Systems | 2024 | SC C | MW | After Competition Groups | 2.2189 | 0 | 0 | 441.063 | 0.0050308 | 26 | Commercial_2024_SC C_MW_After Competition Groups_26 | Air Handler with Dedicated Outdoor Air Systems | 0.5031% | 0 | 2.2189 | Commercial_2024_SC C_MW_After Competition Groups_Air Handler with Dedicated Outdoor Air Systems
Commercial | Com ¦ LED street light fixture | 2024 | SC C | MW | After Competition Groups | 2.1511 | 0 | 0 | 441.063 | 0.004877 | 27 | Commercial_2024_SC C_MW_After Competition Groups_27 | LED street light fixture | 0.4877% | 0 | 2.1511 | Commercial_2024_SC C_MW_After Competition Groups_LED street light fixture
Commercial | Com ¦ ECM MOTORS FOR EVAPORATOR FANS for refrigeration (WALK-IN) | 2024 | SC C | MW | After Competition Groups | 2.0184 | 0 | 0 | 441.063 | 0.0045763 | 28 | Commercial_2024_SC C_MW_After Competition Groups_28 | ECM MOTORS FOR EVAPORATOR FANS for refrigeration (WALK-IN) | 0.4576% | 0 | 2.0184 | Commercial_2024_SC C_MW_After Competition Groups_ECM MOTORS FOR EVAPORATOR FANS for refrigeration (WALK-IN)
Commercial | Com ¦ ENERGY STAR Griddle (74% eff) | 2024 | SC C | MW | After Competition Groups | 2.012 | 0 | 0 | 441.063 | 0.0045616 | 29 | Commercial_2024_SC C_MW_After Competition Groups_29 | ENERGY STAR Griddle (74% eff) | 0.4562% | 0 | 2.012 | Commercial_2024_SC C_MW_After Competition Groups_ENERGY STAR Griddle (74% eff)
Commercial | Com ¦ Freezer Case Light Sensor | 2024 | SC C | MW | After Competition Groups | 1.7409 | 0 | 0 | 441.063 | 0.0039471 | 30 | Commercial_2024_SC C_MW_After Competition Groups_30 | Freezer Case Light Sensor | 0.3947% | 0 | 1.7409 | Commercial_2024_SC C_MW_After Competition Groups_Freezer Case Light Sensor
Commercial | Com ¦ Evaporator Fan Controls | 2024 | SC C | MW | After Competition Groups | 1.6961 | 0 | 0 | 441.063 | 0.0038455 | 31 | Commercial_2024_SC C_MW_After Competition Groups_31 | Evaporator Fan Controls | 0.3845% | 0 | 1.6961 | Commercial_2024_SC C_MW_After Competition Groups_Evaporator Fan Controls
Commercial | Com ¦ Demand Control Kitchen Ventilation | 2024 | SC C | MW | After Competition Groups | 1.5307 | 0 | 0 | 441.063 | 0.0034704 | 32 | Commercial_2024_SC C_MW_After Competition Groups_32 | Demand Control Kitchen Ventilation | 0.347% | 0 | 1.5307 | Commercial_2024_SC C_MW_After Competition Groups_Demand Control Kitchen Ventilation
Commercial | Com ¦ Occupancy Sensors | 2024 | SC C | MW | After Competition Groups | 1.3107 | 0 | 0 | 441.063 | 0.0029716 | 33 | Commercial_2024_SC C_MW_After Competition Groups_33 | Occupancy Sensors | 0.2972% | 0 | 1.3107 | Commercial_2024_SC C_MW_After Competition Groups_Occupancy Sensors
Commercial | Com ¦ Duct Insulation, R8 | 2024 | SC C | MW | After Competition Groups | 1.0385 | 0 | 0 | 441.063 | 0.0023546 | 34 | Commercial_2024_SC C_MW_After Competition Groups_34 | Duct Insulation, R8 | 0.2355% | 0 | 1.0385 | Commercial_2024_SC C_MW_After Competition Groups_Duct Insulation, R8
Commercial | Com ¦ Water Source Heat Pump (4 ton) | 2024 | SC C | MW | After Competition Groups | 0.94561 | 0 | 0 | 441.063 | 0.0021439 | 35 | Commercial_2024_SC C_MW_After Competition Groups_35 | Water Source Heat Pump (4 ton) | 0.2144% | 0 | 0.94561 | Commercial_2024_SC C_MW_After Competition Groups_Water Source Heat Pump (4 ton)
Commercial | Com ¦ Door Gasket Freezer/Refrigerator | 2024 | SC C | MW | After Competition Groups | 0.83904 | 0 | 0 | 441.063 | 0.0019023 | 36 | Commercial_2024_SC C_MW_After Competition Groups_36 | Door Gasket Freezer/Refrigerator | 0.1902% | 0 | 0.83904 | Commercial_2024_SC C_MW_After Competition Groups_Door Gasket Freezer/Refrigerator
Commercial | Com ¦ Temperature Adjustment in Commercial Freezers | 2024 | SC C | MW | After Competition Groups | 0.62074 | 0 | 0 | 441.063 | 0.0014074 | 37 | Commercial_2024_SC C_MW_After Competition Groups_37 | Temperature Adjustment in Commercial Freezers | 0.1407% | 0 | 0.62074 | Commercial_2024_SC C_MW_After Competition Groups_Temperature Adjustment in Commercial Freezers
Commercial | Com ¦ Elec Storage WH 2.30 Et | 2024 | SC C | MW | After Competition Groups | 0.60178 | 0 | 0 | 441.063 | 0.0013644 | 38 | Commercial_2024_SC C_MW_After Competition Groups_38 | Elec Storage WH 2.30 Et | 0.1364% | 0 | 0.60178 | Commercial_2024_SC C_MW_After Competition Groups_Elec Storage WH 2.30 Et
Commercial | Com ¦ ENERGY STAR Fryer (84% eff) | 2024 | SC C | MW | After Competition Groups | 0.58621 | 0 | 0 | 441.063 | 0.0013291 | 39 | Commercial_2024_SC C_MW_After Competition Groups_39 | ENERGY STAR Fryer (84% eff) | 0.1329% | 0 | 0.58621 | Commercial_2024_SC C_MW_After Competition Groups_ENERGY STAR Fryer (84% eff)
Commercial | Com ¦ BEVERAGE VENDING MACHINE CONTROLS | 2024 | SC C | MW | After Competition Groups | 0.54186 | 0 | 0 | 441.063 | 0.0012285 | 40 | Commercial_2024_SC C_MW_After Competition Groups_40 | BEVERAGE VENDING MACHINE CONTROLS | 0.1229% | 0 | 0.54186 | Commercial_2024_SC C_MW_After Competition Groups_BEVERAGE VENDING MACHINE CONTROLS
Commercial | Com ¦ CO Sensors for parking garage exhaust fans | 2024 | SC C | MW | After Competition Groups | 0.51844 | 0 | 0 | 441.063 | 0.0011754 | 41 | Commercial_2024_SC C_MW_After Competition Groups_41 | CO Sensors for parking garage exhaust fans | 0.1175% | 0 | 0.51844 | Commercial_2024_SC C_MW_After Competition Groups_CO Sensors for parking garage exhaust fans
Commercial | Com ¦ Vertical Night Covers | 2024 | SC C | MW | After Competition Groups | 0.51279 | 0 | 0 | 441.063 | 0.0011626 | 42 | Commercial_2024_SC C_MW_After Competition Groups_42 | Vertical Night Covers | 0.1163% | 0 | 0.51279 | Commercial_2024_SC C_MW_After Competition Groups_Vertical Night Covers
Commercial | Com ¦ Energy Efficient Laboratory Fume Hood | 2024 | SC C | MW | After Competition Groups | 0.47709 | 0 | 0 | 441.063 | 0.0010817 | 43 | Commercial_2024_SC C_MW_After Competition Groups_43 | Energy Efficient Laboratory Fume Hood | 0.1082% | 0 | 0.47709 | Commercial_2024_SC C_MW_After Competition Groups_Energy Efficient Laboratory Fume Hood
Commercial | Com ¦ Thermostat Setback | 2024 | SC C | MW | After Competition Groups | 0.47008 | 0 | 0 | 441.063 | 0.0010658 | 44 | Commercial_2024_SC C_MW_After Competition Groups_44 | Thermostat Setback | 0.1066% | 0 | 0.47008 | Commercial_2024_SC C_MW_After Competition Groups_Thermostat Setback
Commercial | Com ¦ Outside Air Economizer | 2024 | SC C | MW | After Competition Groups | 0.44878 | 0 | 0 | 441.063 | 0.0010175 | 45 | Commercial_2024_SC C_MW_After Competition Groups_45 | Outside Air Economizer | 0.1018% | 0 | 0.44878 | Commercial_2024_SC C_MW_After Competition Groups_Outside Air Economizer
Commercial | Com ¦ Water Heating (DHW) Pipe Insulation (Add 3/4\ Foam)" | 2024 | SC C | MW | After Competition Groups | 0.39372 | 0 | 0 | 441.063 | 0.00089265 | 46 | Commercial_2024_SC C_MW_After Competition Groups_46 | Water Heating (DHW) Pipe Insulation (Add 3/4\ Foam)" | 0.08927% | 0 | 0.39372 | Commercial_2024_SC C_MW_After Competition Groups_Water Heating (DHW) Pipe Insulation (Add 3/4\ Foam)"
Commercial | Com ¦ ENERGY STAR Steam Cookers | 2024 | SC C | MW | After Competition Groups | 0.37416 | 0 | 0 | 441.063 | 0.00084831 | 47 | Commercial_2024_SC C_MW_After Competition Groups_47 | ENERGY STAR Steam Cookers | 0.08483% | 0 | 0.37416 | Commercial_2024_SC C_MW_After Competition Groups_ENERGY STAR Steam Cookers
Commercial | Com ¦ Suction Pipe Insulation Freezer/Refrigerator | 2024 | SC C | MW | After Competition Groups | 0.26695 | 0 | 0 | 441.063 | 0.00060524 | 48 | Commercial_2024_SC C_MW_After Competition Groups_48 | Suction Pipe Insulation Freezer/Refrigerator | 0.06052% | 0 | 0.26695 | Commercial_2024_SC C_MW_After Competition Groups_Suction Pipe Insulation Freezer/Refrigerator
Commercial | Com ¦ ENERGY STAR Dishwasher | 2024 | SC C | MW | After Competition Groups | 0.26307 | 0 | 0 | 441.063 | 0.00059645 | 49 | Commercial_2024_SC C_MW_After Competition Groups_49 | ENERGY STAR Dishwasher | 0.05964% | 0 | 0.26307 | Commercial_2024_SC C_MW_After Competition Groups_ENERGY STAR Dishwasher
Commercial | Com ¦ Ozone Laundry Treatment | 2024 | SC C | MW | After Competition Groups | 0.12645 | 0 | 0 | 441.063 | 0.00028669 | 50 | Commercial_2024_SC C_MW_After Competition Groups_50 | Ozone Laundry Treatment | 0.02867% | 0 | 0.12645 | Commercial_2024_SC C_MW_After Competition Groups_Ozone Laundry Treatment
Commercial | Com ¦ LLLC - High Impact Application | 2024 | SC C | MW | After Competition Groups | 0.086046 | 0 | 0 | 441.063 | 0.00019509 | 51 | Commercial_2024_SC C_MW_After Competition Groups_51 | LLLC - High Impact Application | 0.01951% | 0 | 0.086046 | Commercial_2024_SC C_MW_After Competition Groups_LLLC - High Impact Application
Commercial | Com ¦ Condensing Make Up Air Unit | 2024 | SC C | MW | After Competition Groups | 0.067537 | 0 | 0 | 441.063 | 0.00015312 | 52 | Commercial_2024_SC C_MW_After Competition Groups_52 | Condensing Make Up Air Unit | 0.01531% | 0 | 0.067537 | Commercial_2024_SC C_MW_After Competition Groups_Condensing Make Up Air Unit
Commercial | Com ¦ ECM MOTORS FOR HVAC APPLICATION (FAN-POWERED VAV BOX) | 2024 | SC C | MW | After Competition Groups | 0.059947 | 0 | 0 | 441.063 | 0.00013592 | 53 | Commercial_2024_SC C_MW_After Competition Groups_53 | ECM MOTORS FOR HVAC APPLICATION (FAN-POWERED VAV BOX) | 0.01359% | 0 | 0.059947 | Commercial_2024_SC C_MW_After Competition Groups_ECM MOTORS FOR HVAC APPLICATION (FAN-POWERED VAV BOX)
Commercial | Com ¦ LLLC - Low Impact Application | 2024 | SC C | MW | After Competition Groups | 0.056704 | 0 | 0 | 441.063 | 0.00012856 | 54 | Commercial_2024_SC C_MW_After Competition Groups_54 | LLLC - Low Impact Application | 0.01286% | 0 | 0.056704 | Commercial_2024_SC C_MW_After Competition Groups_LLLC - Low Impact Application
Commercial | Com ¦ CEE Tier 2/Energy Star Clothes Washers | 2024 | SC C | MW | After Competition Groups | 0.052226 | 0 | 0 | 441.063 | 0.00011841 | 55 | Commercial_2024_SC C_MW_After Competition Groups_55 | CEE Tier 2/Energy Star Clothes Washers | 0.01184% | 0 | 0.052226 | Commercial_2024_SC C_MW_After Competition Groups_CEE Tier 2/Energy Star Clothes Washers
Commercial | COM ¦ Ductless Mini-Split Heat Pumps | 2024 | SC C | MW | After Competition Groups | 0.05081 | 0 | 0 | 441.063 | 0.0001152 | 56 | Commercial_2024_SC C_MW_After Competition Groups_56 | Ductless Mini-Split Heat Pumps | 0.01152% | 0 | 0.05081 | Commercial_2024_SC C_MW_After Competition Groups_Ductless Mini-Split Heat Pumps
Commercial | Com ¦ HVAC Optimization | 2024 | SC C | MW | After Competition Groups | 0.050639 | 0 | 0 | 441.063 | 0.00011481 | 57 | Commercial_2024_SC C_MW_After Competition Groups_57 | HVAC Optimization | 0.01148% | 0 | 0.050639 | Commercial_2024_SC C_MW_After Competition Groups_HVAC Optimization
Commercial | Com ¦ Low Flow Pre-Rinse Spray Nozzle | 2024 | SC C | MW | After Competition Groups | 0.030343 | 0 | 0 | 441.063 | 6.8794e-05 | 58 | Commercial_2024_SC C_MW_After Competition Groups_58 | Low Flow Pre-Rinse Spray Nozzle | 0.006879% | 0 | 0.030343 | Commercial_2024_SC C_MW_After Competition Groups_Low Flow Pre-Rinse Spray Nozzle
Commercial | Com ¦ Auto Off Time Switch or Time Clock control | 2024 | SC C | MW | After Competition Groups | 0.028392 | 0 | 0 | 441.063 | 6.4371e-05 | 59 | Commercial_2024_SC C_MW_After Competition Groups_59 | Auto Off Time Switch or Time Clock control | 0.006437% | 0 | 0.028392 | Commercial_2024_SC C_MW_After Competition Groups_Auto Off Time Switch or Time Clock control
Commercial | Com ¦ Demand controlled Circulating Systems | 2024 | SC C | MW | After Competition Groups | 0.026744 | 0 | 0 | 441.063 | 6.0636e-05 | 60 | Commercial_2024_SC C_MW_After Competition Groups_60 | Demand controlled Circulating Systems | 0.006064% | 0 | 0.026744 | Commercial_2024_SC C_MW_After Competition Groups_Demand controlled Circulating Systems
Commercial | Com ¦ PTAC (12 EER/10,000 BTU) | 2024 | SC C | MW | After Competition Groups | 0.026704 | 0 | 0 | 441.063 | 6.0545e-05 | 61 | Commercial_2024_SC C_MW_After Competition Groups_61 | PTAC (12 EER/10,000 BTU) | 0.006055% | 0 | 0.026704 | Commercial_2024_SC C_MW_After Competition Groups_PTAC (12 EER/10,000 BTU)
Commercial | Com ¦ Notched V belts for HVAC Systems | 2024 | SC C | MW | After Competition Groups | 0.01811 | 0 | 0 | 441.063 | 4.106e-05 | 62 | Commercial_2024_SC C_MW_After Competition Groups_62 | Notched V belts for HVAC Systems | 0.004106% | 0 | 0.01811 | Commercial_2024_SC C_MW_After Competition Groups_Notched V belts for HVAC Systems
Commercial | Com ¦ Commercial Hot Food Holding Cabinets | 2024 | SC C | MW | After Competition Groups | 0.014044 | 0 | 0 | 441.063 | 3.1842e-05 | 63 | Commercial_2024_SC C_MW_After Competition Groups_63 | Commercial Hot Food Holding Cabinets | 0.003184% | 0 | 0.014044 | Commercial_2024_SC C_MW_After Competition Groups_Commercial Hot Food Holding Cabinets
Commercial | Com ¦ Solar Water Preheat (Pools/DHW) | 2024 | SC C | MW | After Competition Groups | 0.012175 | 0 | 0 | 441.063 | 2.7603e-05 | 64 | Commercial_2024_SC C_MW_After Competition Groups_64 | Solar Water Preheat (Pools/DHW) | 0.00276% | 0 | 0.012175 | Commercial_2024_SC C_MW_After Competition Groups_Solar Water Preheat (Pools/DHW)
Commercial | Com ¦ High Efficiency Chiller (avg of water and air cooled) | 2024 | SC C | MW | After Competition Groups | 0.010922 | 0 | 0 | 441.063 | 2.4763e-05 | 65 | Commercial_2024_SC C_MW_After Competition Groups_65 | High Efficiency Chiller (avg of water and air cooled) | 0.002476% | 0 | 0.010922 | Commercial_2024_SC C_MW_After Competition Groups_High Efficiency Chiller (avg of water and air cooled)
Commercial | Com ¦ Wall Insulation | 2024 | SC C | MW | After Competition Groups | 0.0093613 | 0 | 0 | 441.063 | 2.1224e-05 | 66 | Commercial_2024_SC C_MW_After Competition Groups_66 | Wall Insulation | 0.002122% | 0 | 0.0093613 | Commercial_2024_SC C_MW_After Competition Groups_Wall Insulation
Commercial | Com ¦ Condensing Unit Heaters or other Efficient Unit Heating System | 2024 | SC C | MW | After Competition Groups | 0.0088584 | 0 | 0 | 441.063 | 2.0084e-05 | 67 | Commercial_2024_SC C_MW_After Competition Groups_67 | Condensing Unit Heaters or other Efficient Unit Heating System | 0.002008% | 0 | 0.0088584 | Commercial_2024_SC C_MW_After Competition Groups_Condensing Unit Heaters or other Efficient Unit Heating System
Commercial | Com ¦ VSD Air Compressor | 2024 | SC C | MW | After Competition Groups | 0.0072203 | 0 | 0 | 441.063 | 1.637e-05 | 68 | Commercial_2024_SC C_MW_After Competition Groups_68 | VSD Air Compressor | 0.001637% | 0 | 0.0072203 | Commercial_2024_SC C_MW_After Competition Groups_VSD Air Compressor
Commercial | Com ¦ Air Curtains | 2024 | SC C | MW | After Competition Groups | 0.0071573 | 0 | 0 | 441.063 | 1.6227e-05 | 69 | Commercial_2024_SC C_MW_After Competition Groups_69 | Air Curtains | 0.001623% | 0 | 0.0071573 | Commercial_2024_SC C_MW_After Competition Groups_Air Curtains
Commercial | Com ¦ Room AC (w/ louvered sides) 14 SEER from 12 SEER code | 2024 | SC C | MW | After Competition Groups | 0.0032394 | 0 | 0 | 441.063 | 7.3445e-06 | 70 | Commercial_2024_SC C_MW_After Competition Groups_70 | Room AC (w/ louvered sides) 14 SEER from 12 SEER code | 0.0007344% | 0 | 0.0032394 | Commercial_2024_SC C_MW_After Competition Groups_Room AC (w/ louvered sides) 14 SEER from 12 SEER code
Commercial | Com ¦ Energy Recovery Ventilation and Ventilation (Enhanced) | 2024 | SC C | MW | After Competition Groups | 0.0017389 | 0 | 0 | 441.063 | 3.9425e-06 | 71 | Commercial_2024_SC C_MW_After Competition Groups_71 | Energy Recovery Ventilation and Ventilation (Enhanced) | 0.0003943% | 0 | 0.0017389 | Commercial_2024_SC C_MW_After Competition Groups_Energy Recovery Ventilation and Ventilation (Enhanced)
Commercial | Com ¦ EC Plug Fan for Data Center (under cabinet) | 2024 | SC C | MW | After Competition Groups | 0.00068088 | 0 | 0 | 441.063 | 1.5437e-06 | 72 | Commercial_2024_SC C_MW_After Competition Groups_72 | EC Plug Fan for Data Center (under cabinet) | 0.0001544% | 0 | 0.00068088 | Commercial_2024_SC C_MW_After Competition Groups_EC Plug Fan for Data Center (under cabinet)
Commercial | Com ¦ Networked/Connected - High Impact Application | 2024 | SC C | MW | After Competition Groups | 0.00024522 | 0 | 0 | 441.063 | 5.5598e-07 | 73 | Commercial_2024_SC C_MW_After Competition Groups_73 | Networked/Connected - High Impact Application | 5.56e-05% | 0 | 0.00024522 | Commercial_2024_SC C_MW_After Competition Groups_Networked/Connected - High Impact Application
Commercial | Com ¦ Electric Convection Combination Ovens | 2024 | SC C | MW | After Competition Groups | 0.00013438 | 0 | 0 | 441.063 | 3.0467e-07 | 74 | Commercial_2024_SC C_MW_After Competition Groups_74 | Electric Convection Combination Ovens | 3.047e-05% | 0 | 0.00013438 | Commercial_2024_SC C_MW_After Competition Groups_Electric Convection Combination Ovens
Commercial | Com ¦ Networked/Connected - Low Impact Application | 2024 | SC C | MW | After Competition Groups | 1.1911e-05 | 0 | 0 | 441.063 | 2.7005e-08 | 75 | Commercial_2024_SC C_MW_After Competition Groups_75 | Networked/Connected - Low Impact Application | 2.701e-06% | 0 | 1.1911e-05 | Commercial_2024_SC C_MW_After Competition Groups_Networked/Connected - Low Impact Application
Commercial | Com ¦ High Efficiency Small Instantaneous Water Heater | 2024 | SC C | MW | After Competition Groups | 1.0498e-05 | 0 | 0 | 441.063 | 2.3801e-08 | 76 | Commercial_2024_SC C_MW_After Competition Groups_76 | High Efficiency Small Instantaneous Water Heater | 2.38e-06% | 0 | 1.0498e-05 | Commercial_2024_SC C_MW_After Competition Groups_High Efficiency Small Instantaneous Water Heater
Commercial | Com ¦ Efficient compressor motor | 2024 | SC C | MW | After Competition Groups | 0 | 0 | 0 | 441.063 | 0 | 77 | Commercial_2024_SC C_MW_After Competition Groups_77 | Efficient compressor motor | 0% | 0 | 0 | Commercial_2024_SC C_MW_After Competition Groups_Efficient compressor motor
Commercial | Com ¦ Indoor Daylight Sensors/Photocell Dimming Control | 2024 | SC C | MW | After Competition Groups | 0 | 0 | 0 | 441.063 | 0 | 78 | Commercial_2024_SC C_MW_After Competition Groups_78 | Indoor Daylight Sensors/Photocell Dimming Control | 0% | 0 | 0 | Commercial_2024_SC C_MW_After Competition Groups_Indoor Daylight Sensors/Photocell Dimming Control
Commercial | Com ¦ LED RECESSED DOWNLIGHTS | 2024 | SC C | MW | After Competition Groups | 0 | 0 | 0 | 441.063 | 0 | 79 | Commercial_2024_SC C_MW_After Competition Groups_79 | LED RECESSED DOWNLIGHTS | 0% | 0 | 0 | Commercial_2024_SC C_MW_After Competition Groups_LED RECESSED DOWNLIGHTS
Commercial | Com ¦ Variable Refrigerant Flow Heat Pump | 2024 | SC C | MW | After Competition Groups | 0 | 0 | 0 | 441.063 | 0 | 80 | Commercial_2024_SC C_MW_After Competition Groups_80 | Variable Refrigerant Flow Heat Pump | 0% | 0 | 0 | Commercial_2024_SC C_MW_After Competition Groups_Variable Refrigerant Flow Heat Pump
Commercial | Com ¦ ENERGY STAR LED LAMPS (REFLECTOR LAMPs/MR16/PAR 16) | 2024 | SC D | MW | After Competition Groups | 77.1399 | 5103459.568 | 5.1035 | 409.399 | 0.18842 | 1 | Commercial_2024_SC D_MW_After Competition Groups_1 | ENERGY STAR LED LAMPS (REFLECTOR LAMPs/MR16/PAR 16) | 18.84% | 5.1035 | 77.1399 | Commercial_2024_SC D_MW_After Competition Groups_ENERGY STAR LED LAMPS (REFLECTOR LAMPs/MR16/PAR 16)
Commercial | Com ¦ LED Low/High Bay | 2024 | SC D | MW | After Competition Groups | 44.2227 | 24851854.3226 | 24.8519 | 409.399 | 0.10802 | 2 | Commercial_2024_SC D_MW_After Competition Groups_2 | LED Low/High Bay | 10.8% | 24.8519 | 44.2227 | Commercial_2024_SC D_MW_After Competition Groups_LED Low/High Bay
Commercial | Com ¦ LED Troffer/Surface/Suspended | 2024 | SC D | MW | After Competition Groups | 40.3982 | 32275439.5432 | 32.2754 | 409.399 | 0.098677 | 3 | Commercial_2024_SC D_MW_After Competition Groups_3 | LED Troffer/Surface/Suspended | 9.868% | 32.2754 | 40.3982 | Commercial_2024_SC D_MW_After Competition Groups_LED Troffer/Surface/Suspended
Commercial | Com ¦ LED Replacement Lamp (Tube) | 2024 | SC D | MW | After Competition Groups | 35.1654 | 0 | 0 | 409.399 | 0.085895 | 4 | Commercial_2024_SC D_MW_After Competition Groups_4 | LED Replacement Lamp (Tube) | 8.59% | 0 | 35.1654 | Commercial_2024_SC D_MW_After Competition Groups_LED Replacement Lamp (Tube)
Commercial | Com ¦ High Efficiency Air Source Heat Pump | 2024 | SC D | MW | After Competition Groups | 26.2222 | 967922.5085 | 0.96792 | 409.399 | 0.064051 | 5 | Commercial_2024_SC D_MW_After Competition Groups_5 | High Efficiency Air Source Heat Pump | 6.405% | 0.96792 | 26.2222 | Commercial_2024_SC D_MW_After Competition Groups_High Efficiency Air Source Heat Pump
Commercial | Com ¦ Building Recommissioning, Operations and Maintenance (O&M) Improvements | 2024 | SC D | MW | After Competition Groups | 20.0361 | 3346525.2662 | 3.3465 | 409.399 | 0.04894 | 6 | Commercial_2024_SC D_MW_After Competition Groups_6 | Building Recommissioning, Operations and Maintenance (O&M) Improvements | 4.894% | 3.3465 | 20.0361 | Commercial_2024_SC D_MW_After Competition Groups_Building Recommissioning, Operations and Maintenance (O&M) Improvements
Commercial | Com ¦ Education and Capacity Building/Energy Behavior | 2024 | SC D | MW | After Competition Groups | 17.3909 | 5120351.4727 | 5.1204 | 409.399 | 0.042479 | 7 | Commercial_2024_SC D_MW_After Competition Groups_7 | Education and Capacity Building/Energy Behavior | 4.248% | 5.1204 | 17.3909 | Commercial_2024_SC D_MW_After Competition Groups_Education and Capacity Building/Energy Behavior
Commercial | Com ¦ Data Center Storage/Server Virtualization | 2024 | SC D | MW | After Competition Groups | 15.3685 | 0 | 0 | 409.399 | 0.037539 | 8 | Commercial_2024_SC D_MW_After Competition Groups_8 | Data Center Storage/Server Virtualization | 3.754% | 0 | 15.3685 | Commercial_2024_SC D_MW_After Competition Groups_Data Center Storage/Server Virtualization
Commercial | Com ¦ Advanced BAS/Controllers | 2024 | SC D | MW | After Competition Groups | 12.9373 | 3020658.8923 | 3.0207 | 409.399 | 0.031601 | 9 | Commercial_2024_SC D_MW_After Competition Groups_9 | Advanced BAS/Controllers | 3.16% | 3.0207 | 12.9373 | Commercial_2024_SC D_MW_After Competition Groups_Advanced BAS/Controllers
Commercial | Com ¦ ENERGY STAR LED LAMPS (General Service Lamps) | 2024 | SC D | MW | After Competition Groups | 10.753 | 614621.8249 | 0.61462 | 409.399 | 0.026265 | 10 | Commercial_2024_SC D_MW_After Competition Groups_10 | ENERGY STAR LED LAMPS (General Service Lamps) | 2.627% | 0.61462 | 10.753 | Commercial_2024_SC D_MW_After Competition Groups_ENERGY STAR LED LAMPS (General Service Lamps)
Commercial | Com ¦ Reach-in Shaded Pole to ECM/PSC Evaporator Fan Motor | 2024 | SC D | MW | After Competition Groups | 10.262 | 2357766.3267 | 2.3578 | 409.399 | 0.025066 | 11 | Commercial_2024_SC D_MW_After Competition Groups_11 | Reach-in Shaded Pole to ECM/PSC Evaporator Fan Motor | 2.507% | 2.3578 | 10.262 | Commercial_2024_SC D_MW_After Competition Groups_Reach-in Shaded Pole to ECM/PSC Evaporator Fan Motor
Commercial | Com ¦ Unitary Air-Conditioning Unit | 2024 | SC D | MW | After Competition Groups | 9.966 | 3023316.906 | 3.0233 | 409.399 | 0.024343 | 12 | Commercial_2024_SC D_MW_After Competition Groups_12 | Unitary Air-Conditioning Unit | 2.434% | 3.0233 | 9.966 | Commercial_2024_SC D_MW_After Competition Groups_Unitary Air-Conditioning Unit
Commercial | Com ¦ LED or Equivalent Sign Lighting | 2024 | SC D | MW | After Competition Groups | 9.773 | 1950716.6647 | 1.9507 | 409.399 | 0.023872 | 13 | Commercial_2024_SC D_MW_After Competition Groups_13 | LED or Equivalent Sign Lighting | 2.387% | 1.9507 | 9.773 | Commercial_2024_SC D_MW_After Competition Groups_LED or Equivalent Sign Lighting
Commercial | Com ¦ Adaptive Thermostats | 2024 | SC D | MW | After Competition Groups | 8.02 | 2262502.7085 | 2.2625 | 409.399 | 0.01959 | 14 | Commercial_2024_SC D_MW_After Competition Groups_14 | Adaptive Thermostats | 1.959% | 2.2625 | 8.02 | Commercial_2024_SC D_MW_After Competition Groups_Adaptive Thermostats
Commercial | Com ¦ Strip Curtains | 2024 | SC D | MW | After Competition Groups | 7.217 | 117385.043 | 0.11739 | 409.399 | 0.017628 | 15 | Commercial_2024_SC D_MW_After Competition Groups_15 | Strip Curtains | 1.763% | 0.11739 | 7.217 | Commercial_2024_SC D_MW_After Competition Groups_Strip Curtains
Commercial | Com ¦ Chilled Water Optimization | 2024 | SC D | MW | After Competition Groups | 6.5981 | 1338906.9918 | 1.3389 | 409.399 | 0.016117 | 16 | Commercial_2024_SC D_MW_After Competition Groups_16 | Chilled Water Optimization | 1.612% | 1.3389 | 6.5981 | Commercial_2024_SC D_MW_After Competition Groups_Chilled Water Optimization
Commercial | Com ¦ Furnace Tune-Up | 2024 | SC D | MW | After Competition Groups | 5.5958 | 75269.6585 | 0.07527 | 409.399 | 0.013668 | 17 | Commercial_2024_SC D_MW_After Competition Groups_17 | Furnace Tune-Up | 1.367% | 0.07527 | 5.5958 | Commercial_2024_SC D_MW_After Competition Groups_Furnace Tune-Up
Commercial | Com ¦ Refrigerated Display Case Doors | 2024 | SC D | MW | After Competition Groups | 4.6293 | 1797190.0252 | 1.7972 | 409.399 | 0.011307 | 18 | Commercial_2024_SC D_MW_After Competition Groups_18 | Refrigerated Display Case Doors | 1.131% | 1.7972 | 4.6293 | Commercial_2024_SC D_MW_After Competition Groups_Refrigerated Display Case Doors
Commercial | Com ¦ Centrally controlled desktop PC/NETWORK PC POWER MANAGEMENT SOFTWARE | 2024 | SC D | MW | After Competition Groups | 4.5482 | 563149.6366 | 0.56315 | 409.399 | 0.01111 | 19 | Commercial_2024_SC D_MW_After Competition Groups_19 | Centrally controlled desktop PC/NETWORK PC POWER MANAGEMENT SOFTWARE | 1.111% | 0.56315 | 4.5482 | Commercial_2024_SC D_MW_After Competition Groups_Centrally controlled desktop PC/NETWORK PC POWER MANAGEMENT SOFTWARE
Commercial | Com ¦ Variable Frequency Drive (VFD) | 2024 | SC D | MW | After Competition Groups | 3.8288 | 938649.9362 | 0.93865 | 409.399 | 0.0093524 | 20 | Commercial_2024_SC D_MW_After Competition Groups_20 | Variable Frequency Drive (VFD) | 0.9352% | 0.93865 | 3.8288 | Commercial_2024_SC D_MW_After Competition Groups_Variable Frequency Drive (VFD)
Commercial | Com ¦ LED parking lot fixture | 2024 | SC D | MW | After Competition Groups | 3.6928 | 12105762.523 | 12.1058 | 409.399 | 0.00902 | 21 | Commercial_2024_SC D_MW_After Competition Groups_21 | LED parking lot fixture | 0.902% | 12.1058 | 3.6928 | Commercial_2024_SC D_MW_After Competition Groups_LED parking lot fixture
Commercial | Com ¦ LED EXTERIOR AREA LIGHTS - LED fixture (200W) | 2024 | SC D | MW | After Competition Groups | 3.5954 | 537215.4585 | 0.53722 | 409.399 | 0.0087821 | 22 | Commercial_2024_SC D_MW_After Competition Groups_22 | LED EXTERIOR AREA LIGHTS - LED fixture (200W) | 0.8782% | 0.53722 | 3.5954 | Commercial_2024_SC D_MW_After Competition Groups_LED EXTERIOR AREA LIGHTS - LED fixture (200W)
Commercial | Com ¦ VFD on Pumps | 2024 | SC D | MW | After Competition Groups | 3.5541 | 908961.9478 | 0.90896 | 409.399 | 0.0086812 | 23 | Commercial_2024_SC D_MW_After Competition Groups_23 | VFD on Pumps | 0.8681% | 0.90896 | 3.5541 | Commercial_2024_SC D_MW_After Competition Groups_VFD on Pumps
Commercial | Com ¦ Demand Control Ventilation | 2024 | SC D | MW | After Competition Groups | 3.3697 | 711793.6061 | 0.71179 | 409.399 | 0.0082309 | 24 | Commercial_2024_SC D_MW_After Competition Groups_24 | Demand Control Ventilation | 0.8231% | 0.71179 | 3.3697 | Commercial_2024_SC D_MW_After Competition Groups_Demand Control Ventilation
Commercial | Com ¦ Refrigerated Display Case LED | 2024 | SC D | MW | After Competition Groups | 3.3619 | 819500.0847 | 0.8195 | 409.399 | 0.0082119 | 25 | Commercial_2024_SC D_MW_After Competition Groups_25 | Refrigerated Display Case LED | 0.8212% | 0.8195 | 3.3619 | Commercial_2024_SC D_MW_After Competition Groups_Refrigerated Display Case LED
Commercial | Com ¦ ENERGY STAR Griddle (74% eff) | 2024 | SC D | MW | After Competition Groups | 2.012 | 213820.3083 | 0.21382 | 409.399 | 0.0049144 | 26 | Commercial_2024_SC D_MW_After Competition Groups_26 | ENERGY STAR Griddle (74% eff) | 0.4914% | 0.21382 | 2.012 | Commercial_2024_SC D_MW_After Competition Groups_ENERGY STAR Griddle (74% eff)
Commercial | Com ¦ ECM MOTORS FOR EVAPORATOR FANS for refrigeration (WALK-IN) | 2024 | SC D | MW | After Competition Groups | 1.9961 | 744438.4364 | 0.74444 | 409.399 | 0.0048758 | 27 | Commercial_2024_SC D_MW_After Competition Groups_27 | ECM MOTORS FOR EVAPORATOR FANS for refrigeration (WALK-IN) | 0.4876% | 0.74444 | 1.9961 | Commercial_2024_SC D_MW_After Competition Groups_ECM MOTORS FOR EVAPORATOR FANS for refrigeration (WALK-IN)
Commercial | Com ¦ Evaporator Fan Controls | 2024 | SC D | MW | After Competition Groups | 1.6961 | 128006.1319 | 0.12801 | 409.399 | 0.0041429 | 28 | Commercial_2024_SC D_MW_After Competition Groups_28 | Evaporator Fan Controls | 0.4143% | 0.12801 | 1.6961 | Commercial_2024_SC D_MW_After Competition Groups_Evaporator Fan Controls
Commercial | Com ¦ Air Handler with Dedicated Outdoor Air Systems | 2024 | SC D | MW | After Competition Groups | 1.6788 | 153908.9195 | 0.15391 | 409.399 | 0.0041006 | 29 | Commercial_2024_SC D_MW_After Competition Groups_29 | Air Handler with Dedicated Outdoor Air Systems | 0.4101% | 0.15391 | 1.6788 | Commercial_2024_SC D_MW_After Competition Groups_Air Handler with Dedicated Outdoor Air Systems
Commercial | Com ¦ LED street light fixture | 2024 | SC D | MW | After Competition Groups | 1.6059 | 0 | 0 | 409.399 | 0.0039227 | 30 | Commercial_2024_SC D_MW_After Competition Groups_30 | LED street light fixture | 0.3923% | 0 | 1.6059 | Commercial_2024_SC D_MW_After Competition Groups_LED street light fixture
Commercial | Com ¦ Demand Control Kitchen Ventilation | 2024 | SC D | MW | After Competition Groups | 1.418 | 555529.7426 | 0.55553 | 409.399 | 0.0034636 | 31 | Commercial_2024_SC D_MW_After Competition Groups_31 | Demand Control Kitchen Ventilation | 0.3464% | 0.55553 | 1.418 | Commercial_2024_SC D_MW_After Competition Groups_Demand Control Kitchen Ventilation
Commercial | Com ¦ Occupancy Sensors | 2024 | SC D | MW | After Competition Groups | 1.3107 | 4169.4203 | 0.0041694 | 409.399 | 0.0032014 | 32 | Commercial_2024_SC D_MW_After Competition Groups_32 | Occupancy Sensors | 0.3201% | 0.0041694 | 1.3107 | Commercial_2024_SC D_MW_After Competition Groups_Occupancy Sensors
Commercial | Com ¦ Freezer Case Light Sensor | 2024 | SC D | MW | After Competition Groups | 1.2194 | 463102.5697 | 0.4631 | 409.399 | 0.0029785 | 33 | Commercial_2024_SC D_MW_After Competition Groups_33 | Freezer Case Light Sensor | 0.2979% | 0.4631 | 1.2194 | Commercial_2024_SC D_MW_After Competition Groups_Freezer Case Light Sensor
Commercial | Com ¦ Duct Insulation, R8 | 2024 | SC D | MW | After Competition Groups | 1.0329 | 246519.7723 | 0.24652 | 409.399 | 0.0025229 | 34 | Commercial_2024_SC D_MW_After Competition Groups_34 | Duct Insulation, R8 | 0.2523% | 0.24652 | 1.0329 | Commercial_2024_SC D_MW_After Competition Groups_Duct Insulation, R8
Commercial | Com ¦ Water Source Heat Pump (4 ton) | 2024 | SC D | MW | After Competition Groups | 0.78887 | 262965.1241 | 0.26297 | 409.399 | 0.0019269 | 35 | Commercial_2024_SC D_MW_After Competition Groups_35 | Water Source Heat Pump (4 ton) | 0.1927% | 0.26297 | 0.78887 | Commercial_2024_SC D_MW_After Competition Groups_Water Source Heat Pump (4 ton)
Commercial | Com ¦ Door Gasket Freezer/Refrigerator | 2024 | SC D | MW | After Competition Groups | 0.75835 | 197022.3314 | 0.19702 | 409.399 | 0.0018524 | 36 | Commercial_2024_SC D_MW_After Competition Groups_36 | Door Gasket Freezer/Refrigerator | 0.1852% | 0.19702 | 0.75835 | Commercial_2024_SC D_MW_After Competition Groups_Door Gasket Freezer/Refrigerator
Commercial | Com ¦ Temperature Adjustment in Commercial Freezers | 2024 | SC D | MW | After Competition Groups | 0.62074 | 0 | 0 | 409.399 | 0.0015162 | 37 | Commercial_2024_SC D_MW_After Competition Groups_37 | Temperature Adjustment in Commercial Freezers | 0.1516% | 0 | 0.62074 | Commercial_2024_SC D_MW_After Competition Groups_Temperature Adjustment in Commercial Freezers
Commercial | Com ¦ ENERGY STAR Fryer (84% eff) | 2024 | SC D | MW | After Competition Groups | 0.58193 | 110897.8782 | 0.1109 | 409.399 | 0.0014214 | 38 | Commercial_2024_SC D_MW_After Competition Groups_38 | ENERGY STAR Fryer (84% eff) | 0.1421% | 0.1109 | 0.58193 | Commercial_2024_SC D_MW_After Competition Groups_ENERGY STAR Fryer (84% eff)
Commercial | Com ¦ Elec Storage WH 2.30 Et | 2024 | SC D | MW | After Competition Groups | 0.53915 | 206929.5881 | 0.20693 | 409.399 | 0.0013169 | 39 | Commercial_2024_SC D_MW_After Competition Groups_39 | Elec Storage WH 2.30 Et | 0.1317% | 0.20693 | 0.53915 | Commercial_2024_SC D_MW_After Competition Groups_Elec Storage WH 2.30 Et
Commercial | Com ¦ BEVERAGE VENDING MACHINE CONTROLS | 2024 | SC D | MW | After Competition Groups | 0.52028 | 75059.7511 | 0.07506 | 409.399 | 0.0012708 | 40 | Commercial_2024_SC D_MW_After Competition Groups_40 | BEVERAGE VENDING MACHINE CONTROLS | 0.1271% | 0.07506 | 0.52028 | Commercial_2024_SC D_MW_After Competition Groups_BEVERAGE VENDING MACHINE CONTROLS
Commercial | Com ¦ Vertical Night Covers | 2024 | SC D | MW | After Competition Groups | 0.48859 | 59561.3316 | 0.059561 | 409.399 | 0.0011934 | 41 | Commercial_2024_SC D_MW_After Competition Groups_41 | Vertical Night Covers | 0.1193% | 0.059561 | 0.48859 | Commercial_2024_SC D_MW_After Competition Groups_Vertical Night Covers
Commercial | Com ¦ Thermostat Setback | 2024 | SC D | MW | After Competition Groups | 0.47008 | 0 | 0 | 409.399 | 0.0011482 | 42 | Commercial_2024_SC D_MW_After Competition Groups_42 | Thermostat Setback | 0.1148% | 0 | 0.47008 | Commercial_2024_SC D_MW_After Competition Groups_Thermostat Setback
Commercial | Com ¦ Outside Air Economizer | 2024 | SC D | MW | After Competition Groups | 0.44878 | 86981.3412 | 0.086981 | 409.399 | 0.0010962 | 43 | Commercial_2024_SC D_MW_After Competition Groups_43 | Outside Air Economizer | 0.1096% | 0.086981 | 0.44878 | Commercial_2024_SC D_MW_After Competition Groups_Outside Air Economizer
Commercial | Com ¦ CO Sensors for parking garage exhaust fans | 2024 | SC D | MW | After Competition Groups | 0.41084 | 116445.8975 | 0.11645 | 409.399 | 0.0010035 | 44 | Commercial_2024_SC D_MW_After Competition Groups_44 | CO Sensors for parking garage exhaust fans | 0.1004% | 0.11645 | 0.41084 | Commercial_2024_SC D_MW_After Competition Groups_CO Sensors for parking garage exhaust fans
Commercial | Com ¦ Energy Efficient Laboratory Fume Hood | 2024 | SC D | MW | After Competition Groups | 0.39364 | 125366.4632 | 0.12537 | 409.399 | 0.0009615 | 45 | Commercial_2024_SC D_MW_After Competition Groups_45 | Energy Efficient Laboratory Fume Hood | 0.09615% | 0.12537 | 0.39364 | Commercial_2024_SC D_MW_After Competition Groups_Energy Efficient Laboratory Fume Hood
Commercial | Com ¦ Water Heating (DHW) Pipe Insulation (Add 3/4\ Foam)" | 2024 | SC D | MW | After Competition Groups | 0.37354 | 104709.3007 | 0.10471 | 409.399 | 0.00091241 | 46 | Commercial_2024_SC D_MW_After Competition Groups_46 | Water Heating (DHW) Pipe Insulation (Add 3/4\ Foam)" | 0.09124% | 0.10471 | 0.37354 | Commercial_2024_SC D_MW_After Competition Groups_Water Heating (DHW) Pipe Insulation (Add 3/4\ Foam)"
Commercial | Com ¦ ENERGY STAR Steam Cookers | 2024 | SC D | MW | After Competition Groups | 0.37218 | 70633.1323 | 0.070633 | 409.399 | 0.00090909 | 47 | Commercial_2024_SC D_MW_After Competition Groups_47 | ENERGY STAR Steam Cookers | 0.09091% | 0.070633 | 0.37218 | Commercial_2024_SC D_MW_After Competition Groups_ENERGY STAR Steam Cookers
Commercial | Com ¦ Suction Pipe Insulation Freezer/Refrigerator | 2024 | SC D | MW | After Competition Groups | 0.2458 | 55750.8267 | 0.055751 | 409.399 | 0.0006004 | 48 | Commercial_2024_SC D_MW_After Competition Groups_48 | Suction Pipe Insulation Freezer/Refrigerator | 0.06004% | 0.055751 | 0.2458 | Commercial_2024_SC D_MW_After Competition Groups_Suction Pipe Insulation Freezer/Refrigerator
Commercial | Com ¦ ENERGY STAR Dishwasher | 2024 | SC D | MW | After Competition Groups | 0.23356 | 27948.7228 | 0.027949 | 409.399 | 0.00057049 | 49 | Commercial_2024_SC D_MW_After Competition Groups_49 | ENERGY STAR Dishwasher | 0.05705% | 0.027949 | 0.23356 | Commercial_2024_SC D_MW_After Competition Groups_ENERGY STAR Dishwasher
Commercial | Com ¦ Ozone Laundry Treatment | 2024 | SC D | MW | After Competition Groups | 0.089483 | 24524.9546 | 0.024525 | 409.399 | 0.00021857 | 50 | Commercial_2024_SC D_MW_After Competition Groups_50 | Ozone Laundry Treatment | 0.02186% | 0.024525 | 0.089483 | Commercial_2024_SC D_MW_After Competition Groups_Ozone Laundry Treatment
Commercial | Com ¦ ECM MOTORS FOR HVAC APPLICATION (FAN-POWERED VAV BOX) | 2024 | SC D | MW | After Competition Groups | 0.05729 | 16975.2491 | 0.016975 | 409.399 | 0.00013994 | 51 | Commercial_2024_SC D_MW_After Competition Groups_51 | ECM MOTORS FOR HVAC APPLICATION (FAN-POWERED VAV BOX) | 0.01399% | 0.016975 | 0.05729 | Commercial_2024_SC D_MW_After Competition Groups_ECM MOTORS FOR HVAC APPLICATION (FAN-POWERED VAV BOX)
Commercial | COM ¦ Ductless Mini-Split Heat Pumps | 2024 | SC D | MW | After Competition Groups | 0.05081 | 116.2829 | 0.00011628 | 409.399 | 0.00012411 | 52 | Commercial_2024_SC D_MW_After Competition Groups_52 | Ductless Mini-Split Heat Pumps | 0.01241% | 0.00011628 | 0.05081 | Commercial_2024_SC D_MW_After Competition Groups_Ductless Mini-Split Heat Pumps
Commercial | Com ¦ HVAC Optimization | 2024 | SC D | MW | After Competition Groups | 0.050639 | 224.3758 | 0.00022438 | 409.399 | 0.00012369 | 53 | Commercial_2024_SC D_MW_After Competition Groups_53 | HVAC Optimization | 0.01237% | 0.00022438 | 0.050639 | Commercial_2024_SC D_MW_After Competition Groups_HVAC Optimization
Commercial | Com ¦ CEE Tier 2/Energy Star Clothes Washers | 2024 | SC D | MW | After Competition Groups | 0.049663 | 6922.0636 | 0.0069221 | 409.399 | 0.00012131 | 54 | Commercial_2024_SC D_MW_After Competition Groups_54 | CEE Tier 2/Energy Star Clothes Washers | 0.01213% | 0.0069221 | 0.049663 | Commercial_2024_SC D_MW_After Competition Groups_CEE Tier 2/Energy Star Clothes Washers
Commercial | Com ¦ Condensing Make Up Air Unit | 2024 | SC D | MW | After Competition Groups | 0.042613 | 34630.5106 | 0.034631 | 409.399 | 0.00010409 | 55 | Commercial_2024_SC D_MW_After Competition Groups_55 | Condensing Make Up Air Unit | 0.01041% | 0.034631 | 0.042613 | Commercial_2024_SC D_MW_After Competition Groups_Condensing Make Up Air Unit
Commercial | Com ¦ Low Flow Pre-Rinse Spray Nozzle | 2024 | SC D | MW | After Competition Groups | 0.030255 | 2632.8891 | 0.0026329 | 409.399 | 7.3901e-05 | 56 | Commercial_2024_SC D_MW_After Competition Groups_56 | Low Flow Pre-Rinse Spray Nozzle | 0.00739% | 0.0026329 | 0.030255 | Commercial_2024_SC D_MW_After Competition Groups_Low Flow Pre-Rinse Spray Nozzle
Commercial | Com ¦ Auto Off Time Switch or Time Clock control | 2024 | SC D | MW | After Competition Groups | 0.028392 | 53.1093 | 5.3109e-05 | 409.399 | 6.935e-05 | 57 | Commercial_2024_SC D_MW_After Competition Groups_57 | Auto Off Time Switch or Time Clock control | 0.006935% | 5.3109e-05 | 0.028392 | Commercial_2024_SC D_MW_After Competition Groups_Auto Off Time Switch or Time Clock control
Commercial | Com ¦ Demand controlled Circulating Systems | 2024 | SC D | MW | After Competition Groups | 0.026372 | 8061.287 | 0.0080613 | 409.399 | 6.4416e-05 | 58 | Commercial_2024_SC D_MW_After Competition Groups_58 | Demand controlled Circulating Systems | 0.006442% | 0.0080613 | 0.026372 | Commercial_2024_SC D_MW_After Competition Groups_Demand controlled Circulating Systems
Commercial | Com ¦ PTAC (12 EER/10,000 BTU) | 2024 | SC D | MW | After Competition Groups | 0.025846 | 7496.0278 | 0.007496 | 409.399 | 6.3132e-05 | 59 | Commercial_2024_SC D_MW_After Competition Groups_59 | PTAC (12 EER/10,000 BTU) | 0.006313% | 0.007496 | 0.025846 | Commercial_2024_SC D_MW_After Competition Groups_PTAC (12 EER/10,000 BTU)
Commercial | Com ¦ Notched V belts for HVAC Systems | 2024 | SC D | MW | After Competition Groups | 0.016217 | 4317.5019 | 0.0043175 | 409.399 | 3.9611e-05 | 60 | Commercial_2024_SC D_MW_After Competition Groups_60 | Notched V belts for HVAC Systems | 0.003961% | 0.0043175 | 0.016217 | Commercial_2024_SC D_MW_After Competition Groups_Notched V belts for HVAC Systems
Commercial | Com ¦ Commercial Hot Food Holding Cabinets | 2024 | SC D | MW | After Competition Groups | 0.014044 | 1786.6062 | 0.0017866 | 409.399 | 3.4304e-05 | 61 | Commercial_2024_SC D_MW_After Competition Groups_61 | Commercial Hot Food Holding Cabinets | 0.00343% | 0.0017866 | 0.014044 | Commercial_2024_SC D_MW_After Competition Groups_Commercial Hot Food Holding Cabinets
Commercial | Com ¦ Solar Water Preheat (Pools/DHW) | 2024 | SC D | MW | After Competition Groups | 0.012175 | 871.1051 | 0.00087111 | 409.399 | 2.9738e-05 | 62 | Commercial_2024_SC D_MW_After Competition Groups_62 | Solar Water Preheat (Pools/DHW) | 0.002974% | 0.00087111 | 0.012175 | Commercial_2024_SC D_MW_After Competition Groups_Solar Water Preheat (Pools/DHW)
Commercial | Com ¦ Condensing Unit Heaters or other Efficient Unit Heating System | 2024 | SC D | MW | After Competition Groups | 0.008822 | 0 | 0 | 409.399 | 2.1549e-05 | 63 | Commercial_2024_SC D_MW_After Competition Groups_63 | Condensing Unit Heaters or other Efficient Unit Heating System | 0.002155% | 0 | 0.008822 | Commercial_2024_SC D_MW_After Competition Groups_Condensing Unit Heaters or other Efficient Unit Heating System
Commercial | Com ¦ Wall Insulation | 2024 | SC D | MW | After Competition Groups | 0.0084559 | 60.6115 | 6.0611e-05 | 409.399 | 2.0655e-05 | 64 | Commercial_2024_SC D_MW_After Competition Groups_64 | Wall Insulation | 0.002065% | 6.0611e-05 | 0.0084559 | Commercial_2024_SC D_MW_After Competition Groups_Wall Insulation
Commercial | Com ¦ VSD Air Compressor | 2024 | SC D | MW | After Competition Groups | 0.0072203 | 434.5153 | 0.00043452 | 409.399 | 1.7636e-05 | 65 | Commercial_2024_SC D_MW_After Competition Groups_65 | VSD Air Compressor | 0.001764% | 0.00043452 | 0.0072203 | Commercial_2024_SC D_MW_After Competition Groups_VSD Air Compressor
Commercial | Com ¦ Air Curtains | 2024 | SC D | MW | After Competition Groups | 0.0062824 | 1708.2571 | 0.0017083 | 409.399 | 1.5345e-05 | 66 | Commercial_2024_SC D_MW_After Competition Groups_66 | Air Curtains | 0.001535% | 0.0017083 | 0.0062824 | Commercial_2024_SC D_MW_After Competition Groups_Air Curtains
Commercial | Com ¦ High Efficiency Chiller (avg of water and air cooled) | 2024 | SC D | MW | After Competition Groups | 0.0060031 | 1901.6807 | 0.0019017 | 409.399 | 1.4663e-05 | 67 | Commercial_2024_SC D_MW_After Competition Groups_67 | High Efficiency Chiller (avg of water and air cooled) | 0.001466% | 0.0019017 | 0.0060031 | Commercial_2024_SC D_MW_After Competition Groups_High Efficiency Chiller (avg of water and air cooled)
Commercial | Com ¦ Room AC (w/ louvered sides) 14 SEER from 12 SEER code | 2024 | SC D | MW | After Competition Groups | 0.0032364 | 1110.5974 | 0.0011106 | 409.399 | 7.9052e-06 | 68 | Commercial_2024_SC D_MW_After Competition Groups_68 | Room AC (w/ louvered sides) 14 SEER from 12 SEER code | 0.0007905% | 0.0011106 | 0.0032364 | Commercial_2024_SC D_MW_After Competition Groups_Room AC (w/ louvered sides) 14 SEER from 12 SEER code
Commercial | Com ¦ Energy Recovery Ventilation and Ventilation (Enhanced) | 2024 | SC D | MW | After Competition Groups | 0.0010797 | 0 | 0 | 409.399 | 2.6373e-06 | 69 | Commercial_2024_SC D_MW_After Competition Groups_69 | Energy Recovery Ventilation and Ventilation (Enhanced) | 0.0002637% | 0 | 0.0010797 | Commercial_2024_SC D_MW_After Competition Groups_Energy Recovery Ventilation and Ventilation (Enhanced)
Commercial | Com ¦ LLLC - High Impact Application | 2024 | SC D | MW | After Competition Groups | 0.00076698 | 0.066843 | 6.6843e-08 | 409.399 | 1.8734e-06 | 70 | Commercial_2024_SC D_MW_After Competition Groups_70 | LLLC - High Impact Application | 0.0001873% | 6.6843e-08 | 0.00076698 | Commercial_2024_SC D_MW_After Competition Groups_LLLC - High Impact Application
Commercial | Com ¦ EC Plug Fan for Data Center (under cabinet) | 2024 | SC D | MW | After Competition Groups | 0.00061004 | 257.0729 | 0.00025707 | 409.399 | 1.4901e-06 | 71 | Commercial_2024_SC D_MW_After Competition Groups_71 | EC Plug Fan for Data Center (under cabinet) | 0.000149% | 0.00025707 | 0.00061004 | Commercial_2024_SC D_MW_After Competition Groups_EC Plug Fan for Data Center (under cabinet)
Commercial | Com ¦ Electric Convection Combination Ovens | 2024 | SC D | MW | After Competition Groups | 0.00013438 | 3.6028 | 3.6028e-06 | 409.399 | 3.2823e-07 | 72 | Commercial_2024_SC D_MW_After Competition Groups_72 | Electric Convection Combination Ovens | 3.282e-05% | 3.6028e-06 | 0.00013438 | Commercial_2024_SC D_MW_After Competition Groups_Electric Convection Combination Ovens
Commercial | Com ¦ LLLC - Low Impact Application | 2024 | SC D | MW | After Competition Groups | 2.3002e-05 | 0.021992 | 2.1992e-08 | 409.399 | 5.6185e-08 | 73 | Commercial_2024_SC D_MW_After Competition Groups_73 | LLLC - Low Impact Application | 5.619e-06% | 2.1992e-08 | 2.3002e-05 | Commercial_2024_SC D_MW_After Competition Groups_LLLC - Low Impact Application
Commercial | Com ¦ High Efficiency Small Instantaneous Water Heater | 2024 | SC D | MW | After Competition Groups | 9.6671e-06 | 3.6374 | 3.6374e-06 | 409.399 | 2.3613e-08 | 74 | Commercial_2024_SC D_MW_After Competition Groups_74 | High Efficiency Small Instantaneous Water Heater | 2.361e-06% | 3.6374e-06 | 9.6671e-06 | Commercial_2024_SC D_MW_After Competition Groups_High Efficiency Small Instantaneous Water Heater
Commercial | Com ¦ Networked/Connected - High Impact Application | 2024 | SC D | MW | After Competition Groups | 6.1271e-10 | 3.4916e-17 | 3.4916e-23 | 409.399 | 1.4966e-12 | 75 | Commercial_2024_SC D_MW_After Competition Groups_75 | Networked/Connected - High Impact Application | 1.497e-10% | 3.4916e-23 | 6.1271e-10 | Commercial_2024_SC D_MW_After Competition Groups_Networked/Connected - High Impact Application
Commercial | Com ¦ Networked/Connected - Low Impact Application | 2024 | SC D | MW | After Competition Groups | 4.119e-23 | 2.3555e-17 | 2.3555e-23 | 409.399 | 1.0061e-25 | 76 | Commercial_2024_SC D_MW_After Competition Groups_76 | Networked/Connected - Low Impact Application | 1.006e-23% | 2.3555e-23 | 4.119e-23 | Commercial_2024_SC D_MW_After Competition Groups_Networked/Connected - Low Impact Application
Commercial | Com ¦ Efficient compressor motor | 2024 | SC D | MW | After Competition Groups | 0 | 0 | 0 | 409.399 | 0 | 77 | Commercial_2024_SC D_MW_After Competition Groups_77 | Efficient compressor motor | 0% | 0 | 0 | Commercial_2024_SC D_MW_After Competition Groups_Efficient compressor motor
Commercial | Com ¦ Indoor Daylight Sensors/Photocell Dimming Control | 2024 | SC D | MW | After Competition Groups | 0 | 0 | 0 | 409.399 | 0 | 78 | Commercial_2024_SC D_MW_After Competition Groups_78 | Indoor Daylight Sensors/Photocell Dimming Control | 0% | 0 | 0 | Commercial_2024_SC D_MW_After Competition Groups_Indoor Daylight Sensors/Photocell Dimming Control
Commercial | Com ¦ LED RECESSED DOWNLIGHTS | 2024 | SC D | MW | After Competition Groups | 0 | 0 | 0 | 409.399 | 0 | 79 | Commercial_2024_SC D_MW_After Competition Groups_79 | LED RECESSED DOWNLIGHTS | 0% | 0 | 0 | Commercial_2024_SC D_MW_After Competition Groups_LED RECESSED DOWNLIGHTS
Commercial | Com ¦ Variable Refrigerant Flow Heat Pump | 2024 | SC D | MW | After Competition Groups | 0 | 0 | 0 | 409.399 | 0 | 80 | Commercial_2024_SC D_MW_After Competition Groups_80 | Variable Refrigerant Flow Heat Pump | 0% | 0 | 0 | Commercial_2024_SC D_MW_After Competition Groups_Variable Refrigerant Flow Heat Pump
Commercial | Com ¦ Building Recommissioning, Operations and Maintenance (O&M) Improvements | 2024 | Technical | MW | After Competition Groups | 279.8376 | 0 | 0 | 2231.179 | 0.12542 | 1 | Commercial_2024_Technical_MW_After Competition Groups_1 | Building Recommissioning, Operations and Maintenance (O&M) Improvements | 12.54% | 0 | 279.8376 | Commercial_2024_Technical_MW_After Competition Groups_Building Recommissioning, Operations and Maintenance (O&M) Improvements
Commercial | Com ¦ Education and Capacity Building/Energy Behavior | 2024 | Technical | MW | After Competition Groups | 252.2269 | 0 | 0 | 2231.179 | 0.11305 | 2 | Commercial_2024_Technical_MW_After Competition Groups_2 | Education and Capacity Building/Energy Behavior | 11.3% | 0 | 252.2269 | Commercial_2024_Technical_MW_After Competition Groups_Education and Capacity Building/Energy Behavior
Commercial | Com ¦ LED Low/High Bay | 2024 | Technical | MW | After Competition Groups | 201.193 | 0 | 0 | 2231.179 | 0.090173 | 3 | Commercial_2024_Technical_MW_After Competition Groups_3 | LED Low/High Bay | 9.017% | 0 | 201.193 | Commercial_2024_Technical_MW_After Competition Groups_LED Low/High Bay
Commercial | Com ¦ LED Troffer/Surface/Suspended | 2024 | Technical | MW | After Competition Groups | 149.8406 | 0 | 0 | 2231.179 | 0.067158 | 4 | Commercial_2024_Technical_MW_After Competition Groups_4 | LED Troffer/Surface/Suspended | 6.716% | 0 | 149.8406 | Commercial_2024_Technical_MW_After Competition Groups_LED Troffer/Surface/Suspended
Commercial | Com ¦ ENERGY STAR LED LAMPS (REFLECTOR LAMPs/MR16/PAR 16) | 2024 | Technical | MW | After Competition Groups | 131.2126 | 0 | 0 | 2231.179 | 0.058809 | 5 | Commercial_2024_Technical_MW_After Competition Groups_5 | ENERGY STAR LED LAMPS (REFLECTOR LAMPs/MR16/PAR 16) | 5.881% | 0 | 131.2126 | Commercial_2024_Technical_MW_After Competition Groups_ENERGY STAR LED LAMPS (REFLECTOR LAMPs/MR16/PAR 16)
Commercial | Com ¦ Central Lighting Control System | 2024 | Technical | MW | After Competition Groups | 124.4761 | 0 | 0 | 2231.179 | 0.055789 | 6 | Commercial_2024_Technical_MW_After Competition Groups_6 | Central Lighting Control System | 5.579% | 0 | 124.4761 | Commercial_2024_Technical_MW_After Competition Groups_Central Lighting Control System
Commercial | Com ¦ Variable Refrigerant Flow Heat Pump | 2024 | Technical | MW | After Competition Groups | 113.7952 | 0 | 0 | 2231.179 | 0.051002 | 7 | Commercial_2024_Technical_MW_After Competition Groups_7 | Variable Refrigerant Flow Heat Pump | 5.1% | 0 | 113.7952 | Commercial_2024_Technical_MW_After Competition Groups_Variable Refrigerant Flow Heat Pump
Commercial | Com ¦ Advanced BAS/Controllers | 2024 | Technical | MW | After Competition Groups | 92.7102 | 0 | 0 | 2231.179 | 0.041552 | 8 | Commercial_2024_Technical_MW_After Competition Groups_8 | Advanced BAS/Controllers | 4.155% | 0 | 92.7102 | Commercial_2024_Technical_MW_After Competition Groups_Advanced BAS/Controllers
Commercial | Com ¦ High Efficiency Air Source Heat Pump | 2024 | Technical | MW | After Competition Groups | 91.3656 | 0 | 0 | 2231.179 | 0.040949 | 9 | Commercial_2024_Technical_MW_After Competition Groups_9 | High Efficiency Air Source Heat Pump | 4.095% | 0 | 91.3656 | Commercial_2024_Technical_MW_After Competition Groups_High Efficiency Air Source Heat Pump
Commercial | Com ¦ Unitary Air-Conditioning Unit | 2024 | Technical | MW | After Competition Groups | 61.4059 | 0 | 0 | 2231.179 | 0.027522 | 10 | Commercial_2024_Technical_MW_After Competition Groups_10 | Unitary Air-Conditioning Unit | 2.752% | 0 | 61.4059 | Commercial_2024_Technical_MW_After Competition Groups_Unitary Air-Conditioning Unit
Commercial | Com ¦ LED Replacement Lamp (Tube) | 2024 | Technical | MW | After Competition Groups | 44.9502 | 0 | 0 | 2231.179 | 0.020146 | 11 | Commercial_2024_Technical_MW_After Competition Groups_11 | LED Replacement Lamp (Tube) | 2.015% | 0 | 44.9502 | Commercial_2024_Technical_MW_After Competition Groups_LED Replacement Lamp (Tube)
Commercial | Com ¦ Smart Strip Plug Outlets | 2024 | Technical | MW | After Competition Groups | 43.0548 | 0 | 0 | 2231.179 | 0.019297 | 12 | Commercial_2024_Technical_MW_After Competition Groups_12 | Smart Strip Plug Outlets | 1.93% | 0 | 43.0548 | Commercial_2024_Technical_MW_After Competition Groups_Smart Strip Plug Outlets
Commercial | Com ¦ Adaptive Thermostats | 2024 | Technical | MW | After Competition Groups | 39.9452 | 0 | 0 | 2231.179 | 0.017903 | 13 | Commercial_2024_Technical_MW_After Competition Groups_13 | Adaptive Thermostats | 1.79% | 0 | 39.9452 | Commercial_2024_Technical_MW_After Competition Groups_Adaptive Thermostats
Commercial | Com ¦ Furnace Tune-Up | 2024 | Technical | MW | After Competition Groups | 33.4171 | 0 | 0 | 2231.179 | 0.014977 | 14 | Commercial_2024_Technical_MW_After Competition Groups_14 | Furnace Tune-Up | 1.498% | 0 | 33.4171 | Commercial_2024_Technical_MW_After Competition Groups_Furnace Tune-Up
Commercial | Com ¦ Data Center Storage/Server Virtualization | 2024 | Technical | MW | After Competition Groups | 31.0825 | 0 | 0 | 2231.179 | 0.013931 | 15 | Commercial_2024_Technical_MW_After Competition Groups_15 | Data Center Storage/Server Virtualization | 1.393% | 0 | 31.0825 | Commercial_2024_Technical_MW_After Competition Groups_Data Center Storage/Server Virtualization
Commercial | Com ¦ Strip Curtains | 2024 | Technical | MW | After Competition Groups | 30.0677 | 0 | 0 | 2231.179 | 0.013476 | 16 | Commercial_2024_Technical_MW_After Competition Groups_16 | Strip Curtains | 1.348% | 0 | 30.0677 | Commercial_2024_Technical_MW_After Competition Groups_Strip Curtains
Commercial | Com ¦ Demand Control Ventilation | 2024 | Technical | MW | After Competition Groups | 27.8743 | 0 | 0 | 2231.179 | 0.012493 | 17 | Commercial_2024_Technical_MW_After Competition Groups_17 | Demand Control Ventilation | 1.249% | 0 | 27.8743 | Commercial_2024_Technical_MW_After Competition Groups_Demand Control Ventilation
Commercial | Com ¦ Refrigerated Display Case Doors | 2024 | Technical | MW | After Competition Groups | 27.6716 | 0 | 0 | 2231.179 | 0.012402 | 18 | Commercial_2024_Technical_MW_After Competition Groups_18 | Refrigerated Display Case Doors | 1.24% | 0 | 27.6716 | Commercial_2024_Technical_MW_After Competition Groups_Refrigerated Display Case Doors
Commercial | Com ¦ Adding reflective (White) roof treatment or a green roof | 2024 | Technical | MW | After Competition Groups | 23.8458 | 0 | 0 | 2231.179 | 0.010688 | 19 | Commercial_2024_Technical_MW_After Competition Groups_19 | Adding reflective (White) roof treatment or a green roof | 1.069% | 0 | 23.8458 | Commercial_2024_Technical_MW_After Competition Groups_Adding reflective (White) roof treatment or a green roof
Commercial | Com ¦ Refrigerated Display Case LED | 2024 | Technical | MW | After Competition Groups | 23.7498 | 0 | 0 | 2231.179 | 0.010644 | 20 | Commercial_2024_Technical_MW_After Competition Groups_20 | Refrigerated Display Case LED | 1.064% | 0 | 23.7498 | Commercial_2024_Technical_MW_After Competition Groups_Refrigerated Display Case LED
Commercial | Com ¦ Variable Frequency Drive (VFD) | 2024 | Technical | MW | After Competition Groups | 23.2589 | 0 | 0 | 2231.179 | 0.010424 | 21 | Commercial_2024_Technical_MW_After Competition Groups_21 | Variable Frequency Drive (VFD) | 1.042% | 0 | 23.2589 | Commercial_2024_Technical_MW_After Competition Groups_Variable Frequency Drive (VFD)
Commercial | Com ¦ LED or Equivalent Sign Lighting | 2024 | Technical | MW | After Competition Groups | 23.1649 | 0 | 0 | 2231.179 | 0.010382 | 22 | Commercial_2024_Technical_MW_After Competition Groups_22 | LED or Equivalent Sign Lighting | 1.038% | 0 | 23.1649 | Commercial_2024_Technical_MW_After Competition Groups_LED or Equivalent Sign Lighting
Commercial | Com ¦ VFD on Pumps | 2024 | Technical | MW | After Competition Groups | 21.7675 | 0 | 0 | 2231.179 | 0.0097561 | 23 | Commercial_2024_Technical_MW_After Competition Groups_23 | VFD on Pumps | 0.9756% | 0 | 21.7675 | Commercial_2024_Technical_MW_After Competition Groups_VFD on Pumps
Commercial | Com ¦ Centrally controlled desktop PC/NETWORK PC POWER MANAGEMENT SOFTWARE | 2024 | Technical | MW | After Competition Groups | 21.2584 | 0 | 0 | 2231.179 | 0.0095279 | 24 | Commercial_2024_Technical_MW_After Competition Groups_24 | Centrally controlled desktop PC/NETWORK PC POWER MANAGEMENT SOFTWARE | 0.9528% | 0 | 21.2584 | Commercial_2024_Technical_MW_After Competition Groups_Centrally controlled desktop PC/NETWORK PC POWER MANAGEMENT SOFTWARE
Commercial | Com ¦ Door Gasket Freezer/Refrigerator | 2024 | Technical | MW | After Competition Groups | 19.8946 | 0 | 0 | 2231.179 | 0.0089166 | 25 | Commercial_2024_Technical_MW_After Competition Groups_25 | Door Gasket Freezer/Refrigerator | 0.8917% | 0 | 19.8946 | Commercial_2024_Technical_MW_After Competition Groups_Door Gasket Freezer/Refrigerator
Commercial | Com ¦ HOTEL OCCUPANCY CONTROLS (HVAC + LIGHTING) | 2024 | Technical | MW | After Competition Groups | 18.9447 | 0 | 0 | 2231.179 | 0.0084909 | 26 | Commercial_2024_Technical_MW_After Competition Groups_26 | HOTEL OCCUPANCY CONTROLS (HVAC + LIGHTING) | 0.8491% | 0 | 18.9447 | Commercial_2024_Technical_MW_After Competition Groups_HOTEL OCCUPANCY CONTROLS (HVAC + LIGHTING)
Commercial | Com ¦ Refrigeration Optimization | 2024 | Technical | MW | After Competition Groups | 17.8185 | 0 | 0 | 2231.179 | 0.0079861 | 27 | Commercial_2024_Technical_MW_After Competition Groups_27 | Refrigeration Optimization | 0.7986% | 0 | 17.8185 | Commercial_2024_Technical_MW_After Competition Groups_Refrigeration Optimization
Commercial | Com ¦ Air Handler with Dedicated Outdoor Air Systems | 2024 | Technical | MW | After Competition Groups | 17.752 | 0 | 0 | 2231.179 | 0.0079563 | 28 | Commercial_2024_Technical_MW_After Competition Groups_28 | Air Handler with Dedicated Outdoor Air Systems | 0.7956% | 0 | 17.752 | Commercial_2024_Technical_MW_After Competition Groups_Air Handler with Dedicated Outdoor Air Systems
Commercial | Com ¦ Reach-in Shaded Pole to ECM/PSC Evaporator Fan Motor | 2024 | Technical | MW | After Competition Groups | 17.5209 | 0 | 0 | 2231.179 | 0.0078527 | 29 | Commercial_2024_Technical_MW_After Competition Groups_29 | Reach-in Shaded Pole to ECM/PSC Evaporator Fan Motor | 0.7853% | 0 | 17.5209 | Commercial_2024_Technical_MW_After Competition Groups_Reach-in Shaded Pole to ECM/PSC Evaporator Fan Motor
Commercial | Com ¦ ENERGY STAR LED LAMPS (General Service Lamps) | 2024 | Technical | MW | After Competition Groups | 15.2345 | 0 | 0 | 2231.179 | 0.006828 | 30 | Commercial_2024_Technical_MW_After Competition Groups_30 | ENERGY STAR LED LAMPS (General Service Lamps) | 0.6828% | 0 | 15.2345 | Commercial_2024_Technical_MW_After Competition Groups_ENERGY STAR LED LAMPS (General Service Lamps)
Commercial | Com ¦ Chilled Water Optimization | 2024 | Technical | MW | After Competition Groups | 14.6547 | 0 | 0 | 2231.179 | 0.0065681 | 31 | Commercial_2024_Technical_MW_After Competition Groups_31 | Chilled Water Optimization | 0.6568% | 0 | 14.6547 | Commercial_2024_Technical_MW_After Competition Groups_Chilled Water Optimization
Commercial | Com ¦ Indoor Daylight Sensors/Photocell Dimming Control | 2024 | Technical | MW | After Competition Groups | 13.7958 | 0 | 0 | 2231.179 | 0.0061832 | 32 | Commercial_2024_Technical_MW_After Competition Groups_32 | Indoor Daylight Sensors/Photocell Dimming Control | 0.6183% | 0 | 13.7958 | Commercial_2024_Technical_MW_After Competition Groups_Indoor Daylight Sensors/Photocell Dimming Control
Commercial | Com ¦ ENERGY STAR FREEZER | 2024 | Technical | MW | After Competition Groups | 12.3247 | 0 | 0 | 2231.179 | 0.0055239 | 33 | Commercial_2024_Technical_MW_After Competition Groups_33 | ENERGY STAR FREEZER | 0.5524% | 0 | 12.3247 | Commercial_2024_Technical_MW_After Competition Groups_ENERGY STAR FREEZER
Commercial | Com ¦ ECM MOTORS FOR EVAPORATOR FANS for refrigeration (WALK-IN) | 2024 | Technical | MW | After Competition Groups | 12.0993 | 0 | 0 | 2231.179 | 0.0054228 | 34 | Commercial_2024_Technical_MW_After Competition Groups_34 | ECM MOTORS FOR EVAPORATOR FANS for refrigeration (WALK-IN) | 0.5423% | 0 | 12.0993 | Commercial_2024_Technical_MW_After Competition Groups_ECM MOTORS FOR EVAPORATOR FANS for refrigeration (WALK-IN)
Commercial | Com ¦ High R-Value Glass Doors/no-heat glass door | 2024 | Technical | MW | After Competition Groups | 11.4517 | 0 | 0 | 2231.179 | 0.0051326 | 35 | Commercial_2024_Technical_MW_After Competition Groups_35 | High R-Value Glass Doors/no-heat glass door | 0.5133% | 0 | 11.4517 | Commercial_2024_Technical_MW_After Competition Groups_High R-Value Glass Doors/no-heat glass door
Commercial | Com ¦ Freezer Case Light Sensor | 2024 | Technical | MW | After Competition Groups | 10.4685 | 0 | 0 | 2231.179 | 0.0046919 | 36 | Commercial_2024_Technical_MW_After Competition Groups_36 | Freezer Case Light Sensor | 0.4692% | 0 | 10.4685 | Commercial_2024_Technical_MW_After Competition Groups_Freezer Case Light Sensor
Commercial | Com ¦ Evaporator Fan Controls | 2024 | Technical | MW | After Competition Groups | 10.1989 | 0 | 0 | 2231.179 | 0.0045711 | 37 | Commercial_2024_Technical_MW_After Competition Groups_37 | Evaporator Fan Controls | 0.4571% | 0 | 10.1989 | Commercial_2024_Technical_MW_After Competition Groups_Evaporator Fan Controls
Commercial | Com ¦ Occupancy Sensors | 2024 | Technical | MW | After Competition Groups | 9.6485 | 0 | 0 | 2231.179 | 0.0043244 | 38 | Commercial_2024_Technical_MW_After Competition Groups_38 | Occupancy Sensors | 0.4324% | 0 | 9.6485 | Commercial_2024_Technical_MW_After Competition Groups_Occupancy Sensors
Commercial | Com ¦ Demand Control Kitchen Ventilation | 2024 | Technical | MW | After Competition Groups | 9.6468 | 0 | 0 | 2231.179 | 0.0043236 | 39 | Commercial_2024_Technical_MW_After Competition Groups_39 | Demand Control Kitchen Ventilation | 0.4324% | 0 | 9.6468 | Commercial_2024_Technical_MW_After Competition Groups_Demand Control Kitchen Ventilation
Commercial | Com ¦ ENERGY STAR ICE MACHINES - Ice Making Head | 2024 | Technical | MW | After Competition Groups | 8.3274 | 0 | 0 | 2231.179 | 0.0037323 | 40 | Commercial_2024_Technical_MW_After Competition Groups_40 | ENERGY STAR ICE MACHINES - Ice Making Head | 0.3732% | 0 | 8.3274 | Commercial_2024_Technical_MW_After Competition Groups_ENERGY STAR ICE MACHINES - Ice Making Head
Commercial | Com ¦ Refrigeration Commissioning | 2024 | Technical | MW | After Competition Groups | 7.1035 | 0 | 0 | 2231.179 | 0.0031838 | 41 | Commercial_2024_Technical_MW_After Competition Groups_41 | Refrigeration Commissioning | 0.3184% | 0 | 7.1035 | Commercial_2024_Technical_MW_After Competition Groups_Refrigeration Commissioning
Commercial | Com ¦ Duct Insulation, R8 | 2024 | Technical | MW | After Competition Groups | 6.1345 | 0 | 0 | 2231.179 | 0.0027495 | 42 | Commercial_2024_Technical_MW_After Competition Groups_42 | Duct Insulation, R8 | 0.2749% | 0 | 6.1345 | Commercial_2024_Technical_MW_After Competition Groups_Duct Insulation, R8
Commercial | Com ¦ LED EXTERIOR AREA LIGHTS - LED fixture (200W) | 2024 | Technical | MW | After Competition Groups | 6.0114 | 0 | 0 | 2231.179 | 0.0026943 | 43 | Commercial_2024_Technical_MW_After Competition Groups_43 | LED EXTERIOR AREA LIGHTS - LED fixture (200W) | 0.2694% | 0 | 6.0114 | Commercial_2024_Technical_MW_After Competition Groups_LED EXTERIOR AREA LIGHTS - LED fixture (200W)
Commercial | Com ¦ ENERGY STAR Refrigerator | 2024 | Technical | MW | After Competition Groups | 5.9373 | 0 | 0 | 2231.179 | 0.0026611 | 44 | Commercial_2024_Technical_MW_After Competition Groups_44 | ENERGY STAR Refrigerator | 0.2661% | 0 | 5.9373 | Commercial_2024_Technical_MW_After Competition Groups_ENERGY STAR Refrigerator
Commercial | Com ¦ LED parking lot fixture | 2024 | Technical | MW | After Competition Groups | 5.8516 | 0 | 0 | 2231.179 | 0.0026227 | 45 | Commercial_2024_Technical_MW_After Competition Groups_45 | LED parking lot fixture | 0.2623% | 0 | 5.8516 | Commercial_2024_Technical_MW_After Competition Groups_LED parking lot fixture
Commercial | Com ¦ Water Source Heat Pump (4 ton) | 2024 | Technical | MW | After Competition Groups | 5.0053 | 0 | 0 | 2231.179 | 0.0022434 | 46 | Commercial_2024_Technical_MW_After Competition Groups_46 | Water Source Heat Pump (4 ton) | 0.2243% | 0 | 5.0053 | Commercial_2024_Technical_MW_After Competition Groups_Water Source Heat Pump (4 ton)
Commercial | Com ¦ BEVERAGE VENDING MACHINE CONTROLS | 2024 | Technical | MW | After Competition Groups | 4.2469 | 0 | 0 | 2231.179 | 0.0019034 | 47 | Commercial_2024_Technical_MW_After Competition Groups_47 | BEVERAGE VENDING MACHINE CONTROLS | 0.1903% | 0 | 4.2469 | Commercial_2024_Technical_MW_After Competition Groups_BEVERAGE VENDING MACHINE CONTROLS
Commercial | Com ¦ Elec Storage WH 2.30 Et | 2024 | Technical | MW | After Competition Groups | 4.2411 | 0 | 0 | 2231.179 | 0.0019009 | 48 | Commercial_2024_Technical_MW_After Competition Groups_48 | Elec Storage WH 2.30 Et | 0.1901% | 0 | 4.2411 | Commercial_2024_Technical_MW_After Competition Groups_Elec Storage WH 2.30 Et
Commercial | Com ¦ Roof Insulation/Ceiling Insulation (R25 Code to R35) | 2024 | Technical | MW | After Competition Groups | 3.7729 | 0 | 0 | 2231.179 | 0.001691 | 49 | Commercial_2024_Technical_MW_After Competition Groups_49 | Roof Insulation/Ceiling Insulation (R25 Code to R35) | 0.1691% | 0 | 3.7729 | Commercial_2024_Technical_MW_After Competition Groups_Roof Insulation/Ceiling Insulation (R25 Code to R35)
Commercial | Com ¦ Temperature Adjustment in Commercial Freezers | 2024 | Technical | MW | After Competition Groups | 3.7287 | 0 | 0 | 2231.179 | 0.0016712 | 50 | Commercial_2024_Technical_MW_After Competition Groups_50 | Temperature Adjustment in Commercial Freezers | 0.1671% | 0 | 3.7287 | Commercial_2024_Technical_MW_After Competition Groups_Temperature Adjustment in Commercial Freezers
Commercial | Com ¦ ENERGY STAR Griddle (74% eff) | 2024 | Technical | MW | After Competition Groups | 3.7158 | 0 | 0 | 2231.179 | 0.0016654 | 51 | Commercial_2024_Technical_MW_After Competition Groups_51 | ENERGY STAR Griddle (74% eff) | 0.1665% | 0 | 3.7158 | Commercial_2024_Technical_MW_After Competition Groups_ENERGY STAR Griddle (74% eff)
Commercial | Com ¦ LED street light fixture | 2024 | Technical | MW | After Competition Groups | 3.4976 | 0 | 0 | 2231.179 | 0.0015676 | 52 | Commercial_2024_Technical_MW_After Competition Groups_52 | LED street light fixture | 0.1568% | 0 | 3.4976 | Commercial_2024_Technical_MW_After Competition Groups_LED street light fixture
Commercial | Com ¦ Condensing Make Up Air Unit | 2024 | Technical | MW | After Competition Groups | 3.4757 | 0 | 0 | 2231.179 | 0.0015578 | 53 | Commercial_2024_Technical_MW_After Competition Groups_53 | Condensing Make Up Air Unit | 0.1558% | 0 | 3.4757 | Commercial_2024_Technical_MW_After Competition Groups_Condensing Make Up Air Unit
Commercial | Com ¦ Super-High Efficiency Furnaces (Emerging Tech) | 2024 | Technical | MW | After Competition Groups | 3.362 | 0 | 0 | 2231.179 | 0.0015068 | 54 | Commercial_2024_Technical_MW_After Competition Groups_54 | Super-High Efficiency Furnaces (Emerging Tech) | 0.1507% | 0 | 3.362 | Commercial_2024_Technical_MW_After Competition Groups_Super-High Efficiency Furnaces (Emerging Tech)
Commercial | Com ¦ Anti-sweat heat (ASH) controls - Cooler/Freezer | 2024 | Technical | MW | After Competition Groups | 3.1307 | 0 | 0 | 2231.179 | 0.0014032 | 55 | Commercial_2024_Technical_MW_After Competition Groups_55 | Anti-sweat heat (ASH) controls - Cooler/Freezer | 0.1403% | 0 | 3.1307 | Commercial_2024_Technical_MW_After Competition Groups_Anti-sweat heat (ASH) controls - Cooler/Freezer
Commercial | Com ¦ Vertical Night Covers | 2024 | Technical | MW | After Competition Groups | 3.0835 | 0 | 0 | 2231.179 | 0.001382 | 56 | Commercial_2024_Technical_MW_After Competition Groups_56 | Vertical Night Covers | 0.1382% | 0 | 3.0835 | Commercial_2024_Technical_MW_After Competition Groups_Vertical Night Covers
Commercial | Com ¦ CO Sensors for parking garage exhaust fans | 2024 | Technical | MW | After Competition Groups | 3.0743 | 0 | 0 | 2231.179 | 0.0013779 | 57 | Commercial_2024_Technical_MW_After Competition Groups_57 | CO Sensors for parking garage exhaust fans | 0.1378% | 0 | 3.0743 | Commercial_2024_Technical_MW_After Competition Groups_CO Sensors for parking garage exhaust fans
Commercial | Com ¦ Energy Efficient Laboratory Fume Hood | 2024 | Technical | MW | After Competition Groups | 3.0148 | 0 | 0 | 2231.179 | 0.0013512 | 58 | Commercial_2024_Technical_MW_After Competition Groups_58 | Energy Efficient Laboratory Fume Hood | 0.1351% | 0 | 3.0148 | Commercial_2024_Technical_MW_After Competition Groups_Energy Efficient Laboratory Fume Hood
Commercial | Com ¦ Water Heating (DHW) Pipe Insulation (Add 3/4\ Foam)" | 2024 | Technical | MW | After Competition Groups | 2.3531 | 0 | 0 | 2231.179 | 0.0010546 | 59 | Commercial_2024_Technical_MW_After Competition Groups_59 | Water Heating (DHW) Pipe Insulation (Add 3/4\ Foam)" | 0.1055% | 0 | 2.3531 | Commercial_2024_Technical_MW_After Competition Groups_Water Heating (DHW) Pipe Insulation (Add 3/4\ Foam)"
Commercial | Com ¦ Outside Air Economizer | 2024 | Technical | MW | After Competition Groups | 1.8032 | 0 | 0 | 2231.179 | 0.00080817 | 60 | Commercial_2024_Technical_MW_After Competition Groups_60 | Outside Air Economizer | 0.08082% | 0 | 1.8032 | Commercial_2024_Technical_MW_After Competition Groups_Outside Air Economizer
Commercial | Com ¦ Suction Pipe Insulation Freezer/Refrigerator | 2024 | Technical | MW | After Competition Groups | 1.6026 | 0 | 0 | 2231.179 | 0.00071826 | 61 | Commercial_2024_Technical_MW_After Competition Groups_61 | Suction Pipe Insulation Freezer/Refrigerator | 0.07183% | 0 | 1.6026 | Commercial_2024_Technical_MW_After Competition Groups_Suction Pipe Insulation Freezer/Refrigerator
Commercial | Com ¦ Evaporator Coil Defrost (Cooler) | 2024 | Technical | MW | After Competition Groups | 1.3634 | 0 | 0 | 2231.179 | 0.00061108 | 62 | Commercial_2024_Technical_MW_After Competition Groups_62 | Evaporator Coil Defrost (Cooler) | 0.06111% | 0 | 1.3634 | Commercial_2024_Technical_MW_After Competition Groups_Evaporator Coil Defrost (Cooler)
Commercial | Com ¦ Ground Source Heat Pump | 2024 | Technical | MW | After Competition Groups | 1.304 | 0 | 0 | 2231.179 | 0.00058446 | 63 | Commercial_2024_Technical_MW_After Competition Groups_63 | Ground Source Heat Pump | 0.05845% | 0 | 1.304 | Commercial_2024_Technical_MW_After Competition Groups_Ground Source Heat Pump
Commercial | Com ¦ LED RECESSED DOWNLIGHTS | 2024 | Technical | MW | After Competition Groups | 1.2089 | 0 | 0 | 2231.179 | 0.00054181 | 64 | Commercial_2024_Technical_MW_After Competition Groups_64 | LED RECESSED DOWNLIGHTS | 0.05418% | 0 | 1.2089 | Commercial_2024_Technical_MW_After Competition Groups_LED RECESSED DOWNLIGHTS
Commercial | Com ¦ ENERGY STAR Dishwasher | 2024 | Technical | MW | After Competition Groups | 1.1725 | 0 | 0 | 2231.179 | 0.00052549 | 65 | Commercial_2024_Technical_MW_After Competition Groups_65 | ENERGY STAR Dishwasher | 0.05255% | 0 | 1.1725 | Commercial_2024_Technical_MW_After Competition Groups_ENERGY STAR Dishwasher
Commercial | Com ¦ ENERGY STAR Fryer (84% eff) | 2024 | Technical | MW | After Competition Groups | 1.0619 | 0 | 0 | 2231.179 | 0.00047592 | 66 | Commercial_2024_Technical_MW_After Competition Groups_66 | ENERGY STAR Fryer (84% eff) | 0.04759% | 0 | 1.0619 | Commercial_2024_Technical_MW_After Competition Groups_ENERGY STAR Fryer (84% eff)
Commercial | Com ¦ Room AC (w/ louvered sides) 14 SEER from 12 SEER code | 2024 | Technical | MW | After Competition Groups | 0.95598 | 0 | 0 | 2231.179 | 0.00042847 | 67 | Commercial_2024_Technical_MW_After Competition Groups_67 | Room AC (w/ louvered sides) 14 SEER from 12 SEER code | 0.04285% | 0 | 0.95598 | Commercial_2024_Technical_MW_After Competition Groups_Room AC (w/ louvered sides) 14 SEER from 12 SEER code
Commercial | Com ¦ Ozone Laundry Treatment | 2024 | Technical | MW | After Competition Groups | 0.74847 | 0 | 0 | 2231.179 | 0.00033546 | 68 | Commercial_2024_Technical_MW_After Competition Groups_68 | Ozone Laundry Treatment | 0.03355% | 0 | 0.74847 | Commercial_2024_Technical_MW_After Competition Groups_Ozone Laundry Treatment
Commercial | Com ¦ Wall Insulation | 2024 | Technical | MW | After Competition Groups | 0.73814 | 0 | 0 | 2231.179 | 0.00033083 | 69 | Commercial_2024_Technical_MW_After Competition Groups_69 | Wall Insulation | 0.03308% | 0 | 0.73814 | Commercial_2024_Technical_MW_After Competition Groups_Wall Insulation
Commercial | Com ¦ Solar Preheat Make up Air | 2024 | Technical | MW | After Competition Groups | 0.72893 | 0 | 0 | 2231.179 | 0.0003267 | 70 | Commercial_2024_Technical_MW_After Competition Groups_70 | Solar Preheat Make up Air | 0.03267% | 0 | 0.72893 | Commercial_2024_Technical_MW_After Competition Groups_Solar Preheat Make up Air
Commercial | Com ¦ ENERGY STAR Steam Cookers | 2024 | Technical | MW | After Competition Groups | 0.69354 | 0 | 0 | 2231.179 | 0.00031084 | 71 | Commercial_2024_Technical_MW_After Competition Groups_71 | ENERGY STAR Steam Cookers | 0.03108% | 0 | 0.69354 | Commercial_2024_Technical_MW_After Competition Groups_ENERGY STAR Steam Cookers
Commercial | Com ¦ SYNCHRONOUS BELT | 2024 | Technical | MW | After Competition Groups | 0.60316 | 0 | 0 | 2231.179 | 0.00027033 | 72 | Commercial_2024_Technical_MW_After Competition Groups_72 | SYNCHRONOUS BELT | 0.02703% | 0 | 0.60316 | Commercial_2024_Technical_MW_After Competition Groups_SYNCHRONOUS BELT
Commercial | Com ¦ Efficient compressor motor | 2024 | Technical | MW | After Competition Groups | 0.55481 | 0 | 0 | 2231.179 | 0.00024866 | 73 | Commercial_2024_Technical_MW_After Competition Groups_73 | Efficient compressor motor | 0.02487% | 0 | 0.55481 | Commercial_2024_Technical_MW_After Competition Groups_Efficient compressor motor
Commercial | Com ¦ Thermostat Setback | 2024 | Technical | MW | After Competition Groups | 0.55352 | 0 | 0 | 2231.179 | 0.00024809 | 74 | Commercial_2024_Technical_MW_After Competition Groups_74 | Thermostat Setback | 0.02481% | 0 | 0.55352 | Commercial_2024_Technical_MW_After Competition Groups_Thermostat Setback
Commercial | Com ¦ PTAC (12 EER/10,000 BTU) | 2024 | Technical | MW | After Competition Groups | 0.4119 | 0 | 0 | 2231.179 | 0.00018461 | 75 | Commercial_2024_Technical_MW_After Competition Groups_75 | PTAC (12 EER/10,000 BTU) | 0.01846% | 0 | 0.4119 | Commercial_2024_Technical_MW_After Competition Groups_PTAC (12 EER/10,000 BTU)
Commercial | Com ¦ ECM MOTORS FOR HVAC APPLICATION (FAN-POWERED VAV BOX) | 2024 | Technical | MW | After Competition Groups | 0.29952 | 0 | 0 | 2231.179 | 0.00013424 | 76 | Commercial_2024_Technical_MW_After Competition Groups_76 | ECM MOTORS FOR HVAC APPLICATION (FAN-POWERED VAV BOX) | 0.01342% | 0 | 0.29952 | Commercial_2024_Technical_MW_After Competition Groups_ECM MOTORS FOR HVAC APPLICATION (FAN-POWERED VAV BOX)
Commercial | Com ¦ Solar Water Preheat (Pools/DHW) | 2024 | Technical | MW | After Competition Groups | 0.20743 | 0 | 0 | 2231.179 | 9.2967e-05 | 77 | Commercial_2024_Technical_MW_After Competition Groups_77 | Solar Water Preheat (Pools/DHW) | 0.009297% | 0 | 0.20743 | Commercial_2024_Technical_MW_After Competition Groups_Solar Water Preheat (Pools/DHW)
Commercial | COM ¦ Ductless Mini-Split Heat Pumps | 2024 | Technical | MW | After Competition Groups | 0.20257 | 0 | 0 | 2231.179 | 9.0793e-05 | 78 | Commercial_2024_Technical_MW_After Competition Groups_78 | Ductless Mini-Split Heat Pumps | 0.009079% | 0 | 0.20257 | Commercial_2024_Technical_MW_After Competition Groups_Ductless Mini-Split Heat Pumps
Commercial | Com ¦ High Efficiency Chiller (avg of water and air cooled) | 2024 | Technical | MW | After Competition Groups | 0.19885 | 0 | 0 | 2231.179 | 8.9125e-05 | 79 | Commercial_2024_Technical_MW_After Competition Groups_79 | High Efficiency Chiller (avg of water and air cooled) | 0.008912% | 0 | 0.19885 | Commercial_2024_Technical_MW_After Competition Groups_High Efficiency Chiller (avg of water and air cooled)
Commercial | Com ¦ HVAC Optimization | 2024 | Technical | MW | After Competition Groups | 0.18603 | 0 | 0 | 2231.179 | 8.3379e-05 | 80 | Commercial_2024_Technical_MW_After Competition Groups_80 | HVAC Optimization | 0.008338% | 0 | 0.18603 | Commercial_2024_Technical_MW_After Competition Groups_HVAC Optimization
Commercial | Com ¦ Auto Off Time Switch or Time Clock control | 2024 | Technical | MW | After Competition Groups | 0.18099 | 0 | 0 | 2231.179 | 8.1118e-05 | 81 | Commercial_2024_Technical_MW_After Competition Groups_81 | Auto Off Time Switch or Time Clock control | 0.008112% | 0 | 0.18099 | Commercial_2024_Technical_MW_After Competition Groups_Auto Off Time Switch or Time Clock control
Commercial | Com ¦ Commercial Hot Food Holding Cabinets | 2024 | Technical | MW | After Competition Groups | 0.16152 | 0 | 0 | 2231.179 | 7.2391e-05 | 82 | Commercial_2024_Technical_MW_After Competition Groups_82 | Commercial Hot Food Holding Cabinets | 0.007239% | 0 | 0.16152 | Commercial_2024_Technical_MW_After Competition Groups_Commercial Hot Food Holding Cabinets
Commercial | Com ¦ Demand controlled Circulating Systems | 2024 | Technical | MW | After Competition Groups | 0.15097 | 0 | 0 | 2231.179 | 6.7664e-05 | 83 | Commercial_2024_Technical_MW_After Competition Groups_83 | Demand controlled Circulating Systems | 0.006766% | 0 | 0.15097 | Commercial_2024_Technical_MW_After Competition Groups_Demand controlled Circulating Systems
Commercial | Com ¦ CEE Tier 2/Energy Star Clothes Washers | 2024 | Technical | MW | After Competition Groups | 0.11141 | 0 | 0 | 2231.179 | 4.9935e-05 | 84 | Commercial_2024_Technical_MW_After Competition Groups_84 | CEE Tier 2/Energy Star Clothes Washers | 0.004994% | 0 | 0.11141 | Commercial_2024_Technical_MW_After Competition Groups_CEE Tier 2/Energy Star Clothes Washers
Commercial | Com ¦ Low Flow Pre-Rinse Spray Nozzle | 2024 | Technical | MW | After Competition Groups | 0.084995 | 0 | 0 | 2231.179 | 3.8094e-05 | 85 | Commercial_2024_Technical_MW_After Competition Groups_85 | Low Flow Pre-Rinse Spray Nozzle | 0.003809% | 0 | 0.084995 | Commercial_2024_Technical_MW_After Competition Groups_Low Flow Pre-Rinse Spray Nozzle
Commercial | Com ¦ Heat Pump Water Heater (50 Gallons) | 2024 | Technical | MW | After Competition Groups | 0.064294 | 0 | 0 | 2231.179 | 2.8816e-05 | 86 | Commercial_2024_Technical_MW_After Competition Groups_86 | Heat Pump Water Heater (50 Gallons) | 0.002882% | 0 | 0.064294 | Commercial_2024_Technical_MW_After Competition Groups_Heat Pump Water Heater (50 Gallons)
Commercial | Com ¦ Condensing Unit Heaters or other Efficient Unit Heating System | 2024 | Technical | MW | After Competition Groups | 0.052579 | 0 | 0 | 2231.179 | 2.3566e-05 | 87 | Commercial_2024_Technical_MW_After Competition Groups_87 | Condensing Unit Heaters or other Efficient Unit Heating System | 0.002357% | 0 | 0.052579 | Commercial_2024_Technical_MW_After Competition Groups_Condensing Unit Heaters or other Efficient Unit Heating System
Commercial | Com ¦ EC Plug Fan for Data Center (under cabinet) | 2024 | Technical | MW | After Competition Groups | 0.021846 | 0 | 0 | 2231.179 | 9.791e-06 | 88 | Commercial_2024_Technical_MW_After Competition Groups_88 | EC Plug Fan for Data Center (under cabinet) | 0.0009791% | 0 | 0.021846 | Commercial_2024_Technical_MW_After Competition Groups_EC Plug Fan for Data Center (under cabinet)
Commercial | Com ¦ VSD Air Compressor | 2024 | Technical | MW | After Competition Groups | 0.017452 | 0 | 0 | 2231.179 | 7.822e-06 | 89 | Commercial_2024_Technical_MW_After Competition Groups_89 | VSD Air Compressor | 0.0007822% | 0 | 0.017452 | Commercial_2024_Technical_MW_After Competition Groups_VSD Air Compressor
Commercial | Com ¦ Exterior Photocell | 2024 | Technical | MW | After Competition Groups | 0.017104 | 0 | 0 | 2231.179 | 7.666e-06 | 90 | Commercial_2024_Technical_MW_After Competition Groups_90 | Exterior Photocell | 0.0007666% | 0 | 0.017104 | Commercial_2024_Technical_MW_After Competition Groups_Exterior Photocell
Commercial | Com ¦ eCube | 2024 | Technical | MW | After Competition Groups | 0.013986 | 0 | 0 | 2231.179 | 6.2682e-06 | 91 | Commercial_2024_Technical_MW_After Competition Groups_91 | eCube | 0.0006268% | 0 | 0.013986 | Commercial_2024_Technical_MW_After Competition Groups_eCube
Commercial | Com ¦ Air Curtains | 2024 | Technical | MW | After Competition Groups | 0.0064995 | 0 | 0 | 2231.179 | 2.913e-06 | 92 | Commercial_2024_Technical_MW_After Competition Groups_92 | Air Curtains | 0.0002913% | 0 | 0.0064995 | Commercial_2024_Technical_MW_After Competition Groups_Air Curtains
Commercial | Com ¦ High Efficiency Induction Cooking | 2024 | Technical | MW | After Competition Groups | 0.0011139 | 0 | 0 | 2231.179 | 4.9925e-07 | 93 | Commercial_2024_Technical_MW_After Competition Groups_93 | High Efficiency Induction Cooking | 4.993e-05% | 0 | 0.0011139 | Commercial_2024_Technical_MW_After Competition Groups_High Efficiency Induction Cooking
Commercial | Com ¦ Electric Convection Combination Ovens | 2024 | Technical | MW | After Competition Groups | 0.00021824 | 0 | 0 | 2231.179 | 9.7812e-08 | 94 | Commercial_2024_Technical_MW_After Competition Groups_94 | Electric Convection Combination Ovens | 9.781e-06% | 0 | 0.00021824 | Commercial_2024_Technical_MW_After Competition Groups_Electric Convection Combination Ovens
Commercial | Com ¦ Building Recommissioning, Operations and Maintenance (O&M) Improvements | 2025 | Economic | MW | After Competition Groups | 274.2128 | 0 | 0 | 1777.7051 | 0.15425 | 1 | Commercial_2025_Economic_MW_After Competition Groups_1 | Building Recommissioning, Operations and Maintenance (O&M) Improvements | 15.43% | 0 | 274.2128 | Commercial_2025_Economic_MW_After Competition Groups_Building Recommissioning, Operations and Maintenance (O&M) Improvements
Commercial | Com ¦ Education and Capacity Building/Energy Behavior | 2025 | Economic | MW | After Competition Groups | 244.9463 | 0 | 0 | 1777.7051 | 0.13779 | 2 | Commercial_2025_Economic_MW_After Competition Groups_2 | Education and Capacity Building/Energy Behavior | 13.78% | 0 | 244.9463 | Commercial_2025_Economic_MW_After Competition Groups_Education and Capacity Building/Energy Behavior
Commercial | Com ¦ LED Low/High Bay | 2025 | Economic | MW | After Competition Groups | 194.4462 | 0 | 0 | 1777.7051 | 0.10938 | 3 | Commercial_2025_Economic_MW_After Competition Groups_3 | LED Low/High Bay | 10.94% | 0 | 194.4462 | Commercial_2025_Economic_MW_After Competition Groups_LED Low/High Bay
Commercial | Com ¦ LED Troffer/Surface/Suspended | 2025 | Economic | MW | After Competition Groups | 146.8288 | 0 | 0 | 1777.7051 | 0.082595 | 4 | Commercial_2025_Economic_MW_After Competition Groups_4 | LED Troffer/Surface/Suspended | 8.259% | 0 | 146.8288 | Commercial_2025_Economic_MW_After Competition Groups_LED Troffer/Surface/Suspended
Commercial | Com ¦ ENERGY STAR LED LAMPS (REFLECTOR LAMPs/MR16/PAR 16) | 2025 | Economic | MW | After Competition Groups | 118.8046 | 0 | 0 | 1777.7051 | 0.06683 | 5 | Commercial_2025_Economic_MW_After Competition Groups_5 | ENERGY STAR LED LAMPS (REFLECTOR LAMPs/MR16/PAR 16) | 6.683% | 0 | 118.8046 | Commercial_2025_Economic_MW_After Competition Groups_ENERGY STAR LED LAMPS (REFLECTOR LAMPs/MR16/PAR 16)
Commercial | Com ¦ High Efficiency Air Source Heat Pump | 2025 | Economic | MW | After Competition Groups | 103.9435 | 0 | 0 | 1777.7051 | 0.058471 | 6 | Commercial_2025_Economic_MW_After Competition Groups_6 | High Efficiency Air Source Heat Pump | 5.847% | 0 | 103.9435 | Commercial_2025_Economic_MW_After Competition Groups_High Efficiency Air Source Heat Pump
Commercial | Com ¦ Advanced BAS/Controllers | 2025 | Economic | MW | After Competition Groups | 93.1578 | 0 | 0 | 1777.7051 | 0.052403 | 7 | Commercial_2025_Economic_MW_After Competition Groups_7 | Advanced BAS/Controllers | 5.24% | 0 | 93.1578 | Commercial_2025_Economic_MW_After Competition Groups_Advanced BAS/Controllers
Commercial | Com ¦ Unitary Air-Conditioning Unit | 2025 | Economic | MW | After Competition Groups | 69.252 | 0 | 0 | 1777.7051 | 0.038956 | 8 | Commercial_2025_Economic_MW_After Competition Groups_8 | Unitary Air-Conditioning Unit | 3.896% | 0 | 69.252 | Commercial_2025_Economic_MW_After Competition Groups_Unitary Air-Conditioning Unit
Commercial | Com ¦ LED Replacement Lamp (Tube) | 2025 | Economic | MW | After Competition Groups | 51.0785 | 0 | 0 | 1777.7051 | 0.028733 | 9 | Commercial_2025_Economic_MW_After Competition Groups_9 | LED Replacement Lamp (Tube) | 2.873% | 0 | 51.0785 | Commercial_2025_Economic_MW_After Competition Groups_LED Replacement Lamp (Tube)
Commercial | Com ¦ Adaptive Thermostats | 2025 | Economic | MW | After Competition Groups | 40.3058 | 0 | 0 | 1777.7051 | 0.022673 | 10 | Commercial_2025_Economic_MW_After Competition Groups_10 | Adaptive Thermostats | 2.267% | 0 | 40.3058 | Commercial_2025_Economic_MW_After Competition Groups_Adaptive Thermostats
Commercial | Com ¦ Data Center Storage/Server Virtualization | 2025 | Economic | MW | After Competition Groups | 32.765 | 0 | 0 | 1777.7051 | 0.018431 | 11 | Commercial_2025_Economic_MW_After Competition Groups_11 | Data Center Storage/Server Virtualization | 1.843% | 0 | 32.765 | Commercial_2025_Economic_MW_After Competition Groups_Data Center Storage/Server Virtualization
Commercial | Com ¦ Furnace Tune-Up | 2025 | Economic | MW | After Competition Groups | 32.7454 | 0 | 0 | 1777.7051 | 0.01842 | 12 | Commercial_2025_Economic_MW_After Competition Groups_12 | Furnace Tune-Up | 1.842% | 0 | 32.7454 | Commercial_2025_Economic_MW_After Competition Groups_Furnace Tune-Up
Commercial | Com ¦ Strip Curtains | 2025 | Economic | MW | After Competition Groups | 30.2946 | 0 | 0 | 1777.7051 | 0.017041 | 13 | Commercial_2025_Economic_MW_After Competition Groups_13 | Strip Curtains | 1.704% | 0 | 30.2946 | Commercial_2025_Economic_MW_After Competition Groups_Strip Curtains
Commercial | Com ¦ Demand Control Ventilation | 2025 | Economic | MW | After Competition Groups | 28.4142 | 0 | 0 | 1777.7051 | 0.015984 | 14 | Commercial_2025_Economic_MW_After Competition Groups_14 | Demand Control Ventilation | 1.598% | 0 | 28.4142 | Commercial_2025_Economic_MW_After Competition Groups_Demand Control Ventilation
Commercial | Com ¦ LED or Equivalent Sign Lighting | 2025 | Economic | MW | After Competition Groups | 24.0092 | 0 | 0 | 1777.7051 | 0.013506 | 15 | Commercial_2025_Economic_MW_After Competition Groups_15 | LED or Equivalent Sign Lighting | 1.351% | 0 | 24.0092 | Commercial_2025_Economic_MW_After Competition Groups_LED or Equivalent Sign Lighting
Commercial | Com ¦ Variable Frequency Drive (VFD) | 2025 | Economic | MW | After Competition Groups | 22.7914 | 0 | 0 | 1777.7051 | 0.012821 | 16 | Commercial_2025_Economic_MW_After Competition Groups_16 | Variable Frequency Drive (VFD) | 1.282% | 0 | 22.7914 | Commercial_2025_Economic_MW_After Competition Groups_Variable Frequency Drive (VFD)
Commercial | Com ¦ Centrally controlled desktop PC/NETWORK PC POWER MANAGEMENT SOFTWARE | 2025 | Economic | MW | After Competition Groups | 21.9886 | 0 | 0 | 1777.7051 | 0.012369 | 17 | Commercial_2025_Economic_MW_After Competition Groups_17 | Centrally controlled desktop PC/NETWORK PC POWER MANAGEMENT SOFTWARE | 1.237% | 0 | 21.9886 | Commercial_2025_Economic_MW_After Competition Groups_Centrally controlled desktop PC/NETWORK PC POWER MANAGEMENT SOFTWARE
Commercial | Com ¦ VFD on Pumps | 2025 | Economic | MW | After Competition Groups | 21.33 | 0 | 0 | 1777.7051 | 0.011999 | 18 | Commercial_2025_Economic_MW_After Competition Groups_18 | VFD on Pumps | 1.2% | 0 | 21.33 | Commercial_2025_Economic_MW_After Competition Groups_VFD on Pumps
Commercial | Com ¦ Reach-in Shaded Pole to ECM/PSC Evaporator Fan Motor | 2025 | Economic | MW | After Competition Groups | 19.917 | 0 | 0 | 1777.7051 | 0.011204 | 19 | Commercial_2025_Economic_MW_After Competition Groups_19 | Reach-in Shaded Pole to ECM/PSC Evaporator Fan Motor | 1.12% | 0 | 19.917 | Commercial_2025_Economic_MW_After Competition Groups_Reach-in Shaded Pole to ECM/PSC Evaporator Fan Motor
Commercial | Com ¦ Refrigerated Display Case Doors | 2025 | Economic | MW | After Competition Groups | 18.4159 | 0 | 0 | 1777.7051 | 0.010359 | 20 | Commercial_2025_Economic_MW_After Competition Groups_20 | Refrigerated Display Case Doors | 1.036% | 0 | 18.4159 | Commercial_2025_Economic_MW_After Competition Groups_Refrigerated Display Case Doors
Commercial | Com ¦ Refrigerated Display Case LED | 2025 | Economic | MW | After Competition Groups | 17.904 | 0 | 0 | 1777.7051 | 0.010071 | 21 | Commercial_2025_Economic_MW_After Competition Groups_21 | Refrigerated Display Case LED | 1.007% | 0 | 17.904 | Commercial_2025_Economic_MW_After Competition Groups_Refrigerated Display Case LED
Commercial | Com ¦ Air Handler with Dedicated Outdoor Air Systems | 2025 | Economic | MW | After Competition Groups | 17.3952 | 0 | 0 | 1777.7051 | 0.0097852 | 22 | Commercial_2025_Economic_MW_After Competition Groups_22 | Air Handler with Dedicated Outdoor Air Systems | 0.9785% | 0 | 17.3952 | Commercial_2025_Economic_MW_After Competition Groups_Air Handler with Dedicated Outdoor Air Systems
Commercial | Com ¦ Chilled Water Optimization | 2025 | Economic | MW | After Competition Groups | 16.7139 | 0 | 0 | 1777.7051 | 0.0094019 | 23 | Commercial_2025_Economic_MW_After Competition Groups_23 | Chilled Water Optimization | 0.9402% | 0 | 16.7139 | Commercial_2025_Economic_MW_After Competition Groups_Chilled Water Optimization
Commercial | Com ¦ ENERGY STAR LED LAMPS (General Service Lamps) | 2025 | Economic | MW | After Competition Groups | 15.3525 | 0 | 0 | 1777.7051 | 0.0086362 | 24 | Commercial_2025_Economic_MW_After Competition Groups_24 | ENERGY STAR LED LAMPS (General Service Lamps) | 0.8636% | 0 | 15.3525 | Commercial_2025_Economic_MW_After Competition Groups_ENERGY STAR LED LAMPS (General Service Lamps)
Commercial | Com ¦ ECM MOTORS FOR EVAPORATOR FANS for refrigeration (WALK-IN) | 2025 | Economic | MW | After Competition Groups | 11.8561 | 0 | 0 | 1777.7051 | 0.0066693 | 25 | Commercial_2025_Economic_MW_After Competition Groups_25 | ECM MOTORS FOR EVAPORATOR FANS for refrigeration (WALK-IN) | 0.6669% | 0 | 11.8561 | Commercial_2025_Economic_MW_After Competition Groups_ECM MOTORS FOR EVAPORATOR FANS for refrigeration (WALK-IN)
Commercial | Com ¦ Freezer Case Light Sensor | 2025 | Economic | MW | After Competition Groups | 10.2581 | 0 | 0 | 1777.7051 | 0.0057704 | 26 | Commercial_2025_Economic_MW_After Competition Groups_26 | Freezer Case Light Sensor | 0.577% | 0 | 10.2581 | Commercial_2025_Economic_MW_After Competition Groups_Freezer Case Light Sensor
Commercial | Com ¦ Evaporator Fan Controls | 2025 | Economic | MW | After Competition Groups | 9.9939 | 0 | 0 | 1777.7051 | 0.0056218 | 27 | Commercial_2025_Economic_MW_After Competition Groups_27 | Evaporator Fan Controls | 0.5622% | 0 | 9.9939 | Commercial_2025_Economic_MW_After Competition Groups_Evaporator Fan Controls
Commercial | Com ¦ Occupancy Sensors | 2025 | Economic | MW | After Competition Groups | 9.7362 | 0 | 0 | 1777.7051 | 0.0054769 | 28 | Commercial_2025_Economic_MW_After Competition Groups_28 | Occupancy Sensors | 0.5477% | 0 | 9.7362 | Commercial_2025_Economic_MW_After Competition Groups_Occupancy Sensors
Commercial | Com ¦ Demand Control Kitchen Ventilation | 2025 | Economic | MW | After Competition Groups | 8.9937 | 0 | 0 | 1777.7051 | 0.0050591 | 29 | Commercial_2025_Economic_MW_After Competition Groups_29 | Demand Control Kitchen Ventilation | 0.5059% | 0 | 8.9937 | Commercial_2025_Economic_MW_After Competition Groups_Demand Control Kitchen Ventilation
Commercial | Com ¦ LED EXTERIOR AREA LIGHTS - LED fixture (200W) | 2025 | Economic | MW | After Competition Groups | 6.2025 | 0 | 0 | 1777.7051 | 0.0034891 | 30 | Commercial_2025_Economic_MW_After Competition Groups_30 | LED EXTERIOR AREA LIGHTS - LED fixture (200W) | 0.3489% | 0 | 6.2025 | Commercial_2025_Economic_MW_After Competition Groups_LED EXTERIOR AREA LIGHTS - LED fixture (200W)
Commercial | Com ¦ LED parking lot fixture | 2025 | Economic | MW | After Competition Groups | 6.0174 | 0 | 0 | 1777.7051 | 0.0033849 | 31 | Commercial_2025_Economic_MW_After Competition Groups_31 | LED parking lot fixture | 0.3385% | 0 | 6.0174 | Commercial_2025_Economic_MW_After Competition Groups_LED parking lot fixture
Commercial | Com ¦ Duct Insulation, R8 | 2025 | Economic | MW | After Competition Groups | 6.0112 | 0 | 0 | 1777.7051 | 0.0033815 | 32 | Commercial_2025_Economic_MW_After Competition Groups_32 | Duct Insulation, R8 | 0.3381% | 0 | 6.0112 | Commercial_2025_Economic_MW_After Competition Groups_Duct Insulation, R8
Commercial | Com ¦ Water Source Heat Pump (4 ton) | 2025 | Economic | MW | After Competition Groups | 5.6825 | 0 | 0 | 1777.7051 | 0.0031965 | 33 | Commercial_2025_Economic_MW_After Competition Groups_33 | Water Source Heat Pump (4 ton) | 0.3197% | 0 | 5.6825 | Commercial_2025_Economic_MW_After Competition Groups_Water Source Heat Pump (4 ton)
Commercial | Com ¦ Elec Storage WH 2.30 Et | 2025 | Economic | MW | After Competition Groups | 4.4344 | 0 | 0 | 1777.7051 | 0.0024945 | 34 | Commercial_2025_Economic_MW_After Competition Groups_34 | Elec Storage WH 2.30 Et | 0.2494% | 0 | 4.4344 | Commercial_2025_Economic_MW_After Competition Groups_Elec Storage WH 2.30 Et
Commercial | Com ¦ BEVERAGE VENDING MACHINE CONTROLS | 2025 | Economic | MW | After Competition Groups | 4.3905 | 0 | 0 | 1777.7051 | 0.0024698 | 35 | Commercial_2025_Economic_MW_After Competition Groups_35 | BEVERAGE VENDING MACHINE CONTROLS | 0.247% | 0 | 4.3905 | Commercial_2025_Economic_MW_After Competition Groups_BEVERAGE VENDING MACHINE CONTROLS
Commercial | Com ¦ ENERGY STAR Griddle (74% eff) | 2025 | Economic | MW | After Competition Groups | 4.1924 | 0 | 0 | 1777.7051 | 0.0023583 | 36 | Commercial_2025_Economic_MW_After Competition Groups_36 | ENERGY STAR Griddle (74% eff) | 0.2358% | 0 | 4.1924 | Commercial_2025_Economic_MW_After Competition Groups_ENERGY STAR Griddle (74% eff)
Commercial | Com ¦ Temperature Adjustment in Commercial Freezers | 2025 | Economic | MW | After Competition Groups | 3.6537 | 0 | 0 | 1777.7051 | 0.0020553 | 37 | Commercial_2025_Economic_MW_After Competition Groups_37 | Temperature Adjustment in Commercial Freezers | 0.2055% | 0 | 3.6537 | Commercial_2025_Economic_MW_After Competition Groups_Temperature Adjustment in Commercial Freezers
Commercial | Com ¦ LED street light fixture | 2025 | Economic | MW | After Competition Groups | 3.6299 | 0 | 0 | 1777.7051 | 0.0020419 | 38 | Commercial_2025_Economic_MW_After Competition Groups_38 | LED street light fixture | 0.2042% | 0 | 3.6299 | Commercial_2025_Economic_MW_After Competition Groups_LED street light fixture
Commercial | Com ¦ Door Gasket Freezer/Refrigerator | 2025 | Economic | MW | After Competition Groups | 3.6151 | 0 | 0 | 1777.7051 | 0.0020336 | 39 | Commercial_2025_Economic_MW_After Competition Groups_39 | Door Gasket Freezer/Refrigerator | 0.2034% | 0 | 3.6151 | Commercial_2025_Economic_MW_After Competition Groups_Door Gasket Freezer/Refrigerator
Commercial | Com ¦ CO Sensors for parking garage exhaust fans | 2025 | Economic | MW | After Competition Groups | 3.1056 | 0 | 0 | 1777.7051 | 0.001747 | 40 | Commercial_2025_Economic_MW_After Competition Groups_40 | CO Sensors for parking garage exhaust fans | 0.1747% | 0 | 3.1056 | Commercial_2025_Economic_MW_After Competition Groups_CO Sensors for parking garage exhaust fans
Commercial | Com ¦ Vertical Night Covers | 2025 | Economic | MW | After Competition Groups | 3.0215 | 0 | 0 | 1777.7051 | 0.0016997 | 41 | Commercial_2025_Economic_MW_After Competition Groups_41 | Vertical Night Covers | 0.17% | 0 | 3.0215 | Commercial_2025_Economic_MW_After Competition Groups_Vertical Night Covers
Commercial | Com ¦ Energy Efficient Laboratory Fume Hood | 2025 | Economic | MW | After Competition Groups | 2.9542 | 0 | 0 | 1777.7051 | 0.0016618 | 42 | Commercial_2025_Economic_MW_After Competition Groups_42 | Energy Efficient Laboratory Fume Hood | 0.1662% | 0 | 2.9542 | Commercial_2025_Economic_MW_After Competition Groups_Energy Efficient Laboratory Fume Hood
Commercial | Com ¦ Water Heating (DHW) Pipe Insulation (Add 3/4\ Foam)" | 2025 | Economic | MW | After Competition Groups | 2.3058 | 0 | 0 | 1777.7051 | 0.001297 | 43 | Commercial_2025_Economic_MW_After Competition Groups_43 | Water Heating (DHW) Pipe Insulation (Add 3/4\ Foam)" | 0.1297% | 0 | 2.3058 | Commercial_2025_Economic_MW_After Competition Groups_Water Heating (DHW) Pipe Insulation (Add 3/4\ Foam)"
Commercial | Com ¦ Outside Air Economizer | 2025 | Economic | MW | After Competition Groups | 1.8197 | 0 | 0 | 1777.7051 | 0.0010236 | 44 | Commercial_2025_Economic_MW_After Competition Groups_44 | Outside Air Economizer | 0.1024% | 0 | 1.8197 | Commercial_2025_Economic_MW_After Competition Groups_Outside Air Economizer
Commercial | Com ¦ Suction Pipe Insulation Freezer/Refrigerator | 2025 | Economic | MW | After Competition Groups | 1.5704 | 0 | 0 | 1777.7051 | 0.00088336 | 45 | Commercial_2025_Economic_MW_After Competition Groups_45 | Suction Pipe Insulation Freezer/Refrigerator | 0.08834% | 0 | 1.5704 | Commercial_2025_Economic_MW_After Competition Groups_Suction Pipe Insulation Freezer/Refrigerator
Commercial | Com ¦ ENERGY STAR Dishwasher | 2025 | Economic | MW | After Competition Groups | 1.2155 | 0 | 0 | 1777.7051 | 0.00068377 | 46 | Commercial_2025_Economic_MW_After Competition Groups_46 | ENERGY STAR Dishwasher | 0.06838% | 0 | 1.2155 | Commercial_2025_Economic_MW_After Competition Groups_ENERGY STAR Dishwasher
Commercial | Com ¦ ENERGY STAR Fryer (84% eff) | 2025 | Economic | MW | After Competition Groups | 1.2011 | 0 | 0 | 1777.7051 | 0.00067563 | 47 | Commercial_2025_Economic_MW_After Competition Groups_47 | ENERGY STAR Fryer (84% eff) | 0.06756% | 0 | 1.2011 | Commercial_2025_Economic_MW_After Competition Groups_ENERGY STAR Fryer (84% eff)
Commercial | Com ¦ ENERGY STAR Steam Cookers | 2025 | Economic | MW | After Competition Groups | 0.78497 | 0 | 0 | 1777.7051 | 0.00044156 | 48 | Commercial_2025_Economic_MW_After Competition Groups_48 | ENERGY STAR Steam Cookers | 0.04416% | 0 | 0.78497 | Commercial_2025_Economic_MW_After Competition Groups_ENERGY STAR Steam Cookers
Commercial | Com ¦ Ozone Laundry Treatment | 2025 | Economic | MW | After Competition Groups | 0.7529 | 0 | 0 | 1777.7051 | 0.00042352 | 49 | Commercial_2025_Economic_MW_After Competition Groups_49 | Ozone Laundry Treatment | 0.04235% | 0 | 0.7529 | Commercial_2025_Economic_MW_After Competition Groups_Ozone Laundry Treatment
Commercial | Com ¦ Thermostat Setback | 2025 | Economic | MW | After Competition Groups | 0.59347 | 0 | 0 | 1777.7051 | 0.00033384 | 50 | Commercial_2025_Economic_MW_After Competition Groups_50 | Thermostat Setback | 0.03338% | 0 | 0.59347 | Commercial_2025_Economic_MW_After Competition Groups_Thermostat Setback
Commercial | Com ¦ PTAC (12 EER/10,000 BTU) | 2025 | Economic | MW | After Competition Groups | 0.44111 | 0 | 0 | 1777.7051 | 0.00024813 | 51 | Commercial_2025_Economic_MW_After Competition Groups_51 | PTAC (12 EER/10,000 BTU) | 0.02481% | 0 | 0.44111 | Commercial_2025_Economic_MW_After Competition Groups_PTAC (12 EER/10,000 BTU)
Commercial | Com ¦ ECM MOTORS FOR HVAC APPLICATION (FAN-POWERED VAV BOX) | 2025 | Economic | MW | After Competition Groups | 0.30014 | 0 | 0 | 1777.7051 | 0.00016884 | 52 | Commercial_2025_Economic_MW_After Competition Groups_52 | ECM MOTORS FOR HVAC APPLICATION (FAN-POWERED VAV BOX) | 0.01688% | 0 | 0.30014 | Commercial_2025_Economic_MW_After Competition Groups_ECM MOTORS FOR HVAC APPLICATION (FAN-POWERED VAV BOX)
Commercial | Com ¦ Condensing Make Up Air Unit | 2025 | Economic | MW | After Competition Groups | 0.28913 | 0 | 0 | 1777.7051 | 0.00016264 | 53 | Commercial_2025_Economic_MW_After Competition Groups_53 | Condensing Make Up Air Unit | 0.01626% | 0 | 0.28913 | Commercial_2025_Economic_MW_After Competition Groups_Condensing Make Up Air Unit
Commercial | Com ¦ Solar Water Preheat (Pools/DHW) | 2025 | Economic | MW | After Competition Groups | 0.23648 | 0 | 0 | 1777.7051 | 0.00013302 | 54 | Commercial_2025_Economic_MW_After Competition Groups_54 | Solar Water Preheat (Pools/DHW) | 0.0133% | 0 | 0.23648 | Commercial_2025_Economic_MW_After Competition Groups_Solar Water Preheat (Pools/DHW)
Commercial | COM ¦ Ductless Mini-Split Heat Pumps | 2025 | Economic | MW | After Competition Groups | 0.23033 | 0 | 0 | 1777.7051 | 0.00012956 | 55 | Commercial_2025_Economic_MW_After Competition Groups_55 | Ductless Mini-Split Heat Pumps | 0.01296% | 0 | 0.23033 | Commercial_2025_Economic_MW_After Competition Groups_Ductless Mini-Split Heat Pumps
Commercial | Com ¦ Notched V belts for HVAC Systems | 2025 | Economic | MW | After Competition Groups | 0.22173 | 0 | 0 | 1777.7051 | 0.00012473 | 56 | Commercial_2025_Economic_MW_After Competition Groups_56 | Notched V belts for HVAC Systems | 0.01247% | 0 | 0.22173 | Commercial_2025_Economic_MW_After Competition Groups_Notched V belts for HVAC Systems
Commercial | Com ¦ Auto Off Time Switch or Time Clock control | 2025 | Economic | MW | After Competition Groups | 0.18264 | 0 | 0 | 1777.7051 | 0.00010274 | 57 | Commercial_2025_Economic_MW_After Competition Groups_57 | Auto Off Time Switch or Time Clock control | 0.01027% | 0 | 0.18264 | Commercial_2025_Economic_MW_After Competition Groups_Auto Off Time Switch or Time Clock control
Commercial | Com ¦ Demand controlled Circulating Systems | 2025 | Economic | MW | After Competition Groups | 0.14794 | 0 | 0 | 1777.7051 | 8.3217e-05 | 58 | Commercial_2025_Economic_MW_After Competition Groups_58 | Demand controlled Circulating Systems | 0.008322% | 0 | 0.14794 | Commercial_2025_Economic_MW_After Competition Groups_Demand controlled Circulating Systems
Commercial | Com ¦ CEE Tier 2/Energy Star Clothes Washers | 2025 | Economic | MW | After Competition Groups | 0.12328 | 0 | 0 | 1777.7051 | 6.935e-05 | 59 | Commercial_2025_Economic_MW_After Competition Groups_59 | CEE Tier 2/Energy Star Clothes Washers | 0.006935% | 0 | 0.12328 | Commercial_2025_Economic_MW_After Competition Groups_CEE Tier 2/Energy Star Clothes Washers
Commercial | Com ¦ HVAC Optimization | 2025 | Economic | MW | After Competition Groups | 0.10875 | 0 | 0 | 1777.7051 | 6.1175e-05 | 60 | Commercial_2025_Economic_MW_After Competition Groups_60 | HVAC Optimization | 0.006118% | 0 | 0.10875 | Commercial_2025_Economic_MW_After Competition Groups_HVAC Optimization
Commercial | Com ¦ Low Flow Pre-Rinse Spray Nozzle | 2025 | Economic | MW | After Competition Groups | 0.091034 | 0 | 0 | 1777.7051 | 5.1209e-05 | 61 | Commercial_2025_Economic_MW_After Competition Groups_61 | Low Flow Pre-Rinse Spray Nozzle | 0.005121% | 0 | 0.091034 | Commercial_2025_Economic_MW_After Competition Groups_Low Flow Pre-Rinse Spray Nozzle
Commercial | Com ¦ Commercial Hot Food Holding Cabinets | 2025 | Economic | MW | After Competition Groups | 0.069653 | 0 | 0 | 1777.7051 | 3.9181e-05 | 62 | Commercial_2025_Economic_MW_After Competition Groups_62 | Commercial Hot Food Holding Cabinets | 0.003918% | 0 | 0.069653 | Commercial_2025_Economic_MW_After Competition Groups_Commercial Hot Food Holding Cabinets
Commercial | Com ¦ Room AC (w/ louvered sides) 14 SEER from 12 SEER code | 2025 | Economic | MW | After Competition Groups | 0.057994 | 0 | 0 | 1777.7051 | 3.2623e-05 | 63 | Commercial_2025_Economic_MW_After Competition Groups_63 | Room AC (w/ louvered sides) 14 SEER from 12 SEER code | 0.003262% | 0 | 0.057994 | Commercial_2025_Economic_MW_After Competition Groups_Room AC (w/ louvered sides) 14 SEER from 12 SEER code
Commercial | Com ¦ Wall Insulation | 2025 | Economic | MW | After Competition Groups | 0.055218 | 0 | 0 | 1777.7051 | 3.1062e-05 | 64 | Commercial_2025_Economic_MW_After Competition Groups_64 | Wall Insulation | 0.003106% | 0 | 0.055218 | Commercial_2025_Economic_MW_After Competition Groups_Wall Insulation
Commercial | Com ¦ Condensing Unit Heaters or other Efficient Unit Heating System | 2025 | Economic | MW | After Competition Groups | 0.051522 | 0 | 0 | 1777.7051 | 2.8982e-05 | 65 | Commercial_2025_Economic_MW_After Competition Groups_65 | Condensing Unit Heaters or other Efficient Unit Heating System | 0.002898% | 0 | 0.051522 | Commercial_2025_Economic_MW_After Competition Groups_Condensing Unit Heaters or other Efficient Unit Heating System
Commercial | Com ¦ Energy Recovery Ventilation and Ventilation (Enhanced) | 2025 | Economic | MW | After Competition Groups | 0.037347 | 0 | 0 | 1777.7051 | 2.1009e-05 | 66 | Commercial_2025_Economic_MW_After Competition Groups_66 | Energy Recovery Ventilation and Ventilation (Enhanced) | 0.002101% | 0 | 0.037347 | Commercial_2025_Economic_MW_After Competition Groups_Energy Recovery Ventilation and Ventilation (Enhanced)
Commercial | Com ¦ High Efficiency Chiller (avg of water and air cooled) | 2025 | Economic | MW | After Competition Groups | 0.02196 | 0 | 0 | 1777.7051 | 1.2353e-05 | 67 | Commercial_2025_Economic_MW_After Competition Groups_67 | High Efficiency Chiller (avg of water and air cooled) | 0.001235% | 0 | 0.02196 | Commercial_2025_Economic_MW_After Competition Groups_High Efficiency Chiller (avg of water and air cooled)
Commercial | Com ¦ VSD Air Compressor | 2025 | Economic | MW | After Competition Groups | 0.019734 | 0 | 0 | 1777.7051 | 1.1101e-05 | 68 | Commercial_2025_Economic_MW_After Competition Groups_68 | VSD Air Compressor | 0.00111% | 0 | 0.019734 | Commercial_2025_Economic_MW_After Competition Groups_VSD Air Compressor
Commercial | Com ¦ Air Curtains | 2025 | Economic | MW | After Competition Groups | 0.0065943 | 0 | 0 | 1777.7051 | 3.7095e-06 | 69 | Commercial_2025_Economic_MW_After Competition Groups_69 | Air Curtains | 0.0003709% | 0 | 0.0065943 | Commercial_2025_Economic_MW_After Competition Groups_Air Curtains
Commercial | Com ¦ EC Plug Fan for Data Center (under cabinet) | 2025 | Economic | MW | After Competition Groups | 0.0047084 | 0 | 0 | 1777.7051 | 2.6486e-06 | 70 | Commercial_2025_Economic_MW_After Competition Groups_70 | EC Plug Fan for Data Center (under cabinet) | 0.0002649% | 0 | 0.0047084 | Commercial_2025_Economic_MW_After Competition Groups_EC Plug Fan for Data Center (under cabinet)
Commercial | Com ¦ LED RECESSED DOWNLIGHTS | 2025 | Economic | MW | After Competition Groups | 0.0014909 | 0 | 0 | 1777.7051 | 8.3864e-07 | 71 | Commercial_2025_Economic_MW_After Competition Groups_71 | LED RECESSED DOWNLIGHTS | 8.386e-05% | 0 | 0.0014909 | Commercial_2025_Economic_MW_After Competition Groups_LED RECESSED DOWNLIGHTS
Commercial | Com ¦ Electric Convection Combination Ovens | 2025 | Economic | MW | After Competition Groups | 0.00024701 | 0 | 0 | 1777.7051 | 1.3895e-07 | 72 | Commercial_2025_Economic_MW_After Competition Groups_72 | Electric Convection Combination Ovens | 1.389e-05% | 0 | 0.00024701 | Commercial_2025_Economic_MW_After Competition Groups_Electric Convection Combination Ovens
Commercial | Com ¦ Efficient compressor motor | 2025 | Economic | MW | After Competition Groups | 0 | 0 | 0 | 1777.7051 | 0 | 73 | Commercial_2025_Economic_MW_After Competition Groups_73 | Efficient compressor motor | 0% | 0 | 0 | Commercial_2025_Economic_MW_After Competition Groups_Efficient compressor motor
Commercial | Com ¦ Indoor Daylight Sensors/Photocell Dimming Control | 2025 | Economic | MW | After Competition Groups | 0 | 0 | 0 | 1777.7051 | 0 | 74 | Commercial_2025_Economic_MW_After Competition Groups_74 | Indoor Daylight Sensors/Photocell Dimming Control | 0% | 0 | 0 | Commercial_2025_Economic_MW_After Competition Groups_Indoor Daylight Sensors/Photocell Dimming Control
Commercial | Com ¦ Variable Refrigerant Flow Heat Pump | 2025 | Economic | MW | After Competition Groups | 0 | 0 | 0 | 1777.7051 | 0 | 75 | Commercial_2025_Economic_MW_After Competition Groups_75 | Variable Refrigerant Flow Heat Pump | 0% | 0 | 0 | Commercial_2025_Economic_MW_After Competition Groups_Variable Refrigerant Flow Heat Pump
Commercial | Com ¦ ENERGY STAR LED LAMPS (REFLECTOR LAMPs/MR16/PAR 16) | 2025 | SC A | MW | After Competition Groups | 85.1681 | 0 | 0 | 490.5497 | 0.17362 | 1 | Commercial_2025_SC A_MW_After Competition Groups_1 | ENERGY STAR LED LAMPS (REFLECTOR LAMPs/MR16/PAR 16) | 17.36% | 0 | 85.1681 | Commercial_2025_SC A_MW_After Competition Groups_ENERGY STAR LED LAMPS (REFLECTOR LAMPs/MR16/PAR 16)
Commercial | Com ¦ LED Low/High Bay | 2025 | SC A | MW | After Competition Groups | 60.1529 | 0 | 0 | 490.5497 | 0.12262 | 2 | Commercial_2025_SC A_MW_After Competition Groups_2 | LED Low/High Bay | 12.26% | 0 | 60.1529 | Commercial_2025_SC A_MW_After Competition Groups_LED Low/High Bay
Commercial | Com ¦ LED Troffer/Surface/Suspended | 2025 | SC A | MW | After Competition Groups | 58.0522 | 0 | 0 | 490.5497 | 0.11834 | 3 | Commercial_2025_SC A_MW_After Competition Groups_3 | LED Troffer/Surface/Suspended | 11.83% | 0 | 58.0522 | Commercial_2025_SC A_MW_After Competition Groups_LED Troffer/Surface/Suspended
Commercial | Com ¦ LED Replacement Lamp (Tube) | 2025 | SC A | MW | After Competition Groups | 40.5297 | 0 | 0 | 490.5497 | 0.082621 | 4 | Commercial_2025_SC A_MW_After Competition Groups_4 | LED Replacement Lamp (Tube) | 8.262% | 0 | 40.5297 | Commercial_2025_SC A_MW_After Competition Groups_LED Replacement Lamp (Tube)
Commercial | Com ¦ High Efficiency Air Source Heat Pump | 2025 | SC A | MW | After Competition Groups | 30.9893 | 0 | 0 | 490.5497 | 0.063173 | 5 | Commercial_2025_SC A_MW_After Competition Groups_5 | High Efficiency Air Source Heat Pump | 6.317% | 0 | 30.9893 | Commercial_2025_SC A_MW_After Competition Groups_High Efficiency Air Source Heat Pump
Commercial | Com ¦ Building Recommissioning, Operations and Maintenance (O&M) Improvements | 2025 | SC A | MW | After Competition Groups | 23.9777 | 0 | 0 | 490.5497 | 0.048879 | 6 | Commercial_2025_SC A_MW_After Competition Groups_6 | Building Recommissioning, Operations and Maintenance (O&M) Improvements | 4.888% | 0 | 23.9777 | Commercial_2025_SC A_MW_After Competition Groups_Building Recommissioning, Operations and Maintenance (O&M) Improvements
Commercial | Com ¦ Education and Capacity Building/Energy Behavior | 2025 | SC A | MW | After Competition Groups | 20.5262 | 0 | 0 | 490.5497 | 0.041843 | 7 | Commercial_2025_SC A_MW_After Competition Groups_7 | Education and Capacity Building/Energy Behavior | 4.184% | 0 | 20.5262 | Commercial_2025_SC A_MW_After Competition Groups_Education and Capacity Building/Energy Behavior
Commercial | Com ¦ Data Center Storage/Server Virtualization | 2025 | SC A | MW | After Competition Groups | 17.2033 | 0 | 0 | 490.5497 | 0.03507 | 8 | Commercial_2025_SC A_MW_After Competition Groups_8 | Data Center Storage/Server Virtualization | 3.507% | 0 | 17.2033 | Commercial_2025_SC A_MW_After Competition Groups_Data Center Storage/Server Virtualization
Commercial | Com ¦ Advanced BAS/Controllers | 2025 | SC A | MW | After Competition Groups | 14.1833 | 0 | 0 | 490.5497 | 0.028913 | 9 | Commercial_2025_SC A_MW_After Competition Groups_9 | Advanced BAS/Controllers | 2.891% | 0 | 14.1833 | Commercial_2025_SC A_MW_After Competition Groups_Advanced BAS/Controllers
Commercial | Com ¦ Reach-in Shaded Pole to ECM/PSC Evaporator Fan Motor | 2025 | SC A | MW | After Competition Groups | 12.0752 | 0 | 0 | 490.5497 | 0.024616 | 10 | Commercial_2025_SC A_MW_After Competition Groups_10 | Reach-in Shaded Pole to ECM/PSC Evaporator Fan Motor | 2.462% | 0 | 12.0752 | Commercial_2025_SC A_MW_After Competition Groups_Reach-in Shaded Pole to ECM/PSC Evaporator Fan Motor
Commercial | Com ¦ LED or Equivalent Sign Lighting | 2025 | SC A | MW | After Competition Groups | 11.9171 | 0 | 0 | 490.5497 | 0.024293 | 11 | Commercial_2025_SC A_MW_After Competition Groups_11 | LED or Equivalent Sign Lighting | 2.429% | 0 | 11.9171 | Commercial_2025_SC A_MW_After Competition Groups_LED or Equivalent Sign Lighting
Commercial | Com ¦ ENERGY STAR LED LAMPS (General Service Lamps) | 2025 | SC A | MW | After Competition Groups | 11.4731 | 0 | 0 | 490.5497 | 0.023388 | 12 | Commercial_2025_SC A_MW_After Competition Groups_12 | ENERGY STAR LED LAMPS (General Service Lamps) | 2.339% | 0 | 11.4731 | Commercial_2025_SC A_MW_After Competition Groups_ENERGY STAR LED LAMPS (General Service Lamps)
Commercial | Com ¦ Adaptive Thermostats | 2025 | SC A | MW | After Competition Groups | 9.2124 | 0 | 0 | 490.5497 | 0.01878 | 13 | Commercial_2025_SC A_MW_After Competition Groups_13 | Adaptive Thermostats | 1.878% | 0 | 9.2124 | Commercial_2025_SC A_MW_After Competition Groups_Adaptive Thermostats
Commercial | Com ¦ Strip Curtains | 2025 | SC A | MW | After Competition Groups | 8.6608 | 0 | 0 | 490.5497 | 0.017655 | 14 | Commercial_2025_SC A_MW_After Competition Groups_14 | Strip Curtains | 1.766% | 0 | 8.6608 | Commercial_2025_SC A_MW_After Competition Groups_Strip Curtains
Commercial | Com ¦ Unitary Air-Conditioning Unit | 2025 | SC A | MW | After Competition Groups | 7.0257 | 0 | 0 | 490.5497 | 0.014322 | 15 | Commercial_2025_SC A_MW_After Competition Groups_15 | Unitary Air-Conditioning Unit | 1.432% | 0 | 7.0257 | Commercial_2025_SC A_MW_After Competition Groups_Unitary Air-Conditioning Unit
Commercial | Com ¦ Furnace Tune-Up | 2025 | SC A | MW | After Competition Groups | 6.8559 | 0 | 0 | 490.5497 | 0.013976 | 16 | Commercial_2025_SC A_MW_After Competition Groups_16 | Furnace Tune-Up | 1.398% | 0 | 6.8559 | Commercial_2025_SC A_MW_After Competition Groups_Furnace Tune-Up
Commercial | Com ¦ Refrigerated Display Case Doors | 2025 | SC A | MW | After Competition Groups | 6.7136 | 0 | 0 | 490.5497 | 0.013686 | 17 | Commercial_2025_SC A_MW_After Competition Groups_17 | Refrigerated Display Case Doors | 1.369% | 0 | 6.7136 | Commercial_2025_SC A_MW_After Competition Groups_Refrigerated Display Case Doors
Commercial | Com ¦ Chilled Water Optimization | 2025 | SC A | MW | After Competition Groups | 5.9794 | 0 | 0 | 490.5497 | 0.012189 | 18 | Commercial_2025_SC A_MW_After Competition Groups_18 | Chilled Water Optimization | 1.219% | 0 | 5.9794 | Commercial_2025_SC A_MW_After Competition Groups_Chilled Water Optimization
Commercial | Com ¦ Centrally controlled desktop PC/NETWORK PC POWER MANAGEMENT SOFTWARE | 2025 | SC A | MW | After Competition Groups | 5.5935 | 0 | 0 | 490.5497 | 0.011403 | 19 | Commercial_2025_SC A_MW_After Competition Groups_19 | Centrally controlled desktop PC/NETWORK PC POWER MANAGEMENT SOFTWARE | 1.14% | 0 | 5.5935 | Commercial_2025_SC A_MW_After Competition Groups_Centrally controlled desktop PC/NETWORK PC POWER MANAGEMENT SOFTWARE
Commercial | Com ¦ Variable Frequency Drive (VFD) | 2025 | SC A | MW | After Competition Groups | 4.8306 | 0 | 0 | 490.5497 | 0.0098473 | 20 | Commercial_2025_SC A_MW_After Competition Groups_20 | Variable Frequency Drive (VFD) | 0.9847% | 0 | 4.8306 | Commercial_2025_SC A_MW_After Competition Groups_Variable Frequency Drive (VFD)
Commercial | Com ¦ Demand Control Ventilation | 2025 | SC A | MW | After Competition Groups | 4.4999 | 0 | 0 | 490.5497 | 0.0091732 | 21 | Commercial_2025_SC A_MW_After Competition Groups_21 | Demand Control Ventilation | 0.9173% | 0 | 4.4999 | Commercial_2025_SC A_MW_After Competition Groups_Demand Control Ventilation
Commercial | Com ¦ VFD on Pumps | 2025 | SC A | MW | After Competition Groups | 4.486 | 0 | 0 | 490.5497 | 0.0091449 | 22 | Commercial_2025_SC A_MW_After Competition Groups_22 | VFD on Pumps | 0.9145% | 0 | 4.486 | Commercial_2025_SC A_MW_After Competition Groups_VFD on Pumps
Commercial | Com ¦ LED EXTERIOR AREA LIGHTS - LED fixture (200W) | 2025 | SC A | MW | After Competition Groups | 4.2361 | 0 | 0 | 490.5497 | 0.0086355 | 23 | Commercial_2025_SC A_MW_After Competition Groups_23 | LED EXTERIOR AREA LIGHTS - LED fixture (200W) | 0.8636% | 0 | 4.2361 | Commercial_2025_SC A_MW_After Competition Groups_LED EXTERIOR AREA LIGHTS - LED fixture (200W)
Commercial | Com ¦ LED parking lot fixture | 2025 | SC A | MW | After Competition Groups | 4.1525 | 0 | 0 | 490.5497 | 0.008465 | 24 | Commercial_2025_SC A_MW_After Competition Groups_24 | LED parking lot fixture | 0.8465% | 0 | 4.1525 | Commercial_2025_SC A_MW_After Competition Groups_LED parking lot fixture
Commercial | Com ¦ Refrigerated Display Case LED | 2025 | SC A | MW | After Competition Groups | 3.9705 | 0 | 0 | 490.5497 | 0.0080939 | 25 | Commercial_2025_SC A_MW_After Competition Groups_25 | Refrigerated Display Case LED | 0.8094% | 0 | 3.9705 | Commercial_2025_SC A_MW_After Competition Groups_Refrigerated Display Case LED
Commercial | Com ¦ ECM MOTORS FOR EVAPORATOR FANS for refrigeration (WALK-IN) | 2025 | SC A | MW | After Competition Groups | 2.4726 | 0 | 0 | 490.5497 | 0.0050406 | 26 | Commercial_2025_SC A_MW_After Competition Groups_26 | ECM MOTORS FOR EVAPORATOR FANS for refrigeration (WALK-IN) | 0.5041% | 0 | 2.4726 | Commercial_2025_SC A_MW_After Competition Groups_ECM MOTORS FOR EVAPORATOR FANS for refrigeration (WALK-IN)
Commercial | Com ¦ LED street light fixture | 2025 | SC A | MW | After Competition Groups | 2.4109 | 0 | 0 | 490.5497 | 0.0049147 | 27 | Commercial_2025_SC A_MW_After Competition Groups_27 | LED street light fixture | 0.4915% | 0 | 2.4109 | Commercial_2025_SC A_MW_After Competition Groups_LED street light fixture
Commercial | Com ¦ ENERGY STAR Griddle (74% eff) | 2025 | SC A | MW | After Competition Groups | 2.3382 | 0 | 0 | 490.5497 | 0.0047666 | 28 | Commercial_2025_SC A_MW_After Competition Groups_28 | ENERGY STAR Griddle (74% eff) | 0.4767% | 0 | 2.3382 | Commercial_2025_SC A_MW_After Competition Groups_ENERGY STAR Griddle (74% eff)
Commercial | Com ¦ Air Handler with Dedicated Outdoor Air Systems | 2025 | SC A | MW | After Competition Groups | 2.3161 | 0 | 0 | 490.5497 | 0.0047214 | 29 | Commercial_2025_SC A_MW_After Competition Groups_29 | Air Handler with Dedicated Outdoor Air Systems | 0.4721% | 0 | 2.3161 | Commercial_2025_SC A_MW_After Competition Groups_Air Handler with Dedicated Outdoor Air Systems
Commercial | Com ¦ Evaporator Fan Controls | 2025 | SC A | MW | After Competition Groups | 2.0776 | 0 | 0 | 490.5497 | 0.0042352 | 30 | Commercial_2025_SC A_MW_After Competition Groups_30 | Evaporator Fan Controls | 0.4235% | 0 | 2.0776 | Commercial_2025_SC A_MW_After Competition Groups_Evaporator Fan Controls
Commercial | Com ¦ Demand Control Kitchen Ventilation | 2025 | SC A | MW | After Competition Groups | 1.8457 | 0 | 0 | 490.5497 | 0.0037626 | 31 | Commercial_2025_SC A_MW_After Competition Groups_31 | Demand Control Kitchen Ventilation | 0.3763% | 0 | 1.8457 | Commercial_2025_SC A_MW_After Competition Groups_Demand Control Kitchen Ventilation
Commercial | Com ¦ Freezer Case Light Sensor | 2025 | SC A | MW | After Competition Groups | 1.7547 | 0 | 0 | 490.5497 | 0.003577 | 32 | Commercial_2025_SC A_MW_After Competition Groups_32 | Freezer Case Light Sensor | 0.3577% | 0 | 1.7547 | Commercial_2025_SC A_MW_After Competition Groups_Freezer Case Light Sensor
Commercial | Com ¦ Occupancy Sensors | 2025 | SC A | MW | After Competition Groups | 1.5686 | 0 | 0 | 490.5497 | 0.0031977 | 33 | Commercial_2025_SC A_MW_After Competition Groups_33 | Occupancy Sensors | 0.3198% | 0 | 1.5686 | Commercial_2025_SC A_MW_After Competition Groups_Occupancy Sensors
Commercial | Com ¦ Duct Insulation, R8 | 2025 | SC A | MW | After Competition Groups | 1.2486 | 0 | 0 | 490.5497 | 0.0025454 | 34 | Commercial_2025_SC A_MW_After Competition Groups_34 | Duct Insulation, R8 | 0.2545% | 0 | 1.2486 | Commercial_2025_SC A_MW_After Competition Groups_Duct Insulation, R8
Commercial | Com ¦ Door Gasket Freezer/Refrigerator | 2025 | SC A | MW | After Competition Groups | 1.248 | 0 | 0 | 490.5497 | 0.0025441 | 35 | Commercial_2025_SC A_MW_After Competition Groups_35 | Door Gasket Freezer/Refrigerator | 0.2544% | 0 | 1.248 | Commercial_2025_SC A_MW_After Competition Groups_Door Gasket Freezer/Refrigerator
Commercial | Com ¦ Water Source Heat Pump (4 ton) | 2025 | SC A | MW | After Competition Groups | 0.91775 | 0 | 0 | 490.5497 | 0.0018709 | 36 | Commercial_2025_SC A_MW_After Competition Groups_36 | Water Source Heat Pump (4 ton) | 0.1871% | 0 | 0.91775 | Commercial_2025_SC A_MW_After Competition Groups_Water Source Heat Pump (4 ton)
Commercial | Com ¦ Temperature Adjustment in Commercial Freezers | 2025 | SC A | MW | After Competition Groups | 0.76038 | 0 | 0 | 490.5497 | 0.0015501 | 37 | Commercial_2025_SC A_MW_After Competition Groups_37 | Temperature Adjustment in Commercial Freezers | 0.155% | 0 | 0.76038 | Commercial_2025_SC A_MW_After Competition Groups_Temperature Adjustment in Commercial Freezers
Commercial | Com ¦ Elec Storage WH 2.30 Et | 2025 | SC A | MW | After Competition Groups | 0.75058 | 0 | 0 | 490.5497 | 0.0015301 | 38 | Commercial_2025_SC A_MW_After Competition Groups_38 | Elec Storage WH 2.30 Et | 0.153% | 0 | 0.75058 | Commercial_2025_SC A_MW_After Competition Groups_Elec Storage WH 2.30 Et
Commercial | Com ¦ ENERGY STAR Fryer (84% eff) | 2025 | SC A | MW | After Competition Groups | 0.68318 | 0 | 0 | 490.5497 | 0.0013927 | 39 | Commercial_2025_SC A_MW_After Competition Groups_39 | ENERGY STAR Fryer (84% eff) | 0.1393% | 0 | 0.68318 | Commercial_2025_SC A_MW_After Competition Groups_ENERGY STAR Fryer (84% eff)
Commercial | Com ¦ BEVERAGE VENDING MACHINE CONTROLS | 2025 | SC A | MW | After Competition Groups | 0.68196 | 0 | 0 | 490.5497 | 0.0013902 | 40 | Commercial_2025_SC A_MW_After Competition Groups_40 | BEVERAGE VENDING MACHINE CONTROLS | 0.139% | 0 | 0.68196 | Commercial_2025_SC A_MW_After Competition Groups_BEVERAGE VENDING MACHINE CONTROLS
Commercial | Com ¦ Vertical Night Covers | 2025 | SC A | MW | After Competition Groups | 0.61476 | 0 | 0 | 490.5497 | 0.0012532 | 41 | Commercial_2025_SC A_MW_After Competition Groups_41 | Vertical Night Covers | 0.1253% | 0 | 0.61476 | Commercial_2025_SC A_MW_After Competition Groups_Vertical Night Covers
Commercial | Com ¦ CO Sensors for parking garage exhaust fans | 2025 | SC A | MW | After Competition Groups | 0.57002 | 0 | 0 | 490.5497 | 0.001162 | 42 | Commercial_2025_SC A_MW_After Competition Groups_42 | CO Sensors for parking garage exhaust fans | 0.1162% | 0 | 0.57002 | Commercial_2025_SC A_MW_After Competition Groups_CO Sensors for parking garage exhaust fans
Commercial | Com ¦ Energy Efficient Laboratory Fume Hood | 2025 | SC A | MW | After Competition Groups | 0.5445 | 0 | 0 | 490.5497 | 0.00111 | 43 | Commercial_2025_SC A_MW_After Competition Groups_43 | Energy Efficient Laboratory Fume Hood | 0.111% | 0 | 0.5445 | Commercial_2025_SC A_MW_After Competition Groups_Energy Efficient Laboratory Fume Hood
Commercial | Com ¦ Outside Air Economizer | 2025 | SC A | MW | After Competition Groups | 0.5388 | 0 | 0 | 490.5497 | 0.0010984 | 44 | Commercial_2025_SC A_MW_After Competition Groups_44 | Outside Air Economizer | 0.1098% | 0 | 0.5388 | Commercial_2025_SC A_MW_After Competition Groups_Outside Air Economizer
Commercial | Com ¦ Thermostat Setback | 2025 | SC A | MW | After Competition Groups | 0.50699 | 0 | 0 | 490.5497 | 0.0010335 | 45 | Commercial_2025_SC A_MW_After Competition Groups_45 | Thermostat Setback | 0.1034% | 0 | 0.50699 | Commercial_2025_SC A_MW_After Competition Groups_Thermostat Setback
Commercial | Com ¦ Water Heating (DHW) Pipe Insulation (Add 3/4\ Foam)" | 2025 | SC A | MW | After Competition Groups | 0.48236 | 0 | 0 | 490.5497 | 0.00098331 | 46 | Commercial_2025_SC A_MW_After Competition Groups_46 | Water Heating (DHW) Pipe Insulation (Add 3/4\ Foam)" | 0.09833% | 0 | 0.48236 | Commercial_2025_SC A_MW_After Competition Groups_Water Heating (DHW) Pipe Insulation (Add 3/4\ Foam)"
Commercial | Com ¦ ENERGY STAR Steam Cookers | 2025 | SC A | MW | After Competition Groups | 0.43646 | 0 | 0 | 490.5497 | 0.00088973 | 47 | Commercial_2025_SC A_MW_After Competition Groups_47 | ENERGY STAR Steam Cookers | 0.08897% | 0 | 0.43646 | Commercial_2025_SC A_MW_After Competition Groups_ENERGY STAR Steam Cookers
Commercial | Com ¦ Suction Pipe Insulation Freezer/Refrigerator | 2025 | SC A | MW | After Competition Groups | 0.31615 | 0 | 0 | 490.5497 | 0.00064449 | 48 | Commercial_2025_SC A_MW_After Competition Groups_48 | Suction Pipe Insulation Freezer/Refrigerator | 0.06445% | 0 | 0.31615 | Commercial_2025_SC A_MW_After Competition Groups_Suction Pipe Insulation Freezer/Refrigerator
Commercial | Com ¦ ENERGY STAR Dishwasher | 2025 | SC A | MW | After Competition Groups | 0.29473 | 0 | 0 | 490.5497 | 0.00060082 | 49 | Commercial_2025_SC A_MW_After Competition Groups_49 | ENERGY STAR Dishwasher | 0.06008% | 0 | 0.29473 | Commercial_2025_SC A_MW_After Competition Groups_ENERGY STAR Dishwasher
Commercial | Com ¦ Ozone Laundry Treatment | 2025 | SC A | MW | After Competition Groups | 0.12498 | 0 | 0 | 490.5497 | 0.00025477 | 50 | Commercial_2025_SC A_MW_After Competition Groups_50 | Ozone Laundry Treatment | 0.02548% | 0 | 0.12498 | Commercial_2025_SC A_MW_After Competition Groups_Ozone Laundry Treatment
Commercial | Com ¦ ECM MOTORS FOR HVAC APPLICATION (FAN-POWERED VAV BOX) | 2025 | SC A | MW | After Competition Groups | 0.073346 | 0 | 0 | 490.5497 | 0.00014952 | 51 | Commercial_2025_SC A_MW_After Competition Groups_51 | ECM MOTORS FOR HVAC APPLICATION (FAN-POWERED VAV BOX) | 0.01495% | 0 | 0.073346 | Commercial_2025_SC A_MW_After Competition Groups_ECM MOTORS FOR HVAC APPLICATION (FAN-POWERED VAV BOX)
Commercial | Com ¦ Condensing Make Up Air Unit | 2025 | SC A | MW | After Competition Groups | 0.071716 | 0 | 0 | 490.5497 | 0.0001462 | 52 | Commercial_2025_SC A_MW_After Competition Groups_52 | Condensing Make Up Air Unit | 0.01462% | 0 | 0.071716 | Commercial_2025_SC A_MW_After Competition Groups_Condensing Make Up Air Unit
Commercial | COM ¦ Ductless Mini-Split Heat Pumps | 2025 | SC A | MW | After Competition Groups | 0.063884 | 0 | 0 | 490.5497 | 0.00013023 | 53 | Commercial_2025_SC A_MW_After Competition Groups_53 | Ductless Mini-Split Heat Pumps | 0.01302% | 0 | 0.063884 | Commercial_2025_SC A_MW_After Competition Groups_Ductless Mini-Split Heat Pumps
Commercial | Com ¦ CEE Tier 2/Energy Star Clothes Washers | 2025 | SC A | MW | After Competition Groups | 0.059847 | 0 | 0 | 490.5497 | 0.000122 | 54 | Commercial_2025_SC A_MW_After Competition Groups_54 | CEE Tier 2/Energy Star Clothes Washers | 0.0122% | 0 | 0.059847 | Commercial_2025_SC A_MW_After Competition Groups_CEE Tier 2/Energy Star Clothes Washers
Commercial | Com ¦ HVAC Optimization | 2025 | SC A | MW | After Competition Groups | 0.056581 | 0 | 0 | 490.5497 | 0.00011534 | 55 | Commercial_2025_SC A_MW_After Competition Groups_55 | HVAC Optimization | 0.01153% | 0 | 0.056581 | Commercial_2025_SC A_MW_After Competition Groups_HVAC Optimization
Commercial | Com ¦ Low Flow Pre-Rinse Spray Nozzle | 2025 | SC A | MW | After Competition Groups | 0.03534 | 0 | 0 | 490.5497 | 7.2042e-05 | 56 | Commercial_2025_SC A_MW_After Competition Groups_56 | Low Flow Pre-Rinse Spray Nozzle | 0.007204% | 0 | 0.03534 | Commercial_2025_SC A_MW_After Competition Groups_Low Flow Pre-Rinse Spray Nozzle
Commercial | Com ¦ PTAC (12 EER/10,000 BTU) | 2025 | SC A | MW | After Competition Groups | 0.035302 | 0 | 0 | 490.5497 | 7.1964e-05 | 57 | Commercial_2025_SC A_MW_After Competition Groups_57 | PTAC (12 EER/10,000 BTU) | 0.007196% | 0 | 0.035302 | Commercial_2025_SC A_MW_After Competition Groups_PTAC (12 EER/10,000 BTU)
Commercial | Com ¦ Auto Off Time Switch or Time Clock control | 2025 | SC A | MW | After Competition Groups | 0.035156 | 0 | 0 | 490.5497 | 7.1666e-05 | 58 | Commercial_2025_SC A_MW_After Competition Groups_58 | Auto Off Time Switch or Time Clock control | 0.007167% | 0 | 0.035156 | Commercial_2025_SC A_MW_After Competition Groups_Auto Off Time Switch or Time Clock control
Commercial | Com ¦ Demand controlled Circulating Systems | 2025 | SC A | MW | After Competition Groups | 0.032823 | 0 | 0 | 490.5497 | 6.691e-05 | 59 | Commercial_2025_SC A_MW_After Competition Groups_59 | Demand controlled Circulating Systems | 0.006691% | 0 | 0.032823 | Commercial_2025_SC A_MW_After Competition Groups_Demand controlled Circulating Systems
Commercial | Com ¦ Notched V belts for HVAC Systems | 2025 | SC A | MW | After Competition Groups | 0.02504 | 0 | 0 | 490.5497 | 5.1045e-05 | 60 | Commercial_2025_SC A_MW_After Competition Groups_60 | Notched V belts for HVAC Systems | 0.005104% | 0 | 0.02504 | Commercial_2025_SC A_MW_After Competition Groups_Notched V belts for HVAC Systems
Commercial | Com ¦ Solar Water Preheat (Pools/DHW) | 2025 | SC A | MW | After Competition Groups | 0.017956 | 0 | 0 | 490.5497 | 3.6604e-05 | 61 | Commercial_2025_SC A_MW_After Competition Groups_61 | Solar Water Preheat (Pools/DHW) | 0.00366% | 0 | 0.017956 | Commercial_2025_SC A_MW_After Competition Groups_Solar Water Preheat (Pools/DHW)
Commercial | Com ¦ Commercial Hot Food Holding Cabinets | 2025 | SC A | MW | After Competition Groups | 0.017675 | 0 | 0 | 490.5497 | 3.6031e-05 | 62 | Commercial_2025_SC A_MW_After Competition Groups_62 | Commercial Hot Food Holding Cabinets | 0.003603% | 0 | 0.017675 | Commercial_2025_SC A_MW_After Competition Groups_Commercial Hot Food Holding Cabinets
Commercial | Com ¦ Wall Insulation | 2025 | SC A | MW | After Competition Groups | 0.011331 | 0 | 0 | 490.5497 | 2.3099e-05 | 63 | Commercial_2025_SC A_MW_After Competition Groups_63 | Wall Insulation | 0.00231% | 0 | 0.011331 | Commercial_2025_SC A_MW_After Competition Groups_Wall Insulation
Commercial | Com ¦ Condensing Unit Heaters or other Efficient Unit Heating System | 2025 | SC A | MW | After Competition Groups | 0.010855 | 0 | 0 | 490.5497 | 2.2129e-05 | 64 | Commercial_2025_SC A_MW_After Competition Groups_64 | Condensing Unit Heaters or other Efficient Unit Heating System | 0.002213% | 0 | 0.010855 | Commercial_2025_SC A_MW_After Competition Groups_Condensing Unit Heaters or other Efficient Unit Heating System
Commercial | Com ¦ VSD Air Compressor | 2025 | SC A | MW | After Competition Groups | 0.008708 | 0 | 0 | 490.5497 | 1.7751e-05 | 65 | Commercial_2025_SC A_MW_After Competition Groups_65 | VSD Air Compressor | 0.001775% | 0 | 0.008708 | Commercial_2025_SC A_MW_After Competition Groups_VSD Air Compressor
Commercial | Com ¦ Air Curtains | 2025 | SC A | MW | After Competition Groups | 0.0081853 | 0 | 0 | 490.5497 | 1.6686e-05 | 66 | Commercial_2025_SC A_MW_After Competition Groups_66 | Air Curtains | 0.001669% | 0 | 0.0081853 | Commercial_2025_SC A_MW_After Competition Groups_Air Curtains
Commercial | Com ¦ Room AC (w/ louvered sides) 14 SEER from 12 SEER code | 2025 | SC A | MW | After Competition Groups | 0.0035493 | 0 | 0 | 490.5497 | 7.2353e-06 | 67 | Commercial_2025_SC A_MW_After Competition Groups_67 | Room AC (w/ louvered sides) 14 SEER from 12 SEER code | 0.0007235% | 0 | 0.0035493 | Commercial_2025_SC A_MW_After Competition Groups_Room AC (w/ louvered sides) 14 SEER from 12 SEER code
Commercial | Com ¦ LLLC - Low Impact Application | 2025 | SC A | MW | After Competition Groups | 0.0031661 | 0 | 0 | 490.5497 | 6.4542e-06 | 68 | Commercial_2025_SC A_MW_After Competition Groups_68 | LLLC - Low Impact Application | 0.0006454% | 0 | 0.0031661 | Commercial_2025_SC A_MW_After Competition Groups_LLLC - Low Impact Application
Commercial | Com ¦ LLLC - High Impact Application | 2025 | SC A | MW | After Competition Groups | 0.0028864 | 0 | 0 | 490.5497 | 5.884e-06 | 69 | Commercial_2025_SC A_MW_After Competition Groups_69 | LLLC - High Impact Application | 0.0005884% | 0 | 0.0028864 | Commercial_2025_SC A_MW_After Competition Groups_LLLC - High Impact Application
Commercial | Com ¦ Energy Recovery Ventilation and Ventilation (Enhanced) | 2025 | SC A | MW | After Competition Groups | 0.0019452 | 0 | 0 | 490.5497 | 3.9654e-06 | 70 | Commercial_2025_SC A_MW_After Competition Groups_70 | Energy Recovery Ventilation and Ventilation (Enhanced) | 0.0003965% | 0 | 0.0019452 | Commercial_2025_SC A_MW_After Competition Groups_Energy Recovery Ventilation and Ventilation (Enhanced)
Commercial | Com ¦ High Efficiency Chiller (avg of water and air cooled) | 2025 | SC A | MW | After Competition Groups | 0.001775 | 0 | 0 | 490.5497 | 3.6183e-06 | 71 | Commercial_2025_SC A_MW_After Competition Groups_71 | High Efficiency Chiller (avg of water and air cooled) | 0.0003618% | 0 | 0.001775 | Commercial_2025_SC A_MW_After Competition Groups_High Efficiency Chiller (avg of water and air cooled)
Commercial | Com ¦ LED RECESSED DOWNLIGHTS | 2025 | SC A | MW | After Competition Groups | 0.0017123 | 0 | 0 | 490.5497 | 3.4906e-06 | 72 | Commercial_2025_SC A_MW_After Competition Groups_72 | LED RECESSED DOWNLIGHTS | 0.0003491% | 0 | 0.0017123 | Commercial_2025_SC A_MW_After Competition Groups_LED RECESSED DOWNLIGHTS
Commercial | Com ¦ EC Plug Fan for Data Center (under cabinet) | 2025 | SC A | MW | After Competition Groups | 0.00085714 | 0 | 0 | 490.5497 | 1.7473e-06 | 73 | Commercial_2025_SC A_MW_After Competition Groups_73 | EC Plug Fan for Data Center (under cabinet) | 0.0001747% | 0 | 0.00085714 | Commercial_2025_SC A_MW_After Competition Groups_EC Plug Fan for Data Center (under cabinet)
Commercial | Com ¦ High Efficiency Small Instantaneous Water Heater | 2025 | SC A | MW | After Competition Groups | 0.00028692 | 0 | 0 | 490.5497 | 5.849e-07 | 74 | Commercial_2025_SC A_MW_After Competition Groups_74 | High Efficiency Small Instantaneous Water Heater | 5.849e-05% | 0 | 0.00028692 | Commercial_2025_SC A_MW_After Competition Groups_High Efficiency Small Instantaneous Water Heater
Commercial | Com ¦ Electric Convection Combination Ovens | 2025 | SC A | MW | After Competition Groups | 0.00015755 | 0 | 0 | 490.5497 | 3.2118e-07 | 75 | Commercial_2025_SC A_MW_After Competition Groups_75 | Electric Convection Combination Ovens | 3.212e-05% | 0 | 0.00015755 | Commercial_2025_SC A_MW_After Competition Groups_Electric Convection Combination Ovens
Commercial | Com ¦ Networked/Connected - High Impact Application | 2025 | SC A | MW | After Competition Groups | 6.1608e-05 | 0 | 0 | 490.5497 | 1.2559e-07 | 76 | Commercial_2025_SC A_MW_After Competition Groups_76 | Networked/Connected - High Impact Application | 1.256e-05% | 0 | 6.1608e-05 | Commercial_2025_SC A_MW_After Competition Groups_Networked/Connected - High Impact Application
Commercial | Com ¦ Networked/Connected - Low Impact Application | 2025 | SC A | MW | After Competition Groups | 2.8141e-06 | 0 | 0 | 490.5497 | 5.7366e-09 | 77 | Commercial_2025_SC A_MW_After Competition Groups_77 | Networked/Connected - Low Impact Application | 5.737e-07% | 0 | 2.8141e-06 | Commercial_2025_SC A_MW_After Competition Groups_Networked/Connected - Low Impact Application
Commercial | Com ¦ Efficient compressor motor | 2025 | SC A | MW | After Competition Groups | 0 | 0 | 0 | 490.5497 | 0 | 78 | Commercial_2025_SC A_MW_After Competition Groups_78 | Efficient compressor motor | 0% | 0 | 0 | Commercial_2025_SC A_MW_After Competition Groups_Efficient compressor motor
Commercial | Com ¦ Indoor Daylight Sensors/Photocell Dimming Control | 2025 | SC A | MW | After Competition Groups | 0 | 0 | 0 | 490.5497 | 0 | 79 | Commercial_2025_SC A_MW_After Competition Groups_79 | Indoor Daylight Sensors/Photocell Dimming Control | 0% | 0 | 0 | Commercial_2025_SC A_MW_After Competition Groups_Indoor Daylight Sensors/Photocell Dimming Control
Commercial | Com ¦ Variable Refrigerant Flow Heat Pump | 2025 | SC A | MW | After Competition Groups | 0 | 0 | 0 | 490.5497 | 0 | 80 | Commercial_2025_SC A_MW_After Competition Groups_80 | Variable Refrigerant Flow Heat Pump | 0% | 0 | 0 | Commercial_2025_SC A_MW_After Competition Groups_Variable Refrigerant Flow Heat Pump
Commercial | Com ¦ Education and Capacity Building/Energy Behavior | 2025 | SC B | MW | After Competition Groups | 102.6312 | 0 | 0 | 729.1352 | 0.14076 | 1 | Commercial_2025_SC B_MW_After Competition Groups_1 | Education and Capacity Building/Energy Behavior | 14.08% | 0 | 102.6312 | Commercial_2025_SC B_MW_After Competition Groups_Education and Capacity Building/Energy Behavior
Commercial | Com ¦ ENERGY STAR LED LAMPS (REFLECTOR LAMPs/MR16/PAR 16) | 2025 | SC B | MW | After Competition Groups | 85.1681 | 0 | 0 | 729.1352 | 0.11681 | 2 | Commercial_2025_SC B_MW_After Competition Groups_2 | ENERGY STAR LED LAMPS (REFLECTOR LAMPs/MR16/PAR 16) | 11.68% | 0 | 85.1681 | Commercial_2025_SC B_MW_After Competition Groups_ENERGY STAR LED LAMPS (REFLECTOR LAMPs/MR16/PAR 16)
Commercial | Com ¦ LED Low/High Bay | 2025 | SC B | MW | After Competition Groups | 68.2857 | 0 | 0 | 729.1352 | 0.093653 | 3 | Commercial_2025_SC B_MW_After Competition Groups_3 | LED Low/High Bay | 9.365% | 0 | 68.2857 | Commercial_2025_SC B_MW_After Competition Groups_LED Low/High Bay
Commercial | Com ¦ LED Troffer/Surface/Suspended | 2025 | SC B | MW | After Competition Groups | 64.1374 | 0 | 0 | 729.1352 | 0.087964 | 4 | Commercial_2025_SC B_MW_After Competition Groups_4 | LED Troffer/Surface/Suspended | 8.796% | 0 | 64.1374 | Commercial_2025_SC B_MW_After Competition Groups_LED Troffer/Surface/Suspended
Commercial | Com ¦ LED Replacement Lamp (Tube) | 2025 | SC B | MW | After Competition Groups | 40.5297 | 0 | 0 | 729.1352 | 0.055586 | 5 | Commercial_2025_SC B_MW_After Competition Groups_5 | LED Replacement Lamp (Tube) | 5.559% | 0 | 40.5297 | Commercial_2025_SC B_MW_After Competition Groups_LED Replacement Lamp (Tube)
Commercial | Com ¦ Building Recommissioning, Operations and Maintenance (O&M) Improvements | 2025 | SC B | MW | After Competition Groups | 35.8939 | 0 | 0 | 729.1352 | 0.049228 | 6 | Commercial_2025_SC B_MW_After Competition Groups_6 | Building Recommissioning, Operations and Maintenance (O&M) Improvements | 4.923% | 0 | 35.8939 | Commercial_2025_SC B_MW_After Competition Groups_Building Recommissioning, Operations and Maintenance (O&M) Improvements
Commercial | Com ¦ High Efficiency Air Source Heat Pump | 2025 | SC B | MW | After Competition Groups | 30.9892 | 0 | 0 | 729.1352 | 0.042501 | 7 | Commercial_2025_SC B_MW_After Competition Groups_7 | High Efficiency Air Source Heat Pump | 4.25% | 0 | 30.9892 | Commercial_2025_SC B_MW_After Competition Groups_High Efficiency Air Source Heat Pump
Commercial | Com ¦ Unitary Air-Conditioning Unit | 2025 | SC B | MW | After Competition Groups | 22.4875 | 0 | 0 | 729.1352 | 0.030841 | 8 | Commercial_2025_SC B_MW_After Competition Groups_8 | Unitary Air-Conditioning Unit | 3.084% | 0 | 22.4875 | Commercial_2025_SC B_MW_After Competition Groups_Unitary Air-Conditioning Unit
Commercial | Com ¦ Adaptive Thermostats | 2025 | SC B | MW | After Competition Groups | 21.3107 | 0 | 0 | 729.1352 | 0.029227 | 9 | Commercial_2025_SC B_MW_After Competition Groups_9 | Adaptive Thermostats | 2.923% | 0 | 21.3107 | Commercial_2025_SC B_MW_After Competition Groups_Adaptive Thermostats
Commercial | Com ¦ Data Center Storage/Server Virtualization | 2025 | SC B | MW | After Competition Groups | 20.4312 | 0 | 0 | 729.1352 | 0.028021 | 10 | Commercial_2025_SC B_MW_After Competition Groups_10 | Data Center Storage/Server Virtualization | 2.802% | 0 | 20.4312 | Commercial_2025_SC B_MW_After Competition Groups_Data Center Storage/Server Virtualization
Commercial | Com ¦ Advanced BAS/Controllers | 2025 | SC B | MW | After Competition Groups | 19.5065 | 0 | 0 | 729.1352 | 0.026753 | 11 | Commercial_2025_SC B_MW_After Competition Groups_11 | Advanced BAS/Controllers | 2.675% | 0 | 19.5065 | Commercial_2025_SC B_MW_After Competition Groups_Advanced BAS/Controllers
Commercial | Com ¦ Furnace Tune-Up | 2025 | SC B | MW | After Competition Groups | 17.4564 | 0 | 0 | 729.1352 | 0.023941 | 12 | Commercial_2025_SC B_MW_After Competition Groups_12 | Furnace Tune-Up | 2.394% | 0 | 17.4564 | Commercial_2025_SC B_MW_After Competition Groups_Furnace Tune-Up
Commercial | Com ¦ Strip Curtains | 2025 | SC B | MW | After Competition Groups | 16.7219 | 0 | 0 | 729.1352 | 0.022934 | 13 | Commercial_2025_SC B_MW_After Competition Groups_13 | Strip Curtains | 2.293% | 0 | 16.7219 | Commercial_2025_SC B_MW_After Competition Groups_Strip Curtains
Commercial | Com ¦ LED or Equivalent Sign Lighting | 2025 | SC B | MW | After Competition Groups | 16.1913 | 0 | 0 | 729.1352 | 0.022206 | 14 | Commercial_2025_SC B_MW_After Competition Groups_14 | LED or Equivalent Sign Lighting | 2.221% | 0 | 16.1913 | Commercial_2025_SC B_MW_After Competition Groups_LED or Equivalent Sign Lighting
Commercial | Com ¦ Reach-in Shaded Pole to ECM/PSC Evaporator Fan Motor | 2025 | SC B | MW | After Competition Groups | 13.2475 | 0 | 0 | 729.1352 | 0.018169 | 15 | Commercial_2025_SC B_MW_After Competition Groups_15 | Reach-in Shaded Pole to ECM/PSC Evaporator Fan Motor | 1.817% | 0 | 13.2475 | Commercial_2025_SC B_MW_After Competition Groups_Reach-in Shaded Pole to ECM/PSC Evaporator Fan Motor
Commercial | Com ¦ Demand Control Ventilation | 2025 | SC B | MW | After Competition Groups | 12.9227 | 0 | 0 | 729.1352 | 0.017723 | 16 | Commercial_2025_SC B_MW_After Competition Groups_16 | Demand Control Ventilation | 1.772% | 0 | 12.9227 | Commercial_2025_SC B_MW_After Competition Groups_Demand Control Ventilation
Commercial | Com ¦ Variable Frequency Drive (VFD) | 2025 | SC B | MW | After Competition Groups | 12.2756 | 0 | 0 | 729.1352 | 0.016836 | 17 | Commercial_2025_SC B_MW_After Competition Groups_17 | Variable Frequency Drive (VFD) | 1.684% | 0 | 12.2756 | Commercial_2025_SC B_MW_After Competition Groups_Variable Frequency Drive (VFD)
Commercial | Com ¦ ENERGY STAR LED LAMPS (General Service Lamps) | 2025 | SC B | MW | After Competition Groups | 11.4731 | 0 | 0 | 729.1352 | 0.015735 | 18 | Commercial_2025_SC B_MW_After Competition Groups_18 | ENERGY STAR LED LAMPS (General Service Lamps) | 1.574% | 0 | 11.4731 | Commercial_2025_SC B_MW_After Competition Groups_ENERGY STAR LED LAMPS (General Service Lamps)
Commercial | Com ¦ VFD on Pumps | 2025 | SC B | MW | After Competition Groups | 11.467 | 0 | 0 | 729.1352 | 0.015727 | 19 | Commercial_2025_SC B_MW_After Competition Groups_19 | VFD on Pumps | 1.573% | 0 | 11.467 | Commercial_2025_SC B_MW_After Competition Groups_VFD on Pumps
Commercial | Com ¦ Refrigerated Display Case Doors | 2025 | SC B | MW | After Competition Groups | 11.2181 | 0 | 0 | 729.1352 | 0.015386 | 20 | Commercial_2025_SC B_MW_After Competition Groups_20 | Refrigerated Display Case Doors | 1.539% | 0 | 11.2181 | Commercial_2025_SC B_MW_After Competition Groups_Refrigerated Display Case Doors
Commercial | Com ¦ Centrally controlled desktop PC/NETWORK PC POWER MANAGEMENT SOFTWARE | 2025 | SC B | MW | After Competition Groups | 10.5149 | 0 | 0 | 729.1352 | 0.014421 | 21 | Commercial_2025_SC B_MW_After Competition Groups_21 | Centrally controlled desktop PC/NETWORK PC POWER MANAGEMENT SOFTWARE | 1.442% | 0 | 10.5149 | Commercial_2025_SC B_MW_After Competition Groups_Centrally controlled desktop PC/NETWORK PC POWER MANAGEMENT SOFTWARE
Commercial | Com ¦ Air Handler with Dedicated Outdoor Air Systems | 2025 | SC B | MW | After Competition Groups | 9.2554 | 0 | 0 | 729.1352 | 0.012694 | 22 | Commercial_2025_SC B_MW_After Competition Groups_22 | Air Handler with Dedicated Outdoor Air Systems | 1.269% | 0 | 9.2554 | Commercial_2025_SC B_MW_After Competition Groups_Air Handler with Dedicated Outdoor Air Systems
Commercial | Com ¦ Chilled Water Optimization | 2025 | SC B | MW | After Competition Groups | 7.8148 | 0 | 0 | 729.1352 | 0.010718 | 23 | Commercial_2025_SC B_MW_After Competition Groups_23 | Chilled Water Optimization | 1.072% | 0 | 7.8148 | Commercial_2025_SC B_MW_After Competition Groups_Chilled Water Optimization
Commercial | Com ¦ Refrigerated Display Case LED | 2025 | SC B | MW | After Competition Groups | 6.7535 | 0 | 0 | 729.1352 | 0.0092623 | 24 | Commercial_2025_SC B_MW_After Competition Groups_24 | Refrigerated Display Case LED | 0.9262% | 0 | 6.7535 | Commercial_2025_SC B_MW_After Competition Groups_Refrigerated Display Case LED
Commercial | Com ¦ ECM MOTORS FOR EVAPORATOR FANS for refrigeration (WALK-IN) | 2025 | SC B | MW | After Competition Groups | 6.2997 | 0 | 0 | 729.1352 | 0.0086399 | 25 | Commercial_2025_SC B_MW_After Competition Groups_25 | ECM MOTORS FOR EVAPORATOR FANS for refrigeration (WALK-IN) | 0.864% | 0 | 6.2997 | Commercial_2025_SC B_MW_After Competition Groups_ECM MOTORS FOR EVAPORATOR FANS for refrigeration (WALK-IN)
Commercial | Com ¦ Freezer Case Light Sensor | 2025 | SC B | MW | After Competition Groups | 5.4358 | 0 | 0 | 729.1352 | 0.0074551 | 26 | Commercial_2025_SC B_MW_After Competition Groups_26 | Freezer Case Light Sensor | 0.7455% | 0 | 5.4358 | Commercial_2025_SC B_MW_After Competition Groups_Freezer Case Light Sensor
Commercial | Com ¦ Evaporator Fan Controls | 2025 | SC B | MW | After Competition Groups | 5.296 | 0 | 0 | 729.1352 | 0.0072633 | 27 | Commercial_2025_SC B_MW_After Competition Groups_27 | Evaporator Fan Controls | 0.7263% | 0 | 5.296 | Commercial_2025_SC B_MW_After Competition Groups_Evaporator Fan Controls
Commercial | Com ¦ LED EXTERIOR AREA LIGHTS - LED fixture (200W) | 2025 | SC B | MW | After Competition Groups | 4.241 | 0 | 0 | 729.1352 | 0.0058165 | 28 | Commercial_2025_SC B_MW_After Competition Groups_28 | LED EXTERIOR AREA LIGHTS - LED fixture (200W) | 0.5817% | 0 | 4.241 | Commercial_2025_SC B_MW_After Competition Groups_LED EXTERIOR AREA LIGHTS - LED fixture (200W)
Commercial | Com ¦ LED parking lot fixture | 2025 | SC B | MW | After Competition Groups | 4.1525 | 0 | 0 | 729.1352 | 0.0056951 | 29 | Commercial_2025_SC B_MW_After Competition Groups_29 | LED parking lot fixture | 0.5695% | 0 | 4.1525 | Commercial_2025_SC B_MW_After Competition Groups_LED parking lot fixture
Commercial | Com ¦ Demand Control Kitchen Ventilation | 2025 | SC B | MW | After Competition Groups | 4.0046 | 0 | 0 | 729.1352 | 0.0054922 | 30 | Commercial_2025_SC B_MW_After Competition Groups_30 | Demand Control Kitchen Ventilation | 0.5492% | 0 | 4.0046 | Commercial_2025_SC B_MW_After Competition Groups_Demand Control Kitchen Ventilation
Commercial | Com ¦ Duct Insulation, R8 | 2025 | SC B | MW | After Competition Groups | 3.2364 | 0 | 0 | 729.1352 | 0.0044386 | 31 | Commercial_2025_SC B_MW_After Competition Groups_31 | Duct Insulation, R8 | 0.4439% | 0 | 3.2364 | Commercial_2025_SC B_MW_After Competition Groups_Duct Insulation, R8
Commercial | Com ¦ Door Gasket Freezer/Refrigerator | 2025 | SC B | MW | After Competition Groups | 3.1488 | 0 | 0 | 729.1352 | 0.0043185 | 32 | Commercial_2025_SC B_MW_After Competition Groups_32 | Door Gasket Freezer/Refrigerator | 0.4319% | 0 | 3.1488 | Commercial_2025_SC B_MW_After Competition Groups_Door Gasket Freezer/Refrigerator
Commercial | Com ¦ LED street light fixture | 2025 | SC B | MW | After Competition Groups | 2.4558 | 0 | 0 | 729.1352 | 0.0033682 | 33 | Commercial_2025_SC B_MW_After Competition Groups_33 | LED street light fixture | 0.3368% | 0 | 2.4558 | Commercial_2025_SC B_MW_After Competition Groups_LED street light fixture
Commercial | Com ¦ ENERGY STAR Griddle (74% eff) | 2025 | SC B | MW | After Competition Groups | 2.3382 | 0 | 0 | 729.1352 | 0.0032069 | 34 | Commercial_2025_SC B_MW_After Competition Groups_34 | ENERGY STAR Griddle (74% eff) | 0.3207% | 0 | 2.3382 | Commercial_2025_SC B_MW_After Competition Groups_ENERGY STAR Griddle (74% eff)
Commercial | Com ¦ Temperature Adjustment in Commercial Freezers | 2025 | SC B | MW | After Competition Groups | 1.9379 | 0 | 0 | 729.1352 | 0.0026579 | 35 | Commercial_2025_SC B_MW_After Competition Groups_35 | Temperature Adjustment in Commercial Freezers | 0.2658% | 0 | 1.9379 | Commercial_2025_SC B_MW_After Competition Groups_Temperature Adjustment in Commercial Freezers
Commercial | Com ¦ Water Source Heat Pump (4 ton) | 2025 | SC B | MW | After Competition Groups | 1.8493 | 0 | 0 | 729.1352 | 0.0025363 | 36 | Commercial_2025_SC B_MW_After Competition Groups_36 | Water Source Heat Pump (4 ton) | 0.2536% | 0 | 1.8493 | Commercial_2025_SC B_MW_After Competition Groups_Water Source Heat Pump (4 ton)
Commercial | Com ¦ BEVERAGE VENDING MACHINE CONTROLS | 2025 | SC B | MW | After Competition Groups | 1.7149 | 0 | 0 | 729.1352 | 0.002352 | 37 | Commercial_2025_SC B_MW_After Competition Groups_37 | BEVERAGE VENDING MACHINE CONTROLS | 0.2352% | 0 | 1.7149 | Commercial_2025_SC B_MW_After Competition Groups_BEVERAGE VENDING MACHINE CONTROLS
Commercial | Com ¦ Elec Storage WH 2.30 Et | 2025 | SC B | MW | After Competition Groups | 1.6648 | 0 | 0 | 729.1352 | 0.0022833 | 38 | Commercial_2025_SC B_MW_After Competition Groups_38 | Elec Storage WH 2.30 Et | 0.2283% | 0 | 1.6648 | Commercial_2025_SC B_MW_After Competition Groups_Elec Storage WH 2.30 Et
Commercial | Com ¦ Vertical Night Covers | 2025 | SC B | MW | After Competition Groups | 1.6011 | 0 | 0 | 729.1352 | 0.0021959 | 39 | Commercial_2025_SC B_MW_After Competition Groups_39 | Vertical Night Covers | 0.2196% | 0 | 1.6011 | Commercial_2025_SC B_MW_After Competition Groups_Vertical Night Covers
Commercial | Com ¦ Occupancy Sensors | 2025 | SC B | MW | After Competition Groups | 1.5686 | 0 | 0 | 729.1352 | 0.0021513 | 40 | Commercial_2025_SC B_MW_After Competition Groups_40 | Occupancy Sensors | 0.2151% | 0 | 1.5686 | Commercial_2025_SC B_MW_After Competition Groups_Occupancy Sensors
Commercial | Com ¦ Energy Efficient Laboratory Fume Hood | 2025 | SC B | MW | After Competition Groups | 1.505 | 0 | 0 | 729.1352 | 0.0020641 | 41 | Commercial_2025_SC B_MW_After Competition Groups_41 | Energy Efficient Laboratory Fume Hood | 0.2064% | 0 | 1.505 | Commercial_2025_SC B_MW_After Competition Groups_Energy Efficient Laboratory Fume Hood
Commercial | Com ¦ CO Sensors for parking garage exhaust fans | 2025 | SC B | MW | After Competition Groups | 1.492 | 0 | 0 | 729.1352 | 0.0020463 | 42 | Commercial_2025_SC B_MW_After Competition Groups_42 | CO Sensors for parking garage exhaust fans | 0.2046% | 0 | 1.492 | Commercial_2025_SC B_MW_After Competition Groups_CO Sensors for parking garage exhaust fans
Commercial | Com ¦ Water Heating (DHW) Pipe Insulation (Add 3/4\ Foam)" | 2025 | SC B | MW | After Competition Groups | 1.2283 | 0 | 0 | 729.1352 | 0.0016846 | 43 | Commercial_2025_SC B_MW_After Competition Groups_43 | Water Heating (DHW) Pipe Insulation (Add 3/4\ Foam)" | 0.1685% | 0 | 1.2283 | Commercial_2025_SC B_MW_After Competition Groups_Water Heating (DHW) Pipe Insulation (Add 3/4\ Foam)"
Commercial | Com ¦ Outside Air Economizer | 2025 | SC B | MW | After Competition Groups | 1.0207 | 0 | 0 | 729.1352 | 0.0013998 | 44 | Commercial_2025_SC B_MW_After Competition Groups_44 | Outside Air Economizer | 0.14% | 0 | 1.0207 | Commercial_2025_SC B_MW_After Competition Groups_Outside Air Economizer
Commercial | Com ¦ Suction Pipe Insulation Freezer/Refrigerator | 2025 | SC B | MW | After Competition Groups | 0.83333 | 0 | 0 | 729.1352 | 0.0011429 | 45 | Commercial_2025_SC B_MW_After Competition Groups_45 | Suction Pipe Insulation Freezer/Refrigerator | 0.1143% | 0 | 0.83333 | Commercial_2025_SC B_MW_After Competition Groups_Suction Pipe Insulation Freezer/Refrigerator
Commercial | Com ¦ ENERGY STAR Fryer (84% eff) | 2025 | SC B | MW | After Competition Groups | 0.68317 | 0 | 0 | 729.1352 | 0.00093696 | 46 | Commercial_2025_SC B_MW_After Competition Groups_46 | ENERGY STAR Fryer (84% eff) | 0.0937% | 0 | 0.68317 | Commercial_2025_SC B_MW_After Competition Groups_ENERGY STAR Fryer (84% eff)
Commercial | Com ¦ Thermostat Setback | 2025 | SC B | MW | After Competition Groups | 0.51449 | 0 | 0 | 729.1352 | 0.00070562 | 47 | Commercial_2025_SC B_MW_After Competition Groups_47 | Thermostat Setback | 0.07056% | 0 | 0.51449 | Commercial_2025_SC B_MW_After Competition Groups_Thermostat Setback
Commercial | Com ¦ ENERGY STAR Steam Cookers | 2025 | SC B | MW | After Competition Groups | 0.43645 | 0 | 0 | 729.1352 | 0.00059859 | 48 | Commercial_2025_SC B_MW_After Competition Groups_48 | ENERGY STAR Steam Cookers | 0.05986% | 0 | 0.43645 | Commercial_2025_SC B_MW_After Competition Groups_ENERGY STAR Steam Cookers
Commercial | Com ¦ Ozone Laundry Treatment | 2025 | SC B | MW | After Competition Groups | 0.37389 | 0 | 0 | 729.1352 | 0.00051278 | 49 | Commercial_2025_SC B_MW_After Competition Groups_49 | Ozone Laundry Treatment | 0.05128% | 0 | 0.37389 | Commercial_2025_SC B_MW_After Competition Groups_Ozone Laundry Treatment
Commercial | Com ¦ ENERGY STAR Dishwasher | 2025 | SC B | MW | After Competition Groups | 0.3347 | 0 | 0 | 729.1352 | 0.00045904 | 50 | Commercial_2025_SC B_MW_After Competition Groups_50 | ENERGY STAR Dishwasher | 0.0459% | 0 | 0.3347 | Commercial_2025_SC B_MW_After Competition Groups_ENERGY STAR Dishwasher
Commercial | Com ¦ ECM MOTORS FOR HVAC APPLICATION (FAN-POWERED VAV BOX) | 2025 | SC B | MW | After Competition Groups | 0.15387 | 0 | 0 | 729.1352 | 0.00021103 | 51 | Commercial_2025_SC B_MW_After Competition Groups_51 | ECM MOTORS FOR HVAC APPLICATION (FAN-POWERED VAV BOX) | 0.0211% | 0 | 0.15387 | Commercial_2025_SC B_MW_After Competition Groups_ECM MOTORS FOR HVAC APPLICATION (FAN-POWERED VAV BOX)
Commercial | Com ¦ Condensing Make Up Air Unit | 2025 | SC B | MW | After Competition Groups | 0.15007 | 0 | 0 | 729.1352 | 0.00020582 | 52 | Commercial_2025_SC B_MW_After Competition Groups_52 | Condensing Make Up Air Unit | 0.02058% | 0 | 0.15007 | Commercial_2025_SC B_MW_After Competition Groups_Condensing Make Up Air Unit
Commercial | Com ¦ PTAC (12 EER/10,000 BTU) | 2025 | SC B | MW | After Competition Groups | 0.098718 | 0 | 0 | 729.1352 | 0.00013539 | 53 | Commercial_2025_SC B_MW_After Competition Groups_53 | PTAC (12 EER/10,000 BTU) | 0.01354% | 0 | 0.098718 | Commercial_2025_SC B_MW_After Competition Groups_PTAC (12 EER/10,000 BTU)
Commercial | COM ¦ Ductless Mini-Split Heat Pumps | 2025 | SC B | MW | After Competition Groups | 0.088751 | 0 | 0 | 729.1352 | 0.00012172 | 54 | Commercial_2025_SC B_MW_After Competition Groups_54 | Ductless Mini-Split Heat Pumps | 0.01217% | 0 | 0.088751 | Commercial_2025_SC B_MW_After Competition Groups_Ductless Mini-Split Heat Pumps
Commercial | Com ¦ Auto Off Time Switch or Time Clock control | 2025 | SC B | MW | After Competition Groups | 0.085472 | 0 | 0 | 729.1352 | 0.00011722 | 55 | Commercial_2025_SC B_MW_After Competition Groups_55 | Auto Off Time Switch or Time Clock control | 0.01172% | 0 | 0.085472 | Commercial_2025_SC B_MW_After Competition Groups_Auto Off Time Switch or Time Clock control
Commercial | Com ¦ Demand controlled Circulating Systems | 2025 | SC B | MW | After Competition Groups | 0.082819 | 0 | 0 | 729.1352 | 0.00011358 | 56 | Commercial_2025_SC B_MW_After Competition Groups_56 | Demand controlled Circulating Systems | 0.01136% | 0 | 0.082819 | Commercial_2025_SC B_MW_After Competition Groups_Demand controlled Circulating Systems
Commercial | Com ¦ CEE Tier 2/Energy Star Clothes Washers | 2025 | SC B | MW | After Competition Groups | 0.073075 | 0 | 0 | 729.1352 | 0.00010022 | 57 | Commercial_2025_SC B_MW_After Competition Groups_57 | CEE Tier 2/Energy Star Clothes Washers | 0.01002% | 0 | 0.073075 | Commercial_2025_SC B_MW_After Competition Groups_CEE Tier 2/Energy Star Clothes Washers
Commercial | Com ¦ Notched V belts for HVAC Systems | 2025 | SC B | MW | After Competition Groups | 0.058796 | 0 | 0 | 729.1352 | 8.0638e-05 | 58 | Commercial_2025_SC B_MW_After Competition Groups_58 | Notched V belts for HVAC Systems | 0.008064% | 0 | 0.058796 | Commercial_2025_SC B_MW_After Competition Groups_Notched V belts for HVAC Systems
Commercial | Com ¦ HVAC Optimization | 2025 | SC B | MW | After Competition Groups | 0.056581 | 0 | 0 | 729.1352 | 7.7601e-05 | 59 | Commercial_2025_SC B_MW_After Competition Groups_59 | HVAC Optimization | 0.00776% | 0 | 0.056581 | Commercial_2025_SC B_MW_After Competition Groups_HVAC Optimization
Commercial | Com ¦ Solar Water Preheat (Pools/DHW) | 2025 | SC B | MW | After Competition Groups | 0.04708 | 0 | 0 | 729.1352 | 6.4569e-05 | 60 | Commercial_2025_SC B_MW_After Competition Groups_60 | Solar Water Preheat (Pools/DHW) | 0.006457% | 0 | 0.04708 | Commercial_2025_SC B_MW_After Competition Groups_Solar Water Preheat (Pools/DHW)
Commercial | Com ¦ Low Flow Pre-Rinse Spray Nozzle | 2025 | SC B | MW | After Competition Groups | 0.04618 | 0 | 0 | 729.1352 | 6.3336e-05 | 61 | Commercial_2025_SC B_MW_After Competition Groups_61 | Low Flow Pre-Rinse Spray Nozzle | 0.006334% | 0 | 0.04618 | Commercial_2025_SC B_MW_After Competition Groups_Low Flow Pre-Rinse Spray Nozzle
Commercial | Com ¦ Wall Insulation | 2025 | SC B | MW | After Competition Groups | 0.029269 | 0 | 0 | 729.1352 | 4.0143e-05 | 62 | Commercial_2025_SC B_MW_After Competition Groups_62 | Wall Insulation | 0.004014% | 0 | 0.029269 | Commercial_2025_SC B_MW_After Competition Groups_Wall Insulation
Commercial | Com ¦ Condensing Unit Heaters or other Efficient Unit Heating System | 2025 | SC B | MW | After Competition Groups | 0.027612 | 0 | 0 | 729.1352 | 3.7869e-05 | 63 | Commercial_2025_SC B_MW_After Competition Groups_63 | Condensing Unit Heaters or other Efficient Unit Heating System | 0.003787% | 0 | 0.027612 | Commercial_2025_SC B_MW_After Competition Groups_Condensing Unit Heaters or other Efficient Unit Heating System
Commercial | Com ¦ Commercial Hot Food Holding Cabinets | 2025 | SC B | MW | After Competition Groups | 0.025438 | 0 | 0 | 729.1352 | 3.4887e-05 | 64 | Commercial_2025_SC B_MW_After Competition Groups_64 | Commercial Hot Food Holding Cabinets | 0.003489% | 0 | 0.025438 | Commercial_2025_SC B_MW_After Competition Groups_Commercial Hot Food Holding Cabinets
Commercial | Com ¦ High Efficiency Chiller (avg of water and air cooled) | 2025 | SC B | MW | After Competition Groups | 0.013333 | 0 | 0 | 729.1352 | 1.8287e-05 | 65 | Commercial_2025_SC B_MW_After Competition Groups_65 | High Efficiency Chiller (avg of water and air cooled) | 0.001829% | 0 | 0.013333 | Commercial_2025_SC B_MW_After Competition Groups_High Efficiency Chiller (avg of water and air cooled)
Commercial | Com ¦ Room AC (w/ louvered sides) 14 SEER from 12 SEER code | 2025 | SC B | MW | After Competition Groups | 0.012382 | 0 | 0 | 729.1352 | 1.6982e-05 | 66 | Commercial_2025_SC B_MW_After Competition Groups_66 | Room AC (w/ louvered sides) 14 SEER from 12 SEER code | 0.001698% | 0 | 0.012382 | Commercial_2025_SC B_MW_After Competition Groups_Room AC (w/ louvered sides) 14 SEER from 12 SEER code
Commercial | Com ¦ VSD Air Compressor | 2025 | SC B | MW | After Competition Groups | 0.010454 | 0 | 0 | 729.1352 | 1.4338e-05 | 67 | Commercial_2025_SC B_MW_After Competition Groups_67 | VSD Air Compressor | 0.001434% | 0 | 0.010454 | Commercial_2025_SC B_MW_After Competition Groups_VSD Air Compressor
Commercial | Com ¦ High Efficiency Small Instantaneous Water Heater | 2025 | SC B | MW | After Competition Groups | 0.0091243 | 0 | 0 | 729.1352 | 1.2514e-05 | 68 | Commercial_2025_SC B_MW_After Competition Groups_68 | High Efficiency Small Instantaneous Water Heater | 0.001251% | 0 | 0.0091243 | Commercial_2025_SC B_MW_After Competition Groups_High Efficiency Small Instantaneous Water Heater
Commercial | Com ¦ Energy Recovery Ventilation and Ventilation (Enhanced) | 2025 | SC B | MW | After Competition Groups | 0.0088212 | 0 | 0 | 729.1352 | 1.2098e-05 | 69 | Commercial_2025_SC B_MW_After Competition Groups_69 | Energy Recovery Ventilation and Ventilation (Enhanced) | 0.00121% | 0 | 0.0088212 | Commercial_2025_SC B_MW_After Competition Groups_Energy Recovery Ventilation and Ventilation (Enhanced)
Commercial | Com ¦ Air Curtains | 2025 | SC B | MW | After Competition Groups | 0.0033258 | 0 | 0 | 729.1352 | 4.5614e-06 | 70 | Commercial_2025_SC B_MW_After Competition Groups_70 | Air Curtains | 0.0004561% | 0 | 0.0033258 | Commercial_2025_SC B_MW_After Competition Groups_Air Curtains
Commercial | Com ¦ LED RECESSED DOWNLIGHTS | 2025 | SC B | MW | After Competition Groups | 0.0019058 | 0 | 0 | 729.1352 | 2.6138e-06 | 71 | Commercial_2025_SC B_MW_After Competition Groups_71 | LED RECESSED DOWNLIGHTS | 0.0002614% | 0 | 0.0019058 | Commercial_2025_SC B_MW_After Competition Groups_LED RECESSED DOWNLIGHTS
Commercial | Com ¦ EC Plug Fan for Data Center (under cabinet) | 2025 | SC B | MW | After Competition Groups | 0.0012859 | 0 | 0 | 729.1352 | 1.7636e-06 | 72 | Commercial_2025_SC B_MW_After Competition Groups_72 | EC Plug Fan for Data Center (under cabinet) | 0.0001764% | 0 | 0.0012859 | Commercial_2025_SC B_MW_After Competition Groups_EC Plug Fan for Data Center (under cabinet)
Commercial | Com ¦ Electric Convection Combination Ovens | 2025 | SC B | MW | After Competition Groups | 0.00017305 | 0 | 0 | 729.1352 | 2.3734e-07 | 73 | Commercial_2025_SC B_MW_After Competition Groups_73 | Electric Convection Combination Ovens | 2.373e-05% | 0 | 0.00017305 | Commercial_2025_SC B_MW_After Competition Groups_Electric Convection Combination Ovens
Commercial | Com ¦ LLLC - Low Impact Application | 2025 | SC B | MW | After Competition Groups | 3.0729e-19 | 0 | 0 | 729.1352 | 4.2144e-22 | 74 | Commercial_2025_SC B_MW_After Competition Groups_74 | LLLC - Low Impact Application | 4.214e-20% | 0 | 3.0729e-19 | Commercial_2025_SC B_MW_After Competition Groups_LLLC - Low Impact Application
Commercial | Com ¦ LLLC - High Impact Application | 2025 | SC B | MW | After Competition Groups | 1.0289e-19 | 0 | 0 | 729.1352 | 1.4111e-22 | 75 | Commercial_2025_SC B_MW_After Competition Groups_75 | LLLC - High Impact Application | 1.411e-20% | 0 | 1.0289e-19 | Commercial_2025_SC B_MW_After Competition Groups_LLLC - High Impact Application
Commercial | Com ¦ Networked/Connected - High Impact Application | 2025 | SC B | MW | After Competition Groups | 9.5377e-22 | 0 | 0 | 729.1352 | 1.3081e-24 | 76 | Commercial_2025_SC B_MW_After Competition Groups_76 | Networked/Connected - High Impact Application | 1.308e-22% | 0 | 9.5377e-22 | Commercial_2025_SC B_MW_After Competition Groups_Networked/Connected - High Impact Application
Commercial | Com ¦ Networked/Connected - Low Impact Application | 2025 | SC B | MW | After Competition Groups | 4.696e-22 | 0 | 0 | 729.1352 | 6.4405e-25 | 77 | Commercial_2025_SC B_MW_After Competition Groups_77 | Networked/Connected - Low Impact Application | 6.441e-23% | 0 | 4.696e-22 | Commercial_2025_SC B_MW_After Competition Groups_Networked/Connected - Low Impact Application
Commercial | Com ¦ Efficient compressor motor | 2025 | SC B | MW | After Competition Groups | 0 | 0 | 0 | 729.1352 | 0 | 78 | Commercial_2025_SC B_MW_After Competition Groups_78 | Efficient compressor motor | 0% | 0 | 0 | Commercial_2025_SC B_MW_After Competition Groups_Efficient compressor motor
Commercial | Com ¦ Indoor Daylight Sensors/Photocell Dimming Control | 2025 | SC B | MW | After Competition Groups | 0 | 0 | 0 | 729.1352 | 0 | 79 | Commercial_2025_SC B_MW_After Competition Groups_79 | Indoor Daylight Sensors/Photocell Dimming Control | 0% | 0 | 0 | Commercial_2025_SC B_MW_After Competition Groups_Indoor Daylight Sensors/Photocell Dimming Control
Commercial | Com ¦ Variable Refrigerant Flow Heat Pump | 2025 | SC B | MW | After Competition Groups | 0 | 0 | 0 | 729.1352 | 0 | 80 | Commercial_2025_SC B_MW_After Competition Groups_80 | Variable Refrigerant Flow Heat Pump | 0% | 0 | 0 | Commercial_2025_SC B_MW_After Competition Groups_Variable Refrigerant Flow Heat Pump
Commercial | Com ¦ ENERGY STAR LED LAMPS (REFLECTOR LAMPs/MR16/PAR 16) | 2025 | SC C | MW | After Competition Groups | 85.1681 | 0 | 0 | 524.9851 | 0.16223 | 1 | Commercial_2025_SC C_MW_After Competition Groups_1 | ENERGY STAR LED LAMPS (REFLECTOR LAMPs/MR16/PAR 16) | 16.22% | 0 | 85.1681 | Commercial_2025_SC C_MW_After Competition Groups_ENERGY STAR LED LAMPS (REFLECTOR LAMPs/MR16/PAR 16)
Commercial | Com ¦ LED Low/High Bay | 2025 | SC C | MW | After Competition Groups | 67.9966 | 0 | 0 | 524.9851 | 0.12952 | 2 | Commercial_2025_SC C_MW_After Competition Groups_2 | LED Low/High Bay | 12.95% | 0 | 67.9966 | Commercial_2025_SC C_MW_After Competition Groups_LED Low/High Bay
Commercial | Com ¦ LED Troffer/Surface/Suspended | 2025 | SC C | MW | After Competition Groups | 63.8493 | 0 | 0 | 524.9851 | 0.12162 | 3 | Commercial_2025_SC C_MW_After Competition Groups_3 | LED Troffer/Surface/Suspended | 12.16% | 0 | 63.8493 | Commercial_2025_SC C_MW_After Competition Groups_LED Troffer/Surface/Suspended
Commercial | Com ¦ LED Replacement Lamp (Tube) | 2025 | SC C | MW | After Competition Groups | 40.5297 | 0 | 0 | 524.9851 | 0.077202 | 4 | Commercial_2025_SC C_MW_After Competition Groups_4 | LED Replacement Lamp (Tube) | 7.72% | 0 | 40.5297 | Commercial_2025_SC C_MW_After Competition Groups_LED Replacement Lamp (Tube)
Commercial | Com ¦ High Efficiency Air Source Heat Pump | 2025 | SC C | MW | After Competition Groups | 30.9893 | 0 | 0 | 524.9851 | 0.059029 | 5 | Commercial_2025_SC C_MW_After Competition Groups_5 | High Efficiency Air Source Heat Pump | 5.903% | 0 | 30.9893 | Commercial_2025_SC C_MW_After Competition Groups_High Efficiency Air Source Heat Pump
Commercial | Com ¦ Building Recommissioning, Operations and Maintenance (O&M) Improvements | 2025 | SC C | MW | After Competition Groups | 24.4138 | 0 | 0 | 524.9851 | 0.046504 | 6 | Commercial_2025_SC C_MW_After Competition Groups_6 | Building Recommissioning, Operations and Maintenance (O&M) Improvements | 4.65% | 0 | 24.4138 | Commercial_2025_SC C_MW_After Competition Groups_Building Recommissioning, Operations and Maintenance (O&M) Improvements
Commercial | Com ¦ Education and Capacity Building/Energy Behavior | 2025 | SC C | MW | After Competition Groups | 20.5262 | 0 | 0 | 524.9851 | 0.039099 | 7 | Commercial_2025_SC C_MW_After Competition Groups_7 | Education and Capacity Building/Energy Behavior | 3.91% | 0 | 20.5262 | Commercial_2025_SC C_MW_After Competition Groups_Education and Capacity Building/Energy Behavior
Commercial | Com ¦ Data Center Storage/Server Virtualization | 2025 | SC C | MW | After Competition Groups | 17.2033 | 0 | 0 | 524.9851 | 0.032769 | 8 | Commercial_2025_SC C_MW_After Competition Groups_8 | Data Center Storage/Server Virtualization | 3.277% | 0 | 17.2033 | Commercial_2025_SC C_MW_After Competition Groups_Data Center Storage/Server Virtualization
Commercial | Com ¦ LED or Equivalent Sign Lighting | 2025 | SC C | MW | After Competition Groups | 16.1913 | 0 | 0 | 524.9851 | 0.030841 | 9 | Commercial_2025_SC C_MW_After Competition Groups_9 | LED or Equivalent Sign Lighting | 3.084% | 0 | 16.1913 | Commercial_2025_SC C_MW_After Competition Groups_LED or Equivalent Sign Lighting
Commercial | Com ¦ Unitary Air-Conditioning Unit | 2025 | SC C | MW | After Competition Groups | 14.7405 | 0 | 0 | 524.9851 | 0.028078 | 10 | Commercial_2025_SC C_MW_After Competition Groups_10 | Unitary Air-Conditioning Unit | 2.808% | 0 | 14.7405 | Commercial_2025_SC C_MW_After Competition Groups_Unitary Air-Conditioning Unit
Commercial | Com ¦ Advanced BAS/Controllers | 2025 | SC C | MW | After Competition Groups | 14.6846 | 0 | 0 | 524.9851 | 0.027972 | 11 | Commercial_2025_SC C_MW_After Competition Groups_11 | Advanced BAS/Controllers | 2.797% | 0 | 14.6846 | Commercial_2025_SC C_MW_After Competition Groups_Advanced BAS/Controllers
Commercial | Com ¦ Reach-in Shaded Pole to ECM/PSC Evaporator Fan Motor | 2025 | SC C | MW | After Competition Groups | 12.0752 | 0 | 0 | 524.9851 | 0.023001 | 12 | Commercial_2025_SC C_MW_After Competition Groups_12 | Reach-in Shaded Pole to ECM/PSC Evaporator Fan Motor | 2.3% | 0 | 12.0752 | Commercial_2025_SC C_MW_After Competition Groups_Reach-in Shaded Pole to ECM/PSC Evaporator Fan Motor
Commercial | Com ¦ ENERGY STAR LED LAMPS (General Service Lamps) | 2025 | SC C | MW | After Competition Groups | 11.4731 | 0 | 0 | 524.9851 | 0.021854 | 13 | Commercial_2025_SC C_MW_After Competition Groups_13 | ENERGY STAR LED LAMPS (General Service Lamps) | 2.185% | 0 | 11.4731 | Commercial_2025_SC C_MW_After Competition Groups_ENERGY STAR LED LAMPS (General Service Lamps)
Commercial | Com ¦ Adaptive Thermostats | 2025 | SC C | MW | After Competition Groups | 10.1858 | 0 | 0 | 524.9851 | 0.019402 | 14 | Commercial_2025_SC C_MW_After Competition Groups_14 | Adaptive Thermostats | 1.94% | 0 | 10.1858 | Commercial_2025_SC C_MW_After Competition Groups_Adaptive Thermostats
Commercial | Com ¦ Strip Curtains | 2025 | SC C | MW | After Competition Groups | 8.661 | 0 | 0 | 524.9851 | 0.016498 | 15 | Commercial_2025_SC C_MW_After Competition Groups_15 | Strip Curtains | 1.65% | 0 | 8.661 | Commercial_2025_SC C_MW_After Competition Groups_Strip Curtains
Commercial | Com ¦ Refrigerated Display Case Doors | 2025 | SC C | MW | After Competition Groups | 8.5523 | 0 | 0 | 524.9851 | 0.016291 | 16 | Commercial_2025_SC C_MW_After Competition Groups_16 | Refrigerated Display Case Doors | 1.629% | 0 | 8.5523 | Commercial_2025_SC C_MW_After Competition Groups_Refrigerated Display Case Doors
Commercial | Com ¦ Chilled Water Optimization | 2025 | SC C | MW | After Competition Groups | 7.815 | 0 | 0 | 524.9851 | 0.014886 | 17 | Commercial_2025_SC C_MW_After Competition Groups_17 | Chilled Water Optimization | 1.489% | 0 | 7.815 | Commercial_2025_SC C_MW_After Competition Groups_Chilled Water Optimization
Commercial | Com ¦ Furnace Tune-Up | 2025 | SC C | MW | After Competition Groups | 6.8559 | 0 | 0 | 524.9851 | 0.013059 | 18 | Commercial_2025_SC C_MW_After Competition Groups_18 | Furnace Tune-Up | 1.306% | 0 | 6.8559 | Commercial_2025_SC C_MW_After Competition Groups_Furnace Tune-Up
Commercial | Com ¦ Centrally controlled desktop PC/NETWORK PC POWER MANAGEMENT SOFTWARE | 2025 | SC C | MW | After Competition Groups | 5.5935 | 0 | 0 | 524.9851 | 0.010655 | 19 | Commercial_2025_SC C_MW_After Competition Groups_19 | Centrally controlled desktop PC/NETWORK PC POWER MANAGEMENT SOFTWARE | 1.065% | 0 | 5.5935 | Commercial_2025_SC C_MW_After Competition Groups_Centrally controlled desktop PC/NETWORK PC POWER MANAGEMENT SOFTWARE
Commercial | Com ¦ Demand Control Ventilation | 2025 | SC C | MW | After Competition Groups | 5.4317 | 0 | 0 | 524.9851 | 0.010346 | 20 | Commercial_2025_SC C_MW_After Competition Groups_20 | Demand Control Ventilation | 1.035% | 0 | 5.4317 | Commercial_2025_SC C_MW_After Competition Groups_Demand Control Ventilation
Commercial | Com ¦ Variable Frequency Drive (VFD) | 2025 | SC C | MW | After Competition Groups | 4.8306 | 0 | 0 | 524.9851 | 0.0092014 | 21 | Commercial_2025_SC C_MW_After Competition Groups_21 | Variable Frequency Drive (VFD) | 0.9201% | 0 | 4.8306 | Commercial_2025_SC C_MW_After Competition Groups_Variable Frequency Drive (VFD)
Commercial | Com ¦ Refrigerated Display Case LED | 2025 | SC C | MW | After Competition Groups | 4.5572 | 0 | 0 | 524.9851 | 0.0086807 | 22 | Commercial_2025_SC C_MW_After Competition Groups_22 | Refrigerated Display Case LED | 0.8681% | 0 | 4.5572 | Commercial_2025_SC C_MW_After Competition Groups_Refrigerated Display Case LED
Commercial | Com ¦ VFD on Pumps | 2025 | SC C | MW | After Competition Groups | 4.5109 | 0 | 0 | 524.9851 | 0.0085924 | 23 | Commercial_2025_SC C_MW_After Competition Groups_23 | VFD on Pumps | 0.8592% | 0 | 4.5109 | Commercial_2025_SC C_MW_After Competition Groups_VFD on Pumps
Commercial | Com ¦ LED EXTERIOR AREA LIGHTS - LED fixture (200W) | 2025 | SC C | MW | After Competition Groups | 4.2364 | 0 | 0 | 524.9851 | 0.0080696 | 24 | Commercial_2025_SC C_MW_After Competition Groups_24 | LED EXTERIOR AREA LIGHTS - LED fixture (200W) | 0.807% | 0 | 4.2364 | Commercial_2025_SC C_MW_After Competition Groups_LED EXTERIOR AREA LIGHTS - LED fixture (200W)
Commercial | Com ¦ LED parking lot fixture | 2025 | SC C | MW | After Competition Groups | 4.1525 | 0 | 0 | 524.9851 | 0.0079097 | 25 | Commercial_2025_SC C_MW_After Competition Groups_25 | LED parking lot fixture | 0.791% | 0 | 4.1525 | Commercial_2025_SC C_MW_After Competition Groups_LED parking lot fixture
Commercial | Com ¦ Air Handler with Dedicated Outdoor Air Systems | 2025 | SC C | MW | After Competition Groups | 2.7013 | 0 | 0 | 524.9851 | 0.0051455 | 26 | Commercial_2025_SC C_MW_After Competition Groups_26 | Air Handler with Dedicated Outdoor Air Systems | 0.5146% | 0 | 2.7013 | Commercial_2025_SC C_MW_After Competition Groups_Air Handler with Dedicated Outdoor Air Systems
Commercial | Com ¦ ECM MOTORS FOR EVAPORATOR FANS for refrigeration (WALK-IN) | 2025 | SC C | MW | After Competition Groups | 2.4726 | 0 | 0 | 524.9851 | 0.0047099 | 27 | Commercial_2025_SC C_MW_After Competition Groups_27 | ECM MOTORS FOR EVAPORATOR FANS for refrigeration (WALK-IN) | 0.471% | 0 | 2.4726 | Commercial_2025_SC C_MW_After Competition Groups_ECM MOTORS FOR EVAPORATOR FANS for refrigeration (WALK-IN)
Commercial | Com ¦ LED street light fixture | 2025 | SC C | MW | After Competition Groups | 2.4558 | 0 | 0 | 524.9851 | 0.0046779 | 28 | Commercial_2025_SC C_MW_After Competition Groups_28 | LED street light fixture | 0.4678% | 0 | 2.4558 | Commercial_2025_SC C_MW_After Competition Groups_LED street light fixture
Commercial | Com ¦ ENERGY STAR Griddle (74% eff) | 2025 | SC C | MW | After Competition Groups | 2.3382 | 0 | 0 | 524.9851 | 0.0044539 | 29 | Commercial_2025_SC C_MW_After Competition Groups_29 | ENERGY STAR Griddle (74% eff) | 0.4454% | 0 | 2.3382 | Commercial_2025_SC C_MW_After Competition Groups_ENERGY STAR Griddle (74% eff)
Commercial | Com ¦ Freezer Case Light Sensor | 2025 | SC C | MW | After Competition Groups | 2.1325 | 0 | 0 | 524.9851 | 0.004062 | 30 | Commercial_2025_SC C_MW_After Competition Groups_30 | Freezer Case Light Sensor | 0.4062% | 0 | 2.1325 | Commercial_2025_SC C_MW_After Competition Groups_Freezer Case Light Sensor
Commercial | Com ¦ Evaporator Fan Controls | 2025 | SC C | MW | After Competition Groups | 2.0776 | 0 | 0 | 524.9851 | 0.0039574 | 31 | Commercial_2025_SC C_MW_After Competition Groups_31 | Evaporator Fan Controls | 0.3957% | 0 | 2.0776 | Commercial_2025_SC C_MW_After Competition Groups_Evaporator Fan Controls
Commercial | Com ¦ Demand Control Kitchen Ventilation | 2025 | SC C | MW | After Competition Groups | 1.9162 | 0 | 0 | 524.9851 | 0.00365 | 32 | Commercial_2025_SC C_MW_After Competition Groups_32 | Demand Control Kitchen Ventilation | 0.365% | 0 | 1.9162 | Commercial_2025_SC C_MW_After Competition Groups_Demand Control Kitchen Ventilation
Commercial | Com ¦ Occupancy Sensors | 2025 | SC C | MW | After Competition Groups | 1.5686 | 0 | 0 | 524.9851 | 0.0029879 | 33 | Commercial_2025_SC C_MW_After Competition Groups_33 | Occupancy Sensors | 0.2988% | 0 | 1.5686 | Commercial_2025_SC C_MW_After Competition Groups_Occupancy Sensors
Commercial | Com ¦ Door Gasket Freezer/Refrigerator | 2025 | SC C | MW | After Competition Groups | 1.3405 | 0 | 0 | 524.9851 | 0.0025534 | 34 | Commercial_2025_SC C_MW_After Competition Groups_34 | Door Gasket Freezer/Refrigerator | 0.2553% | 0 | 1.3405 | Commercial_2025_SC C_MW_After Competition Groups_Door Gasket Freezer/Refrigerator
Commercial | Com ¦ Duct Insulation, R8 | 2025 | SC C | MW | After Competition Groups | 1.2728 | 0 | 0 | 524.9851 | 0.0024245 | 35 | Commercial_2025_SC C_MW_After Competition Groups_35 | Duct Insulation, R8 | 0.2425% | 0 | 1.2728 | Commercial_2025_SC C_MW_After Competition Groups_Duct Insulation, R8
Commercial | Com ¦ Water Source Heat Pump (4 ton) | 2025 | SC C | MW | After Competition Groups | 1.2132 | 0 | 0 | 524.9851 | 0.0023109 | 36 | Commercial_2025_SC C_MW_After Competition Groups_36 | Water Source Heat Pump (4 ton) | 0.2311% | 0 | 1.2132 | Commercial_2025_SC C_MW_After Competition Groups_Water Source Heat Pump (4 ton)
Commercial | Com ¦ Temperature Adjustment in Commercial Freezers | 2025 | SC C | MW | After Competition Groups | 0.76038 | 0 | 0 | 524.9851 | 0.0014484 | 37 | Commercial_2025_SC C_MW_After Competition Groups_37 | Temperature Adjustment in Commercial Freezers | 0.1448% | 0 | 0.76038 | Commercial_2025_SC C_MW_After Competition Groups_Temperature Adjustment in Commercial Freezers
Commercial | Com ¦ Elec Storage WH 2.30 Et | 2025 | SC C | MW | After Competition Groups | 0.75233 | 0 | 0 | 524.9851 | 0.0014331 | 38 | Commercial_2025_SC C_MW_After Competition Groups_38 | Elec Storage WH 2.30 Et | 0.1433% | 0 | 0.75233 | Commercial_2025_SC C_MW_After Competition Groups_Elec Storage WH 2.30 Et
Commercial | Com ¦ BEVERAGE VENDING MACHINE CONTROLS | 2025 | SC C | MW | After Competition Groups | 0.69321 | 0 | 0 | 524.9851 | 0.0013204 | 39 | Commercial_2025_SC C_MW_After Competition Groups_39 | BEVERAGE VENDING MACHINE CONTROLS | 0.132% | 0 | 0.69321 | Commercial_2025_SC C_MW_After Competition Groups_BEVERAGE VENDING MACHINE CONTROLS
Commercial | Com ¦ ENERGY STAR Fryer (84% eff) | 2025 | SC C | MW | After Competition Groups | 0.68318 | 0 | 0 | 524.9851 | 0.0013013 | 40 | Commercial_2025_SC C_MW_After Competition Groups_40 | ENERGY STAR Fryer (84% eff) | 0.1301% | 0 | 0.68318 | Commercial_2025_SC C_MW_After Competition Groups_ENERGY STAR Fryer (84% eff)
Commercial | Com ¦ CO Sensors for parking garage exhaust fans | 2025 | SC C | MW | After Competition Groups | 0.64072 | 0 | 0 | 524.9851 | 0.0012205 | 41 | Commercial_2025_SC C_MW_After Competition Groups_41 | CO Sensors for parking garage exhaust fans | 0.122% | 0 | 0.64072 | Commercial_2025_SC C_MW_After Competition Groups_CO Sensors for parking garage exhaust fans
Commercial | Com ¦ Vertical Night Covers | 2025 | SC C | MW | After Competition Groups | 0.62813 | 0 | 0 | 524.9851 | 0.0011965 | 42 | Commercial_2025_SC C_MW_After Competition Groups_42 | Vertical Night Covers | 0.1196% | 0 | 0.62813 | Commercial_2025_SC C_MW_After Competition Groups_Vertical Night Covers
Commercial | Com ¦ Energy Efficient Laboratory Fume Hood | 2025 | SC C | MW | After Competition Groups | 0.59133 | 0 | 0 | 524.9851 | 0.0011264 | 43 | Commercial_2025_SC C_MW_After Competition Groups_43 | Energy Efficient Laboratory Fume Hood | 0.1126% | 0 | 0.59133 | Commercial_2025_SC C_MW_After Competition Groups_Energy Efficient Laboratory Fume Hood
Commercial | Com ¦ Outside Air Economizer | 2025 | SC C | MW | After Competition Groups | 0.5388 | 0 | 0 | 524.9851 | 0.0010263 | 44 | Commercial_2025_SC C_MW_After Competition Groups_44 | Outside Air Economizer | 0.1026% | 0 | 0.5388 | Commercial_2025_SC C_MW_After Competition Groups_Outside Air Economizer
Commercial | Com ¦ Thermostat Setback | 2025 | SC C | MW | After Competition Groups | 0.50699 | 0 | 0 | 524.9851 | 0.00096573 | 45 | Commercial_2025_SC C_MW_After Competition Groups_45 | Thermostat Setback | 0.09657% | 0 | 0.50699 | Commercial_2025_SC C_MW_After Competition Groups_Thermostat Setback
Commercial | Com ¦ Water Heating (DHW) Pipe Insulation (Add 3/4\ Foam)" | 2025 | SC C | MW | After Competition Groups | 0.48236 | 0 | 0 | 524.9851 | 0.00091881 | 46 | Commercial_2025_SC C_MW_After Competition Groups_46 | Water Heating (DHW) Pipe Insulation (Add 3/4\ Foam)" | 0.09188% | 0 | 0.48236 | Commercial_2025_SC C_MW_After Competition Groups_Water Heating (DHW) Pipe Insulation (Add 3/4\ Foam)"
Commercial | Com ¦ ENERGY STAR Steam Cookers | 2025 | SC C | MW | After Competition Groups | 0.43646 | 0 | 0 | 524.9851 | 0.00083137 | 47 | Commercial_2025_SC C_MW_After Competition Groups_47 | ENERGY STAR Steam Cookers | 0.08314% | 0 | 0.43646 | Commercial_2025_SC C_MW_After Competition Groups_ENERGY STAR Steam Cookers
Commercial | Com ¦ Suction Pipe Insulation Freezer/Refrigerator | 2025 | SC C | MW | After Competition Groups | 0.32701 | 0 | 0 | 524.9851 | 0.00062289 | 48 | Commercial_2025_SC C_MW_After Competition Groups_48 | Suction Pipe Insulation Freezer/Refrigerator | 0.06229% | 0 | 0.32701 | Commercial_2025_SC C_MW_After Competition Groups_Suction Pipe Insulation Freezer/Refrigerator
Commercial | Com ¦ ENERGY STAR Dishwasher | 2025 | SC C | MW | After Competition Groups | 0.31001 | 0 | 0 | 524.9851 | 0.00059051 | 49 | Commercial_2025_SC C_MW_After Competition Groups_49 | ENERGY STAR Dishwasher | 0.05905% | 0 | 0.31001 | Commercial_2025_SC C_MW_After Competition Groups_ENERGY STAR Dishwasher
Commercial | Com ¦ Ozone Laundry Treatment | 2025 | SC C | MW | After Competition Groups | 0.15622 | 0 | 0 | 524.9851 | 0.00029757 | 50 | Commercial_2025_SC C_MW_After Competition Groups_50 | Ozone Laundry Treatment | 0.02976% | 0 | 0.15622 | Commercial_2025_SC C_MW_After Competition Groups_Ozone Laundry Treatment
Commercial | Com ¦ Condensing Make Up Air Unit | 2025 | SC C | MW | After Competition Groups | 0.099254 | 0 | 0 | 524.9851 | 0.00018906 | 51 | Commercial_2025_SC C_MW_After Competition Groups_51 | Condensing Make Up Air Unit | 0.01891% | 0 | 0.099254 | Commercial_2025_SC C_MW_After Competition Groups_Condensing Make Up Air Unit
Commercial | Com ¦ LLLC - High Impact Application | 2025 | SC C | MW | After Competition Groups | 0.086297 | 0 | 0 | 524.9851 | 0.00016438 | 52 | Commercial_2025_SC C_MW_After Competition Groups_52 | LLLC - High Impact Application | 0.01644% | 0 | 0.086297 | Commercial_2025_SC C_MW_After Competition Groups_LLLC - High Impact Application
Commercial | Com ¦ ECM MOTORS FOR HVAC APPLICATION (FAN-POWERED VAV BOX) | 2025 | SC C | MW | After Competition Groups | 0.073646 | 0 | 0 | 524.9851 | 0.00014028 | 53 | Commercial_2025_SC C_MW_After Competition Groups_53 | ECM MOTORS FOR HVAC APPLICATION (FAN-POWERED VAV BOX) | 0.01403% | 0 | 0.073646 | Commercial_2025_SC C_MW_After Competition Groups_ECM MOTORS FOR HVAC APPLICATION (FAN-POWERED VAV BOX)
Commercial | COM ¦ Ductless Mini-Split Heat Pumps | 2025 | SC C | MW | After Competition Groups | 0.063884 | 0 | 0 | 524.9851 | 0.00012169 | 54 | Commercial_2025_SC C_MW_After Competition Groups_54 | Ductless Mini-Split Heat Pumps | 0.01217% | 0 | 0.063884 | Commercial_2025_SC C_MW_After Competition Groups_Ductless Mini-Split Heat Pumps
Commercial | Com ¦ CEE Tier 2/Energy Star Clothes Washers | 2025 | SC C | MW | After Competition Groups | 0.061574 | 0 | 0 | 524.9851 | 0.00011729 | 55 | Commercial_2025_SC C_MW_After Competition Groups_55 | CEE Tier 2/Energy Star Clothes Washers | 0.01173% | 0 | 0.061574 | Commercial_2025_SC C_MW_After Competition Groups_CEE Tier 2/Energy Star Clothes Washers
Commercial | Com ¦ LLLC - Low Impact Application | 2025 | SC C | MW | After Competition Groups | 0.056935 | 0 | 0 | 524.9851 | 0.00010845 | 56 | Commercial_2025_SC C_MW_After Competition Groups_56 | LLLC - Low Impact Application | 0.01085% | 0 | 0.056935 | Commercial_2025_SC C_MW_After Competition Groups_LLLC - Low Impact Application
Commercial | Com ¦ HVAC Optimization | 2025 | SC C | MW | After Competition Groups | 0.056581 | 0 | 0 | 524.9851 | 0.00010778 | 57 | Commercial_2025_SC C_MW_After Competition Groups_57 | HVAC Optimization | 0.01078% | 0 | 0.056581 | Commercial_2025_SC C_MW_After Competition Groups_HVAC Optimization
Commercial | Com ¦ PTAC (12 EER/10,000 BTU) | 2025 | SC C | MW | After Competition Groups | 0.037479 | 0 | 0 | 524.9851 | 7.139e-05 | 58 | Commercial_2025_SC C_MW_After Competition Groups_58 | PTAC (12 EER/10,000 BTU) | 0.007139% | 0 | 0.037479 | Commercial_2025_SC C_MW_After Competition Groups_PTAC (12 EER/10,000 BTU)
Commercial | Com ¦ Low Flow Pre-Rinse Spray Nozzle | 2025 | SC C | MW | After Competition Groups | 0.03534 | 0 | 0 | 524.9851 | 6.7316e-05 | 59 | Commercial_2025_SC C_MW_After Competition Groups_59 | Low Flow Pre-Rinse Spray Nozzle | 0.006732% | 0 | 0.03534 | Commercial_2025_SC C_MW_After Competition Groups_Low Flow Pre-Rinse Spray Nozzle
Commercial | Com ¦ Auto Off Time Switch or Time Clock control | 2025 | SC C | MW | After Competition Groups | 0.035156 | 0 | 0 | 524.9851 | 6.6966e-05 | 60 | Commercial_2025_SC C_MW_After Competition Groups_60 | Auto Off Time Switch or Time Clock control | 0.006697% | 0 | 0.035156 | Commercial_2025_SC C_MW_After Competition Groups_Auto Off Time Switch or Time Clock control
Commercial | Com ¦ Demand controlled Circulating Systems | 2025 | SC C | MW | After Competition Groups | 0.032823 | 0 | 0 | 524.9851 | 6.2521e-05 | 61 | Commercial_2025_SC C_MW_After Competition Groups_61 | Demand controlled Circulating Systems | 0.006252% | 0 | 0.032823 | Commercial_2025_SC C_MW_After Competition Groups_Demand controlled Circulating Systems
Commercial | Com ¦ Notched V belts for HVAC Systems | 2025 | SC C | MW | After Competition Groups | 0.025971 | 0 | 0 | 524.9851 | 4.947e-05 | 62 | Commercial_2025_SC C_MW_After Competition Groups_62 | Notched V belts for HVAC Systems | 0.004947% | 0 | 0.025971 | Commercial_2025_SC C_MW_After Competition Groups_Notched V belts for HVAC Systems
Commercial | Com ¦ Solar Water Preheat (Pools/DHW) | 2025 | SC C | MW | After Competition Groups | 0.017956 | 0 | 0 | 524.9851 | 3.4203e-05 | 63 | Commercial_2025_SC C_MW_After Competition Groups_63 | Solar Water Preheat (Pools/DHW) | 0.00342% | 0 | 0.017956 | Commercial_2025_SC C_MW_After Competition Groups_Solar Water Preheat (Pools/DHW)
Commercial | Com ¦ Commercial Hot Food Holding Cabinets | 2025 | SC C | MW | After Competition Groups | 0.017675 | 0 | 0 | 524.9851 | 3.3668e-05 | 64 | Commercial_2025_SC C_MW_After Competition Groups_64 | Commercial Hot Food Holding Cabinets | 0.003367% | 0 | 0.017675 | Commercial_2025_SC C_MW_After Competition Groups_Commercial Hot Food Holding Cabinets
Commercial | Com ¦ High Efficiency Chiller (avg of water and air cooled) | 2025 | SC C | MW | After Competition Groups | 0.013334 | 0 | 0 | 524.9851 | 2.54e-05 | 65 | Commercial_2025_SC C_MW_After Competition Groups_65 | High Efficiency Chiller (avg of water and air cooled) | 0.00254% | 0 | 0.013334 | Commercial_2025_SC C_MW_After Competition Groups_High Efficiency Chiller (avg of water and air cooled)
Commercial | Com ¦ Wall Insulation | 2025 | SC C | MW | After Competition Groups | 0.011511 | 0 | 0 | 524.9851 | 2.1926e-05 | 66 | Commercial_2025_SC C_MW_After Competition Groups_66 | Wall Insulation | 0.002193% | 0 | 0.011511 | Commercial_2025_SC C_MW_After Competition Groups_Wall Insulation
Commercial | Com ¦ Condensing Unit Heaters or other Efficient Unit Heating System | 2025 | SC C | MW | After Competition Groups | 0.010855 | 0 | 0 | 524.9851 | 2.0677e-05 | 67 | Commercial_2025_SC C_MW_After Competition Groups_67 | Condensing Unit Heaters or other Efficient Unit Heating System | 0.002068% | 0 | 0.010855 | Commercial_2025_SC C_MW_After Competition Groups_Condensing Unit Heaters or other Efficient Unit Heating System
Commercial | Com ¦ Air Curtains | 2025 | SC C | MW | After Competition Groups | 0.0087411 | 0 | 0 | 524.9851 | 1.665e-05 | 68 | Commercial_2025_SC C_MW_After Competition Groups_68 | Air Curtains | 0.001665% | 0 | 0.0087411 | Commercial_2025_SC C_MW_After Competition Groups_Air Curtains
Commercial | Com ¦ VSD Air Compressor | 2025 | SC C | MW | After Competition Groups | 0.008708 | 0 | 0 | 524.9851 | 1.6587e-05 | 69 | Commercial_2025_SC C_MW_After Competition Groups_69 | VSD Air Compressor | 0.001659% | 0 | 0.008708 | Commercial_2025_SC C_MW_After Competition Groups_VSD Air Compressor
Commercial | Com ¦ Room AC (w/ louvered sides) 14 SEER from 12 SEER code | 2025 | SC C | MW | After Competition Groups | 0.0047366 | 0 | 0 | 524.9851 | 9.0224e-06 | 70 | Commercial_2025_SC C_MW_After Competition Groups_70 | Room AC (w/ louvered sides) 14 SEER from 12 SEER code | 0.0009022% | 0 | 0.0047366 | Commercial_2025_SC C_MW_After Competition Groups_Room AC (w/ louvered sides) 14 SEER from 12 SEER code
Commercial | Com ¦ Energy Recovery Ventilation and Ventilation (Enhanced) | 2025 | SC C | MW | After Competition Groups | 0.0024684 | 0 | 0 | 524.9851 | 4.7018e-06 | 71 | Commercial_2025_SC C_MW_After Competition Groups_71 | Energy Recovery Ventilation and Ventilation (Enhanced) | 0.0004702% | 0 | 0.0024684 | Commercial_2025_SC C_MW_After Competition Groups_Energy Recovery Ventilation and Ventilation (Enhanced)
Commercial | Com ¦ LED RECESSED DOWNLIGHTS | 2025 | SC C | MW | After Competition Groups | 0.0019058 | 0 | 0 | 524.9851 | 3.6303e-06 | 72 | Commercial_2025_SC C_MW_After Competition Groups_72 | LED RECESSED DOWNLIGHTS | 0.000363% | 0 | 0.0019058 | Commercial_2025_SC C_MW_After Competition Groups_LED RECESSED DOWNLIGHTS
Commercial | Com ¦ EC Plug Fan for Data Center (under cabinet) | 2025 | SC C | MW | After Competition Groups | 0.00089278 | 0 | 0 | 524.9851 | 1.7006e-06 | 73 | Commercial_2025_SC C_MW_After Competition Groups_73 | EC Plug Fan for Data Center (under cabinet) | 0.0001701% | 0 | 0.00089278 | Commercial_2025_SC C_MW_After Competition Groups_EC Plug Fan for Data Center (under cabinet)
Commercial | Com ¦ High Efficiency Small Instantaneous Water Heater | 2025 | SC C | MW | After Competition Groups | 0.00031281 | 0 | 0 | 524.9851 | 5.9585e-07 | 74 | Commercial_2025_SC C_MW_After Competition Groups_74 | High Efficiency Small Instantaneous Water Heater | 5.959e-05% | 0 | 0.00031281 | Commercial_2025_SC C_MW_After Competition Groups_High Efficiency Small Instantaneous Water Heater
Commercial | Com ¦ Networked/Connected - High Impact Application | 2025 | SC C | MW | After Competition Groups | 0.00024656 | 0 | 0 | 524.9851 | 4.6966e-07 | 75 | Commercial_2025_SC C_MW_After Competition Groups_75 | Networked/Connected - High Impact Application | 4.697e-05% | 0 | 0.00024656 | Commercial_2025_SC C_MW_After Competition Groups_Networked/Connected - High Impact Application
Commercial | Com ¦ Electric Convection Combination Ovens | 2025 | SC C | MW | After Competition Groups | 0.00015755 | 0 | 0 | 524.9851 | 3.0011e-07 | 76 | Commercial_2025_SC C_MW_After Competition Groups_76 | Electric Convection Combination Ovens | 3.001e-05% | 0 | 0.00015755 | Commercial_2025_SC C_MW_After Competition Groups_Electric Convection Combination Ovens
Commercial | Com ¦ Networked/Connected - Low Impact Application | 2025 | SC C | MW | After Competition Groups | 1.1978e-05 | 0 | 0 | 524.9851 | 2.2816e-08 | 77 | Commercial_2025_SC C_MW_After Competition Groups_77 | Networked/Connected - Low Impact Application | 2.282e-06% | 0 | 1.1978e-05 | Commercial_2025_SC C_MW_After Competition Groups_Networked/Connected - Low Impact Application
Commercial | Com ¦ Efficient compressor motor | 2025 | SC C | MW | After Competition Groups | 0 | 0 | 0 | 524.9851 | 0 | 78 | Commercial_2025_SC C_MW_After Competition Groups_78 | Efficient compressor motor | 0% | 0 | 0 | Commercial_2025_SC C_MW_After Competition Groups_Efficient compressor motor
Commercial | Com ¦ Indoor Daylight Sensors/Photocell Dimming Control | 2025 | SC C | MW | After Competition Groups | 0 | 0 | 0 | 524.9851 | 0 | 79 | Commercial_2025_SC C_MW_After Competition Groups_79 | Indoor Daylight Sensors/Photocell Dimming Control | 0% | 0 | 0 | Commercial_2025_SC C_MW_After Competition Groups_Indoor Daylight Sensors/Photocell Dimming Control
Commercial | Com ¦ Variable Refrigerant Flow Heat Pump | 2025 | SC C | MW | After Competition Groups | 0 | 0 | 0 | 524.9851 | 0 | 80 | Commercial_2025_SC C_MW_After Competition Groups_80 | Variable Refrigerant Flow Heat Pump | 0% | 0 | 0 | Commercial_2025_SC C_MW_After Competition Groups_Variable Refrigerant Flow Heat Pump
Commercial | Com ¦ ENERGY STAR LED LAMPS (REFLECTOR LAMPs/MR16/PAR 16) | 2025 | SC D | MW | After Competition Groups | 85.1662 | 4524366.4483 | 4.5244 | 485.493 | 0.17542 | 1 | Commercial_2025_SC D_MW_After Competition Groups_1 | ENERGY STAR LED LAMPS (REFLECTOR LAMPs/MR16/PAR 16) | 17.54% | 4.5244 | 85.1662 | Commercial_2025_SC D_MW_After Competition Groups_ENERGY STAR LED LAMPS (REFLECTOR LAMPs/MR16/PAR 16)
Commercial | Com ¦ LED Low/High Bay | 2025 | SC D | MW | After Competition Groups | 56.2513 | 31124935.0344 | 31.1249 | 485.493 | 0.11586 | 2 | Commercial_2025_SC D_MW_After Competition Groups_2 | LED Low/High Bay | 11.59% | 31.1249 | 56.2513 | Commercial_2025_SC D_MW_After Competition Groups_LED Low/High Bay
Commercial | Com ¦ LED Troffer/Surface/Suspended | 2025 | SC D | MW | After Competition Groups | 50.8134 | 37897844.626 | 37.8978 | 485.493 | 0.10466 | 3 | Commercial_2025_SC D_MW_After Competition Groups_3 | LED Troffer/Surface/Suspended | 10.47% | 37.8978 | 50.8134 | Commercial_2025_SC D_MW_After Competition Groups_LED Troffer/Surface/Suspended
Commercial | Com ¦ LED Replacement Lamp (Tube) | 2025 | SC D | MW | After Competition Groups | 40.5297 | 0 | 0 | 485.493 | 0.083482 | 4 | Commercial_2025_SC D_MW_After Competition Groups_4 | LED Replacement Lamp (Tube) | 8.348% | 0 | 40.5297 | Commercial_2025_SC D_MW_After Competition Groups_LED Replacement Lamp (Tube)
Commercial | Com ¦ High Efficiency Air Source Heat Pump | 2025 | SC D | MW | After Competition Groups | 30.9893 | 1022890.0393 | 1.0229 | 485.493 | 0.063831 | 5 | Commercial_2025_SC D_MW_After Competition Groups_5 | High Efficiency Air Source Heat Pump | 6.383% | 1.0229 | 30.9893 | Commercial_2025_SC D_MW_After Competition Groups_High Efficiency Air Source Heat Pump
Commercial | Com ¦ Building Recommissioning, Operations and Maintenance (O&M) Improvements | 2025 | SC D | MW | After Competition Groups | 24.3208 | 3650608.1829 | 3.6506 | 485.493 | 0.050095 | 6 | Commercial_2025_SC D_MW_After Competition Groups_6 | Building Recommissioning, Operations and Maintenance (O&M) Improvements | 5.01% | 3.6506 | 24.3208 | Commercial_2025_SC D_MW_After Competition Groups_Building Recommissioning, Operations and Maintenance (O&M) Improvements
Commercial | Com ¦ Education and Capacity Building/Energy Behavior | 2025 | SC D | MW | After Competition Groups | 20.5262 | 5895314.8763 | 5.8953 | 485.493 | 0.042279 | 7 | Commercial_2025_SC D_MW_After Competition Groups_7 | Education and Capacity Building/Energy Behavior | 4.228% | 5.8953 | 20.5262 | Commercial_2025_SC D_MW_After Competition Groups_Education and Capacity Building/Energy Behavior
Commercial | Com ¦ Data Center Storage/Server Virtualization | 2025 | SC D | MW | After Competition Groups | 17.2033 | 0 | 0 | 485.493 | 0.035435 | 8 | Commercial_2025_SC D_MW_After Competition Groups_8 | Data Center Storage/Server Virtualization | 3.543% | 0 | 17.2033 | Commercial_2025_SC D_MW_After Competition Groups_Data Center Storage/Server Virtualization
Commercial | Com ¦ Advanced BAS/Controllers | 2025 | SC D | MW | After Competition Groups | 15.4736 | 3255233.6011 | 3.2552 | 485.493 | 0.031872 | 9 | Commercial_2025_SC D_MW_After Competition Groups_9 | Advanced BAS/Controllers | 3.187% | 3.2552 | 15.4736 | Commercial_2025_SC D_MW_After Competition Groups_Advanced BAS/Controllers
Commercial | Com ¦ Unitary Air-Conditioning Unit | 2025 | SC D | MW | After Competition Groups | 12.8144 | 3562920.7358 | 3.5629 | 485.493 | 0.026395 | 10 | Commercial_2025_SC D_MW_After Competition Groups_10 | Unitary Air-Conditioning Unit | 2.639% | 3.5629 | 12.8144 | Commercial_2025_SC D_MW_After Competition Groups_Unitary Air-Conditioning Unit
Commercial | Com ¦ Reach-in Shaded Pole to ECM/PSC Evaporator Fan Motor | 2025 | SC D | MW | After Competition Groups | 12.0752 | 2428353.7236 | 2.4284 | 485.493 | 0.024872 | 11 | Commercial_2025_SC D_MW_After Competition Groups_11 | Reach-in Shaded Pole to ECM/PSC Evaporator Fan Motor | 2.487% | 2.4284 | 12.0752 | Commercial_2025_SC D_MW_After Competition Groups_Reach-in Shaded Pole to ECM/PSC Evaporator Fan Motor
Commercial | Com ¦ ENERGY STAR LED LAMPS (General Service Lamps) | 2025 | SC D | MW | After Competition Groups | 11.4726 | 565262.3635 | 0.56526 | 485.493 | 0.023631 | 12 | Commercial_2025_SC D_MW_After Competition Groups_12 | ENERGY STAR LED LAMPS (General Service Lamps) | 2.363% | 0.56526 | 11.4726 | Commercial_2025_SC D_MW_After Competition Groups_ENERGY STAR LED LAMPS (General Service Lamps)
Commercial | Com ¦ LED or Equivalent Sign Lighting | 2025 | SC D | MW | After Competition Groups | 10.906 | 1830562.6722 | 1.8306 | 485.493 | 0.022464 | 13 | Commercial_2025_SC D_MW_After Competition Groups_13 | LED or Equivalent Sign Lighting | 2.246% | 1.8306 | 10.906 | Commercial_2025_SC D_MW_After Competition Groups_LED or Equivalent Sign Lighting
Commercial | Com ¦ Adaptive Thermostats | 2025 | SC D | MW | After Competition Groups | 9.7355 | 2477159.8813 | 2.4772 | 485.493 | 0.020053 | 14 | Commercial_2025_SC D_MW_After Competition Groups_14 | Adaptive Thermostats | 2.005% | 2.4772 | 9.7355 | Commercial_2025_SC D_MW_After Competition Groups_Adaptive Thermostats
Commercial | Com ¦ Strip Curtains | 2025 | SC D | MW | After Competition Groups | 8.6574 | 128765.8579 | 0.12877 | 485.493 | 0.017832 | 15 | Commercial_2025_SC D_MW_After Competition Groups_15 | Strip Curtains | 1.783% | 0.12877 | 8.6574 | Commercial_2025_SC D_MW_After Competition Groups_Strip Curtains
Commercial | Com ¦ Chilled Water Optimization | 2025 | SC D | MW | After Competition Groups | 7.815 | 1410836.5132 | 1.4108 | 485.493 | 0.016097 | 16 | Commercial_2025_SC D_MW_After Competition Groups_16 | Chilled Water Optimization | 1.61% | 1.4108 | 7.815 | Commercial_2025_SC D_MW_After Competition Groups_Chilled Water Optimization
Commercial | Com ¦ Furnace Tune-Up | 2025 | SC D | MW | After Competition Groups | 6.8559 | 82757.7297 | 0.082758 | 485.493 | 0.014121 | 17 | Commercial_2025_SC D_MW_After Competition Groups_17 | Furnace Tune-Up | 1.412% | 0.082758 | 6.8559 | Commercial_2025_SC D_MW_After Competition Groups_Furnace Tune-Up
Commercial | Com ¦ Refrigerated Display Case Doors | 2025 | SC D | MW | After Competition Groups | 6.2115 | 1948099.3126 | 1.9481 | 485.493 | 0.012794 | 18 | Commercial_2025_SC D_MW_After Competition Groups_18 | Refrigerated Display Case Doors | 1.279% | 1.9481 | 6.2115 | Commercial_2025_SC D_MW_After Competition Groups_Refrigerated Display Case Doors
Commercial | Com ¦ Centrally controlled desktop PC/NETWORK PC POWER MANAGEMENT SOFTWARE | 2025 | SC D | MW | After Competition Groups | 5.5874 | 623162.6141 | 0.62316 | 485.493 | 0.011509 | 19 | Commercial_2025_SC D_MW_After Competition Groups_19 | Centrally controlled desktop PC/NETWORK PC POWER MANAGEMENT SOFTWARE | 1.151% | 0.62316 | 5.5874 | Commercial_2025_SC D_MW_After Competition Groups_Centrally controlled desktop PC/NETWORK PC POWER MANAGEMENT SOFTWARE
Commercial | Com ¦ Variable Frequency Drive (VFD) | 2025 | SC D | MW | After Competition Groups | 4.6886 | 1030897.6672 | 1.0309 | 485.493 | 0.0096574 | 20 | Commercial_2025_SC D_MW_After Competition Groups_20 | Variable Frequency Drive (VFD) | 0.9657% | 1.0309 | 4.6886 | Commercial_2025_SC D_MW_After Competition Groups_Variable Frequency Drive (VFD)
Commercial | Com ¦ VFD on Pumps | 2025 | SC D | MW | After Competition Groups | 4.3511 | 998104.0962 | 0.9981 | 485.493 | 0.0089622 | 21 | Commercial_2025_SC D_MW_After Competition Groups_21 | VFD on Pumps | 0.8962% | 0.9981 | 4.3511 | Commercial_2025_SC D_MW_After Competition Groups_VFD on Pumps
Commercial | Com ¦ Demand Control Ventilation | 2025 | SC D | MW | After Competition Groups | 4.2056 | 808378.4727 | 0.80838 | 485.493 | 0.0086625 | 22 | Commercial_2025_SC D_MW_After Competition Groups_22 | Demand Control Ventilation | 0.8662% | 0.80838 | 4.2056 | Commercial_2025_SC D_MW_After Competition Groups_Demand Control Ventilation
Commercial | Com ¦ LED parking lot fixture | 2025 | SC D | MW | After Competition Groups | 4.1525 | 12159454.5744 | 12.1595 | 485.493 | 0.0085531 | 23 | Commercial_2025_SC D_MW_After Competition Groups_23 | LED parking lot fixture | 0.8553% | 12.1595 | 4.1525 | Commercial_2025_SC D_MW_After Competition Groups_LED parking lot fixture
Commercial | Com ¦ LED EXTERIOR AREA LIGHTS - LED fixture (200W) | 2025 | SC D | MW | After Competition Groups | 4.0844 | 0 | 0 | 485.493 | 0.0084128 | 24 | Commercial_2025_SC D_MW_After Competition Groups_24 | LED EXTERIOR AREA LIGHTS - LED fixture (200W) | 0.8413% | 0 | 4.0844 | Commercial_2025_SC D_MW_After Competition Groups_LED EXTERIOR AREA LIGHTS - LED fixture (200W)
Commercial | Com ¦ Refrigerated Display Case LED | 2025 | SC D | MW | After Competition Groups | 4.0188 | 822947.9 | 0.82295 | 485.493 | 0.0082777 | 25 | Commercial_2025_SC D_MW_After Competition Groups_25 | Refrigerated Display Case LED | 0.8278% | 0.82295 | 4.0188 | Commercial_2025_SC D_MW_After Competition Groups_Refrigerated Display Case LED
Commercial | Com ¦ ECM MOTORS FOR EVAPORATOR FANS for refrigeration (WALK-IN) | 2025 | SC D | MW | After Competition Groups | 2.4445 | 817983.6955 | 0.81798 | 485.493 | 0.0050351 | 26 | Commercial_2025_SC D_MW_After Competition Groups_26 | ECM MOTORS FOR EVAPORATOR FANS for refrigeration (WALK-IN) | 0.5035% | 0.81798 | 2.4445 | Commercial_2025_SC D_MW_After Competition Groups_ECM MOTORS FOR EVAPORATOR FANS for refrigeration (WALK-IN)
Commercial | Com ¦ ENERGY STAR Griddle (74% eff) | 2025 | SC D | MW | After Competition Groups | 2.3382 | 217638.9112 | 0.21764 | 485.493 | 0.0048162 | 27 | Commercial_2025_SC D_MW_After Competition Groups_27 | ENERGY STAR Griddle (74% eff) | 0.4816% | 0.21764 | 2.3382 | Commercial_2025_SC D_MW_After Competition Groups_ENERGY STAR Griddle (74% eff)
Commercial | Com ¦ Evaporator Fan Controls | 2025 | SC D | MW | After Competition Groups | 2.0776 | 140695.0068 | 0.1407 | 485.493 | 0.0042793 | 28 | Commercial_2025_SC D_MW_After Competition Groups_28 | Evaporator Fan Controls | 0.4279% | 0.1407 | 2.0776 | Commercial_2025_SC D_MW_After Competition Groups_Evaporator Fan Controls
Commercial | Com ¦ Air Handler with Dedicated Outdoor Air Systems | 2025 | SC D | MW | After Competition Groups | 2.0334 | 167868.9138 | 0.16787 | 485.493 | 0.0041883 | 29 | Commercial_2025_SC D_MW_After Competition Groups_29 | Air Handler with Dedicated Outdoor Air Systems | 0.4188% | 0.16787 | 2.0334 | Commercial_2025_SC D_MW_After Competition Groups_Air Handler with Dedicated Outdoor Air Systems
Commercial | Com ¦ LED street light fixture | 2025 | SC D | MW | After Competition Groups | 1.8255 | 0 | 0 | 485.493 | 0.0037602 | 30 | Commercial_2025_SC D_MW_After Competition Groups_30 | LED street light fixture | 0.376% | 0 | 1.8255 | Commercial_2025_SC D_MW_After Competition Groups_LED street light fixture
Commercial | Com ¦ Demand Control Kitchen Ventilation | 2025 | SC D | MW | After Competition Groups | 1.7749 | 626572.9955 | 0.62657 | 485.493 | 0.0036559 | 31 | Commercial_2025_SC D_MW_After Competition Groups_31 | Demand Control Kitchen Ventilation | 0.3656% | 0.62657 | 1.7749 | Commercial_2025_SC D_MW_After Competition Groups_Demand Control Kitchen Ventilation
Commercial | Com ¦ Occupancy Sensors | 2025 | SC D | MW | After Competition Groups | 1.5686 | 4522.5496 | 0.0045225 | 485.493 | 0.003231 | 32 | Commercial_2025_SC D_MW_After Competition Groups_32 | Occupancy Sensors | 0.3231% | 0.0045225 | 1.5686 | Commercial_2025_SC D_MW_After Competition Groups_Occupancy Sensors
Commercial | Com ¦ Freezer Case Light Sensor | 2025 | SC D | MW | After Competition Groups | 1.4764 | 500709.0552 | 0.50071 | 485.493 | 0.003041 | 33 | Commercial_2025_SC D_MW_After Competition Groups_33 | Freezer Case Light Sensor | 0.3041% | 0.50071 | 1.4764 | Commercial_2025_SC D_MW_After Competition Groups_Freezer Case Light Sensor
Commercial | Com ¦ Duct Insulation, R8 | 2025 | SC D | MW | After Competition Groups | 1.2657 | 271039.3988 | 0.27104 | 485.493 | 0.0026071 | 34 | Commercial_2025_SC D_MW_After Competition Groups_34 | Duct Insulation, R8 | 0.2607% | 0.27104 | 1.2657 | Commercial_2025_SC D_MW_After Competition Groups_Duct Insulation, R8
Commercial | Com ¦ Door Gasket Freezer/Refrigerator | 2025 | SC D | MW | After Competition Groups | 1.2175 | 226589.1523 | 0.22659 | 485.493 | 0.0025079 | 35 | Commercial_2025_SC D_MW_After Competition Groups_35 | Door Gasket Freezer/Refrigerator | 0.2508% | 0.22659 | 1.2175 | Commercial_2025_SC D_MW_After Competition Groups_Door Gasket Freezer/Refrigerator
Commercial | Com ¦ Water Source Heat Pump (4 ton) | 2025 | SC D | MW | After Competition Groups | 1.0129 | 308865.054 | 0.30887 | 485.493 | 0.0020864 | 36 | Commercial_2025_SC D_MW_After Competition Groups_36 | Water Source Heat Pump (4 ton) | 0.2086% | 0.30887 | 1.0129 | Commercial_2025_SC D_MW_After Competition Groups_Water Source Heat Pump (4 ton)
Commercial | Com ¦ Temperature Adjustment in Commercial Freezers | 2025 | SC D | MW | After Competition Groups | 0.76038 | 0 | 0 | 485.493 | 0.0015662 | 37 | Commercial_2025_SC D_MW_After Competition Groups_37 | Temperature Adjustment in Commercial Freezers | 0.1566% | 0 | 0.76038 | Commercial_2025_SC D_MW_After Competition Groups_Temperature Adjustment in Commercial Freezers
Commercial | Com ¦ ENERGY STAR Fryer (84% eff) | 2025 | SC D | MW | After Competition Groups | 0.67822 | 113075.4571 | 0.11308 | 485.493 | 0.001397 | 38 | Commercial_2025_SC D_MW_After Competition Groups_38 | ENERGY STAR Fryer (84% eff) | 0.1397% | 0.11308 | 0.67822 | Commercial_2025_SC D_MW_After Competition Groups_ENERGY STAR Fryer (84% eff)
Commercial | Com ¦ Elec Storage WH 2.30 Et | 2025 | SC D | MW | After Competition Groups | 0.67379 | 225338.1183 | 0.22534 | 485.493 | 0.0013878 | 39 | Commercial_2025_SC D_MW_After Competition Groups_39 | Elec Storage WH 2.30 Et | 0.1388% | 0.22534 | 0.67379 | Commercial_2025_SC D_MW_After Competition Groups_Elec Storage WH 2.30 Et
Commercial | Com ¦ BEVERAGE VENDING MACHINE CONTROLS | 2025 | SC D | MW | After Competition Groups | 0.66523 | 86922.6824 | 0.086923 | 485.493 | 0.0013702 | 40 | Commercial_2025_SC D_MW_After Competition Groups_40 | BEVERAGE VENDING MACHINE CONTROLS | 0.137% | 0.086923 | 0.66523 | Commercial_2025_SC D_MW_After Competition Groups_BEVERAGE VENDING MACHINE CONTROLS
Commercial | Com ¦ Vertical Night Covers | 2025 | SC D | MW | After Competition Groups | 0.59758 | 65355.3452 | 0.065355 | 485.493 | 0.0012309 | 41 | Commercial_2025_SC D_MW_After Competition Groups_41 | Vertical Night Covers | 0.1231% | 0.065355 | 0.59758 | Commercial_2025_SC D_MW_After Competition Groups_Vertical Night Covers
Commercial | Com ¦ Outside Air Economizer | 2025 | SC D | MW | After Competition Groups | 0.5388 | 93901.2105 | 0.093901 | 485.493 | 0.0011098 | 42 | Commercial_2025_SC D_MW_After Competition Groups_42 | Outside Air Economizer | 0.111% | 0.093901 | 0.5388 | Commercial_2025_SC D_MW_After Competition Groups_Outside Air Economizer
Commercial | Com ¦ Thermostat Setback | 2025 | SC D | MW | After Competition Groups | 0.50699 | 0 | 0 | 485.493 | 0.0010443 | 43 | Commercial_2025_SC D_MW_After Competition Groups_43 | Thermostat Setback | 0.1044% | 0 | 0.50699 | Commercial_2025_SC D_MW_After Competition Groups_Thermostat Setback
Commercial | Com ¦ CO Sensors for parking garage exhaust fans | 2025 | SC D | MW | After Competition Groups | 0.50484 | 129573.5011 | 0.12957 | 485.493 | 0.0010399 | 44 | Commercial_2025_SC D_MW_After Competition Groups_44 | CO Sensors for parking garage exhaust fans | 0.104% | 0.12957 | 0.50484 | Commercial_2025_SC D_MW_After Competition Groups_CO Sensors for parking garage exhaust fans
Commercial | Com ¦ Energy Efficient Laboratory Fume Hood | 2025 | SC D | MW | After Competition Groups | 0.48511 | 136708.2749 | 0.13671 | 485.493 | 0.00099921 | 45 | Commercial_2025_SC D_MW_After Competition Groups_45 | Energy Efficient Laboratory Fume Hood | 0.09992% | 0.13671 | 0.48511 | Commercial_2025_SC D_MW_After Competition Groups_Energy Efficient Laboratory Fume Hood
Commercial | Com ¦ Water Heating (DHW) Pipe Insulation (Add 3/4\ Foam)" | 2025 | SC D | MW | After Competition Groups | 0.45689 | 114895.0698 | 0.1149 | 485.493 | 0.00094109 | 46 | Commercial_2025_SC D_MW_After Competition Groups_46 | Water Heating (DHW) Pipe Insulation (Add 3/4\ Foam)" | 0.09411% | 0.1149 | 0.45689 | Commercial_2025_SC D_MW_After Competition Groups_Water Heating (DHW) Pipe Insulation (Add 3/4\ Foam)"
Commercial | Com ¦ ENERGY STAR Steam Cookers | 2025 | SC D | MW | After Competition Groups | 0.43417 | 72122.2991 | 0.072122 | 485.493 | 0.00089428 | 47 | Commercial_2025_SC D_MW_After Competition Groups_47 | ENERGY STAR Steam Cookers | 0.08943% | 0.072122 | 0.43417 | Commercial_2025_SC D_MW_After Competition Groups_ENERGY STAR Steam Cookers
Commercial | Com ¦ Suction Pipe Insulation Freezer/Refrigerator | 2025 | SC D | MW | After Competition Groups | 0.30032 | 61096.2724 | 0.061096 | 485.493 | 0.00061859 | 48 | Commercial_2025_SC D_MW_After Competition Groups_48 | Suction Pipe Insulation Freezer/Refrigerator | 0.06186% | 0.061096 | 0.30032 | Commercial_2025_SC D_MW_After Competition Groups_Suction Pipe Insulation Freezer/Refrigerator
Commercial | Com ¦ ENERGY STAR Dishwasher | 2025 | SC D | MW | After Competition Groups | 0.27536 | 29200.5278 | 0.029201 | 485.493 | 0.00056717 | 49 | Commercial_2025_SC D_MW_After Competition Groups_49 | ENERGY STAR Dishwasher | 0.05672% | 0.029201 | 0.27536 | Commercial_2025_SC D_MW_After Competition Groups_ENERGY STAR Dishwasher
Commercial | Com ¦ Ozone Laundry Treatment | 2025 | SC D | MW | After Competition Groups | 0.10962 | 27112.4105 | 0.027112 | 485.493 | 0.00022579 | 50 | Commercial_2025_SC D_MW_After Competition Groups_50 | Ozone Laundry Treatment | 0.02258% | 0.027112 | 0.10962 | Commercial_2025_SC D_MW_After Competition Groups_Ozone Laundry Treatment
Commercial | Com ¦ ECM MOTORS FOR HVAC APPLICATION (FAN-POWERED VAV BOX) | 2025 | SC D | MW | After Competition Groups | 0.070199 | 18879.5293 | 0.01888 | 485.493 | 0.00014459 | 51 | Commercial_2025_SC D_MW_After Competition Groups_51 | ECM MOTORS FOR HVAC APPLICATION (FAN-POWERED VAV BOX) | 0.01446% | 0.01888 | 0.070199 | Commercial_2025_SC D_MW_After Competition Groups_ECM MOTORS FOR HVAC APPLICATION (FAN-POWERED VAV BOX)
Commercial | COM ¦ Ductless Mini-Split Heat Pumps | 2025 | SC D | MW | After Competition Groups | 0.063884 | 132.8449 | 0.00013284 | 485.493 | 0.00013159 | 52 | Commercial_2025_SC D_MW_After Competition Groups_52 | Ductless Mini-Split Heat Pumps | 0.01316% | 0.00013284 | 0.063884 | Commercial_2025_SC D_MW_After Competition Groups_Ductless Mini-Split Heat Pumps
Commercial | Com ¦ Condensing Make Up Air Unit | 2025 | SC D | MW | After Competition Groups | 0.062981 | 39904.7681 | 0.039905 | 485.493 | 0.00012973 | 53 | Commercial_2025_SC D_MW_After Competition Groups_53 | Condensing Make Up Air Unit | 0.01297% | 0.039905 | 0.062981 | Commercial_2025_SC D_MW_After Competition Groups_Condensing Make Up Air Unit
Commercial | Com ¦ CEE Tier 2/Energy Star Clothes Washers | 2025 | SC D | MW | After Competition Groups | 0.058576 | 7157.361 | 0.0071574 | 485.493 | 0.00012065 | 54 | Commercial_2025_SC D_MW_After Competition Groups_54 | CEE Tier 2/Energy Star Clothes Washers | 0.01207% | 0.0071574 | 0.058576 | Commercial_2025_SC D_MW_After Competition Groups_CEE Tier 2/Energy Star Clothes Washers
Commercial | Com ¦ HVAC Optimization | 2025 | SC D | MW | After Competition Groups | 0.056581 | 219.376 | 0.00021938 | 485.493 | 0.00011654 | 55 | Commercial_2025_SC D_MW_After Competition Groups_55 | HVAC Optimization | 0.01165% | 0.00021938 | 0.056581 | Commercial_2025_SC D_MW_After Competition Groups_HVAC Optimization
Commercial | Com ¦ PTAC (12 EER/10,000 BTU) | 2025 | SC D | MW | After Competition Groups | 0.036273 | 9190.482 | 0.0091905 | 485.493 | 7.4714e-05 | 56 | Commercial_2025_SC D_MW_After Competition Groups_56 | PTAC (12 EER/10,000 BTU) | 0.007471% | 0.0091905 | 0.036273 | Commercial_2025_SC D_MW_After Competition Groups_PTAC (12 EER/10,000 BTU)
Commercial | Com ¦ Low Flow Pre-Rinse Spray Nozzle | 2025 | SC D | MW | After Competition Groups | 0.035238 | 2662.2817 | 0.0026623 | 485.493 | 7.2582e-05 | 57 | Commercial_2025_SC D_MW_After Competition Groups_57 | Low Flow Pre-Rinse Spray Nozzle | 0.007258% | 0.0026623 | 0.035238 | Commercial_2025_SC D_MW_After Competition Groups_Low Flow Pre-Rinse Spray Nozzle
Commercial | Com ¦ Auto Off Time Switch or Time Clock control | 2025 | SC D | MW | After Competition Groups | 0.035156 | 59.4694 | 5.9469e-05 | 485.493 | 7.2413e-05 | 58 | Commercial_2025_SC D_MW_After Competition Groups_58 | Auto Off Time Switch or Time Clock control | 0.007241% | 5.9469e-05 | 0.035156 | Commercial_2025_SC D_MW_After Competition Groups_Auto Off Time Switch or Time Clock control
Commercial | Com ¦ Demand controlled Circulating Systems | 2025 | SC D | MW | After Competition Groups | 0.032357 | 8871.75 | 0.0088717 | 485.493 | 6.6647e-05 | 59 | Commercial_2025_SC D_MW_After Competition Groups_59 | Demand controlled Circulating Systems | 0.006665% | 0.0088717 | 0.032357 | Commercial_2025_SC D_MW_After Competition Groups_Demand controlled Circulating Systems
Commercial | Com ¦ Notched V belts for HVAC Systems | 2025 | SC D | MW | After Competition Groups | 0.023209 | 4893.2847 | 0.0048933 | 485.493 | 4.7806e-05 | 60 | Commercial_2025_SC D_MW_After Competition Groups_60 | Notched V belts for HVAC Systems | 0.004781% | 0.0048933 | 0.023209 | Commercial_2025_SC D_MW_After Competition Groups_Notched V belts for HVAC Systems
Commercial | Com ¦ Solar Water Preheat (Pools/DHW) | 2025 | SC D | MW | After Competition Groups | 0.017956 | 1132.4165 | 0.0011324 | 485.493 | 3.6986e-05 | 61 | Commercial_2025_SC D_MW_After Competition Groups_61 | Solar Water Preheat (Pools/DHW) | 0.003699% | 0.0011324 | 0.017956 | Commercial_2025_SC D_MW_After Competition Groups_Solar Water Preheat (Pools/DHW)
Commercial | Com ¦ Commercial Hot Food Holding Cabinets | 2025 | SC D | MW | After Competition Groups | 0.017675 | 2047.3958 | 0.0020474 | 485.493 | 3.6406e-05 | 62 | Commercial_2025_SC D_MW_After Competition Groups_62 | Commercial Hot Food Holding Cabinets | 0.003641% | 0.0020474 | 0.017675 | Commercial_2025_SC D_MW_After Competition Groups_Commercial Hot Food Holding Cabinets
Commercial | Com ¦ Condensing Unit Heaters or other Efficient Unit Heating System | 2025 | SC D | MW | After Competition Groups | 0.010809 | 0 | 0 | 485.493 | 2.2264e-05 | 63 | Commercial_2025_SC D_MW_After Competition Groups_63 | Condensing Unit Heaters or other Efficient Unit Heating System | 0.002226% | 0 | 0.010809 | Commercial_2025_SC D_MW_After Competition Groups_Condensing Unit Heaters or other Efficient Unit Heating System
Commercial | Com ¦ Wall Insulation | 2025 | SC D | MW | After Competition Groups | 0.010367 | 65.473 | 6.5473e-05 | 485.493 | 2.1354e-05 | 64 | Commercial_2025_SC D_MW_After Competition Groups_64 | Wall Insulation | 0.002135% | 6.5473e-05 | 0.010367 | Commercial_2025_SC D_MW_After Competition Groups_Wall Insulation
Commercial | Com ¦ VSD Air Compressor | 2025 | SC D | MW | After Competition Groups | 0.008708 | 467.6366 | 0.00046764 | 485.493 | 1.7936e-05 | 65 | Commercial_2025_SC D_MW_After Competition Groups_65 | VSD Air Compressor | 0.001794% | 0.00046764 | 0.008708 | Commercial_2025_SC D_MW_After Competition Groups_VSD Air Compressor
Commercial | Com ¦ Air Curtains | 2025 | SC D | MW | After Competition Groups | 0.0076486 | 1885.7488 | 0.0018857 | 485.493 | 1.5754e-05 | 66 | Commercial_2025_SC D_MW_After Competition Groups_66 | Air Curtains | 0.001575% | 0.0018857 | 0.0076486 | Commercial_2025_SC D_MW_After Competition Groups_Air Curtains
Commercial | Com ¦ High Efficiency Chiller (avg of water and air cooled) | 2025 | SC D | MW | After Competition Groups | 0.007114 | 1959.172 | 0.0019592 | 485.493 | 1.4653e-05 | 67 | Commercial_2025_SC D_MW_After Competition Groups_67 | High Efficiency Chiller (avg of water and air cooled) | 0.001465% | 0.0019592 | 0.007114 | Commercial_2025_SC D_MW_After Competition Groups_High Efficiency Chiller (avg of water and air cooled)
Commercial | Com ¦ Room AC (w/ louvered sides) 14 SEER from 12 SEER code | 2025 | SC D | MW | After Competition Groups | 0.0047323 | 1435.6223 | 0.0014356 | 485.493 | 9.7474e-06 | 68 | Commercial_2025_SC D_MW_After Competition Groups_68 | Room AC (w/ louvered sides) 14 SEER from 12 SEER code | 0.0009747% | 0.0014356 | 0.0047323 | Commercial_2025_SC D_MW_After Competition Groups_Room AC (w/ louvered sides) 14 SEER from 12 SEER code
Commercial | Com ¦ Energy Recovery Ventilation and Ventilation (Enhanced) | 2025 | SC D | MW | After Competition Groups | 0.0015633 | 0 | 0 | 485.493 | 3.22e-06 | 69 | Commercial_2025_SC D_MW_After Competition Groups_69 | Energy Recovery Ventilation and Ventilation (Enhanced) | 0.000322% | 0 | 0.0015633 | Commercial_2025_SC D_MW_After Competition Groups_Energy Recovery Ventilation and Ventilation (Enhanced)
Commercial | Com ¦ LED RECESSED DOWNLIGHTS | 2025 | SC D | MW | After Competition Groups | 0.0015354 | 1676.1657 | 0.0016762 | 485.493 | 3.1626e-06 | 70 | Commercial_2025_SC D_MW_After Competition Groups_70 | LED RECESSED DOWNLIGHTS | 0.0003163% | 0.0016762 | 0.0015354 | Commercial_2025_SC D_MW_After Competition Groups_LED RECESSED DOWNLIGHTS
Commercial | Com ¦ EC Plug Fan for Data Center (under cabinet) | 2025 | SC D | MW | After Competition Groups | 0.00080022 | 309.1832 | 0.00030918 | 485.493 | 1.6483e-06 | 71 | Commercial_2025_SC D_MW_After Competition Groups_71 | EC Plug Fan for Data Center (under cabinet) | 0.0001648% | 0.00030918 | 0.00080022 | Commercial_2025_SC D_MW_After Competition Groups_EC Plug Fan for Data Center (under cabinet)
Commercial | Com ¦ LLLC - High Impact Application | 2025 | SC D | MW | After Competition Groups | 0.00076819 | 2.3514 | 2.3514e-06 | 485.493 | 1.5823e-06 | 72 | Commercial_2025_SC D_MW_After Competition Groups_72 | LLLC - High Impact Application | 0.0001582% | 2.3514e-06 | 0.00076819 | Commercial_2025_SC D_MW_After Competition Groups_LLLC - High Impact Application
Commercial | Com ¦ High Efficiency Small Instantaneous Water Heater | 2025 | SC D | MW | After Competition Groups | 0.00026672 | 306.1116 | 0.00030611 | 485.493 | 5.4937e-07 | 73 | Commercial_2025_SC D_MW_After Competition Groups_73 | High Efficiency Small Instantaneous Water Heater | 5.494e-05% | 0.00030611 | 0.00026672 | Commercial_2025_SC D_MW_After Competition Groups_High Efficiency Small Instantaneous Water Heater
Commercial | Com ¦ Electric Convection Combination Ovens | 2025 | SC D | MW | After Competition Groups | 0.00015755 | 3.6806 | 3.6806e-06 | 485.493 | 3.2452e-07 | 74 | Commercial_2025_SC D_MW_After Competition Groups_74 | Electric Convection Combination Ovens | 3.245e-05% | 3.6806e-06 | 0.00015755 | Commercial_2025_SC D_MW_After Competition Groups_Electric Convection Combination Ovens
Commercial | Com ¦ LLLC - Low Impact Application | 2025 | SC D | MW | After Competition Groups | 4.5887e-05 | 41.8014 | 4.1801e-05 | 485.493 | 9.4516e-08 | 75 | Commercial_2025_SC D_MW_After Competition Groups_75 | LLLC - Low Impact Application | 9.452e-06% | 4.1801e-05 | 4.5887e-05 | Commercial_2025_SC D_MW_After Competition Groups_LLLC - Low Impact Application
Commercial | Com ¦ Networked/Connected - Low Impact Application | 2025 | SC D | MW | After Competition Groups | 7.9185e-09 | 0.013182 | 1.3182e-08 | 485.493 | 1.631e-11 | 76 | Commercial_2025_SC D_MW_After Competition Groups_76 | Networked/Connected - Low Impact Application | 1.631e-09% | 1.3182e-08 | 7.9185e-09 | Commercial_2025_SC D_MW_After Competition Groups_Networked/Connected - Low Impact Application
Commercial | Com ¦ Networked/Connected - High Impact Application | 2025 | SC D | MW | After Competition Groups | 6.1271e-10 | 3.3985e-17 | 3.3985e-23 | 485.493 | 1.262e-12 | 77 | Commercial_2025_SC D_MW_After Competition Groups_77 | Networked/Connected - High Impact Application | 1.262e-10% | 3.3985e-23 | 6.1271e-10 | Commercial_2025_SC D_MW_After Competition Groups_Networked/Connected - High Impact Application
Commercial | Com ¦ Efficient compressor motor | 2025 | SC D | MW | After Competition Groups | 0 | 0 | 0 | 485.493 | 0 | 78 | Commercial_2025_SC D_MW_After Competition Groups_78 | Efficient compressor motor | 0% | 0 | 0 | Commercial_2025_SC D_MW_After Competition Groups_Efficient compressor motor
Commercial | Com ¦ Indoor Daylight Sensors/Photocell Dimming Control | 2025 | SC D | MW | After Competition Groups | 0 | 0 | 0 | 485.493 | 0 | 79 | Commercial_2025_SC D_MW_After Competition Groups_79 | Indoor Daylight Sensors/Photocell Dimming Control | 0% | 0 | 0 | Commercial_2025_SC D_MW_After Competition Groups_Indoor Daylight Sensors/Photocell Dimming Control
Commercial | Com ¦ Variable Refrigerant Flow Heat Pump | 2025 | SC D | MW | After Competition Groups | 0 | 0 | 0 | 485.493 | 0 | 80 | Commercial_2025_SC D_MW_After Competition Groups_80 | Variable Refrigerant Flow Heat Pump | 0% | 0 | 0 | Commercial_2025_SC D_MW_After Competition Groups_Variable Refrigerant Flow Heat Pump
Commercial | Com ¦ Building Recommissioning, Operations and Maintenance (O&M) Improvements | 2025 | Technical | MW | After Competition Groups | 274.2128 | 0 | 0 | 2285.2785 | 0.11999 | 1 | Commercial_2025_Technical_MW_After Competition Groups_1 | Building Recommissioning, Operations and Maintenance (O&M) Improvements | 12% | 0 | 274.2128 | Commercial_2025_Technical_MW_After Competition Groups_Building Recommissioning, Operations and Maintenance (O&M) Improvements
Commercial | Com ¦ Education and Capacity Building/Energy Behavior | 2025 | Technical | MW | After Competition Groups | 247.1571 | 0 | 0 | 2285.2785 | 0.10815 | 2 | Commercial_2025_Technical_MW_After Competition Groups_2 | Education and Capacity Building/Energy Behavior | 10.82% | 0 | 247.1571 | Commercial_2025_Technical_MW_After Competition Groups_Education and Capacity Building/Energy Behavior
Commercial | Com ¦ LED Low/High Bay | 2025 | Technical | MW | After Competition Groups | 197.149 | 0 | 0 | 2285.2785 | 0.086269 | 3 | Commercial_2025_Technical_MW_After Competition Groups_3 | LED Low/High Bay | 8.627% | 0 | 197.149 | Commercial_2025_Technical_MW_After Competition Groups_LED Low/High Bay
Commercial | Com ¦ LED Troffer/Surface/Suspended | 2025 | Technical | MW | After Competition Groups | 146.8288 | 0 | 0 | 2285.2785 | 0.06425 | 4 | Commercial_2025_Technical_MW_After Competition Groups_4 | LED Troffer/Surface/Suspended | 6.425% | 0 | 146.8288 | Commercial_2025_Technical_MW_After Competition Groups_LED Troffer/Surface/Suspended
Commercial | Com ¦ Central Lighting Control System | 2025 | Technical | MW | After Competition Groups | 141.1834 | 0 | 0 | 2285.2785 | 0.06178 | 5 | Commercial_2025_Technical_MW_After Competition Groups_5 | Central Lighting Control System | 6.178% | 0 | 141.1834 | Commercial_2025_Technical_MW_After Competition Groups_Central Lighting Control System
Commercial | Com ¦ ENERGY STAR LED LAMPS (REFLECTOR LAMPs/MR16/PAR 16) | 2025 | Technical | MW | After Competition Groups | 132.2241 | 0 | 0 | 2285.2785 | 0.057859 | 6 | Commercial_2025_Technical_MW_After Competition Groups_6 | ENERGY STAR LED LAMPS (REFLECTOR LAMPs/MR16/PAR 16) | 5.786% | 0 | 132.2241 | Commercial_2025_Technical_MW_After Competition Groups_ENERGY STAR LED LAMPS (REFLECTOR LAMPs/MR16/PAR 16)
Commercial | Com ¦ Variable Refrigerant Flow Heat Pump | 2025 | Technical | MW | After Competition Groups | 117.7069 | 0 | 0 | 2285.2785 | 0.051507 | 7 | Commercial_2025_Technical_MW_After Competition Groups_7 | Variable Refrigerant Flow Heat Pump | 5.151% | 0 | 117.7069 | Commercial_2025_Technical_MW_After Competition Groups_Variable Refrigerant Flow Heat Pump
Commercial | Com ¦ High Efficiency Air Source Heat Pump | 2025 | Technical | MW | After Competition Groups | 103.9435 | 0 | 0 | 2285.2785 | 0.045484 | 8 | Commercial_2025_Technical_MW_After Competition Groups_8 | High Efficiency Air Source Heat Pump | 4.548% | 0 | 103.9435 | Commercial_2025_Technical_MW_After Competition Groups_High Efficiency Air Source Heat Pump
Commercial | Com ¦ Advanced BAS/Controllers | 2025 | Technical | MW | After Competition Groups | 93.1578 | 0 | 0 | 2285.2785 | 0.040764 | 9 | Commercial_2025_Technical_MW_After Competition Groups_9 | Advanced BAS/Controllers | 4.076% | 0 | 93.1578 | Commercial_2025_Technical_MW_After Competition Groups_Advanced BAS/Controllers
Commercial | Com ¦ Unitary Air-Conditioning Unit | 2025 | Technical | MW | After Competition Groups | 69.7647 | 0 | 0 | 2285.2785 | 0.030528 | 10 | Commercial_2025_Technical_MW_After Competition Groups_10 | Unitary Air-Conditioning Unit | 3.053% | 0 | 69.7647 | Commercial_2025_Technical_MW_After Competition Groups_Unitary Air-Conditioning Unit
Commercial | Com ¦ LED Replacement Lamp (Tube) | 2025 | Technical | MW | After Competition Groups | 51.0785 | 0 | 0 | 2285.2785 | 0.022351 | 11 | Commercial_2025_Technical_MW_After Competition Groups_11 | LED Replacement Lamp (Tube) | 2.235% | 0 | 51.0785 | Commercial_2025_Technical_MW_After Competition Groups_LED Replacement Lamp (Tube)
Commercial | Com ¦ Smart Strip Plug Outlets | 2025 | Technical | MW | After Competition Groups | 47.6219 | 0 | 0 | 2285.2785 | 0.020839 | 12 | Commercial_2025_Technical_MW_After Competition Groups_12 | Smart Strip Plug Outlets | 2.084% | 0 | 47.6219 | Commercial_2025_Technical_MW_After Competition Groups_Smart Strip Plug Outlets
Commercial | Com ¦ Adaptive Thermostats | 2025 | Technical | MW | After Competition Groups | 40.3058 | 0 | 0 | 2285.2785 | 0.017637 | 13 | Commercial_2025_Technical_MW_After Competition Groups_13 | Adaptive Thermostats | 1.764% | 0 | 40.3058 | Commercial_2025_Technical_MW_After Competition Groups_Adaptive Thermostats
Commercial | Com ¦ Data Center Storage/Server Virtualization | 2025 | Technical | MW | After Competition Groups | 32.765 | 0 | 0 | 2285.2785 | 0.014337 | 14 | Commercial_2025_Technical_MW_After Competition Groups_14 | Data Center Storage/Server Virtualization | 1.434% | 0 | 32.765 | Commercial_2025_Technical_MW_After Competition Groups_Data Center Storage/Server Virtualization
Commercial | Com ¦ Furnace Tune-Up | 2025 | Technical | MW | After Competition Groups | 32.7454 | 0 | 0 | 2285.2785 | 0.014329 | 15 | Commercial_2025_Technical_MW_After Competition Groups_15 | Furnace Tune-Up | 1.433% | 0 | 32.7454 | Commercial_2025_Technical_MW_After Competition Groups_Furnace Tune-Up
Commercial | Com ¦ Refrigerated Display Case Doors | 2025 | Technical | MW | After Competition Groups | 31.2874 | 0 | 0 | 2285.2785 | 0.013691 | 16 | Commercial_2025_Technical_MW_After Competition Groups_16 | Refrigerated Display Case Doors | 1.369% | 0 | 31.2874 | Commercial_2025_Technical_MW_After Competition Groups_Refrigerated Display Case Doors
Commercial | Com ¦ Strip Curtains | 2025 | Technical | MW | After Competition Groups | 30.2946 | 0 | 0 | 2285.2785 | 0.013256 | 17 | Commercial_2025_Technical_MW_After Competition Groups_17 | Strip Curtains | 1.326% | 0 | 30.2946 | Commercial_2025_Technical_MW_After Competition Groups_Strip Curtains
Commercial | Com ¦ Demand Control Ventilation | 2025 | Technical | MW | After Competition Groups | 28.9465 | 0 | 0 | 2285.2785 | 0.012666 | 18 | Commercial_2025_Technical_MW_After Competition Groups_18 | Demand Control Ventilation | 1.267% | 0 | 28.9465 | Commercial_2025_Technical_MW_After Competition Groups_Demand Control Ventilation
Commercial | Com ¦ Adding reflective (White) roof treatment or a green roof | 2025 | Technical | MW | After Competition Groups | 24.0569 | 0 | 0 | 2285.2785 | 0.010527 | 19 | Commercial_2025_Technical_MW_After Competition Groups_19 | Adding reflective (White) roof treatment or a green roof | 1.053% | 0 | 24.0569 | Commercial_2025_Technical_MW_After Competition Groups_Adding reflective (White) roof treatment or a green roof
Commercial | Com ¦ LED or Equivalent Sign Lighting | 2025 | Technical | MW | After Competition Groups | 24.0092 | 0 | 0 | 2285.2785 | 0.010506 | 20 | Commercial_2025_Technical_MW_After Competition Groups_20 | LED or Equivalent Sign Lighting | 1.051% | 0 | 24.0092 | Commercial_2025_Technical_MW_After Competition Groups_LED or Equivalent Sign Lighting
Commercial | Com ¦ Refrigerated Display Case LED | 2025 | Technical | MW | After Competition Groups | 23.7512 | 0 | 0 | 2285.2785 | 0.010393 | 21 | Commercial_2025_Technical_MW_After Competition Groups_21 | Refrigerated Display Case LED | 1.039% | 0 | 23.7512 | Commercial_2025_Technical_MW_After Competition Groups_Refrigerated Display Case LED
Commercial | Com ¦ Variable Frequency Drive (VFD) | 2025 | Technical | MW | After Competition Groups | 22.7914 | 0 | 0 | 2285.2785 | 0.0099731 | 22 | Commercial_2025_Technical_MW_After Competition Groups_22 | Variable Frequency Drive (VFD) | 0.9973% | 0 | 22.7914 | Commercial_2025_Technical_MW_After Competition Groups_Variable Frequency Drive (VFD)
Commercial | Com ¦ Centrally controlled desktop PC/NETWORK PC POWER MANAGEMENT SOFTWARE | 2025 | Technical | MW | After Competition Groups | 21.9886 | 0 | 0 | 2285.2785 | 0.0096218 | 23 | Commercial_2025_Technical_MW_After Competition Groups_23 | Centrally controlled desktop PC/NETWORK PC POWER MANAGEMENT SOFTWARE | 0.9622% | 0 | 21.9886 | Commercial_2025_Technical_MW_After Competition Groups_Centrally controlled desktop PC/NETWORK PC POWER MANAGEMENT SOFTWARE
Commercial | Com ¦ VFD on Pumps | 2025 | Technical | MW | After Competition Groups | 21.33 | 0 | 0 | 2285.2785 | 0.0093337 | 24 | Commercial_2025_Technical_MW_After Competition Groups_24 | VFD on Pumps | 0.9334% | 0 | 21.33 | Commercial_2025_Technical_MW_After Competition Groups_VFD on Pumps
Commercial | Com ¦ Door Gasket Freezer/Refrigerator | 2025 | Technical | MW | After Competition Groups | 20.9715 | 0 | 0 | 2285.2785 | 0.0091768 | 25 | Commercial_2025_Technical_MW_After Competition Groups_25 | Door Gasket Freezer/Refrigerator | 0.9177% | 0 | 20.9715 | Commercial_2025_Technical_MW_After Competition Groups_Door Gasket Freezer/Refrigerator
Commercial | Com ¦ Reach-in Shaded Pole to ECM/PSC Evaporator Fan Motor | 2025 | Technical | MW | After Competition Groups | 19.917 | 0 | 0 | 2285.2785 | 0.0087153 | 26 | Commercial_2025_Technical_MW_After Competition Groups_26 | Reach-in Shaded Pole to ECM/PSC Evaporator Fan Motor | 0.8715% | 0 | 19.917 | Commercial_2025_Technical_MW_After Competition Groups_Reach-in Shaded Pole to ECM/PSC Evaporator Fan Motor
Commercial | Com ¦ HOTEL OCCUPANCY CONTROLS (HVAC + LIGHTING) | 2025 | Technical | MW | After Competition Groups | 19.0211 | 0 | 0 | 2285.2785 | 0.0083233 | 27 | Commercial_2025_Technical_MW_After Competition Groups_27 | HOTEL OCCUPANCY CONTROLS (HVAC + LIGHTING) | 0.8323% | 0 | 19.0211 | Commercial_2025_Technical_MW_After Competition Groups_HOTEL OCCUPANCY CONTROLS (HVAC + LIGHTING)
Commercial | Com ¦ Refrigeration Optimization | 2025 | Technical | MW | After Competition Groups | 18.6991 | 0 | 0 | 2285.2785 | 0.0081824 | 28 | Commercial_2025_Technical_MW_After Competition Groups_28 | Refrigeration Optimization | 0.8182% | 0 | 18.6991 | Commercial_2025_Technical_MW_After Competition Groups_Refrigeration Optimization
Commercial | Com ¦ Air Handler with Dedicated Outdoor Air Systems | 2025 | Technical | MW | After Competition Groups | 17.3952 | 0 | 0 | 2285.2785 | 0.0076119 | 29 | Commercial_2025_Technical_MW_After Competition Groups_29 | Air Handler with Dedicated Outdoor Air Systems | 0.7612% | 0 | 17.3952 | Commercial_2025_Technical_MW_After Competition Groups_Air Handler with Dedicated Outdoor Air Systems
Commercial | Com ¦ Chilled Water Optimization | 2025 | Technical | MW | After Competition Groups | 16.7139 | 0 | 0 | 2285.2785 | 0.0073137 | 30 | Commercial_2025_Technical_MW_After Competition Groups_30 | Chilled Water Optimization | 0.7314% | 0 | 16.7139 | Commercial_2025_Technical_MW_After Competition Groups_Chilled Water Optimization
Commercial | Com ¦ ENERGY STAR LED LAMPS (General Service Lamps) | 2025 | Technical | MW | After Competition Groups | 15.432 | 0 | 0 | 2285.2785 | 0.0067528 | 31 | Commercial_2025_Technical_MW_After Competition Groups_31 | ENERGY STAR LED LAMPS (General Service Lamps) | 0.6753% | 0 | 15.432 | Commercial_2025_Technical_MW_After Competition Groups_ENERGY STAR LED LAMPS (General Service Lamps)
Commercial | Com ¦ Indoor Daylight Sensors/Photocell Dimming Control | 2025 | Technical | MW | After Competition Groups | 13.925 | 0 | 0 | 2285.2785 | 0.0060934 | 32 | Commercial_2025_Technical_MW_After Competition Groups_32 | Indoor Daylight Sensors/Photocell Dimming Control | 0.6093% | 0 | 13.925 | Commercial_2025_Technical_MW_After Competition Groups_Indoor Daylight Sensors/Photocell Dimming Control
Commercial | Com ¦ ENERGY STAR FREEZER | 2025 | Technical | MW | After Competition Groups | 12.8129 | 0 | 0 | 2285.2785 | 0.0056067 | 33 | Commercial_2025_Technical_MW_After Competition Groups_33 | ENERGY STAR FREEZER | 0.5607% | 0 | 12.8129 | Commercial_2025_Technical_MW_After Competition Groups_ENERGY STAR FREEZER
Commercial | Com ¦ ECM MOTORS FOR EVAPORATOR FANS for refrigeration (WALK-IN) | 2025 | Technical | MW | After Competition Groups | 11.8561 | 0 | 0 | 2285.2785 | 0.005188 | 34 | Commercial_2025_Technical_MW_After Competition Groups_34 | ECM MOTORS FOR EVAPORATOR FANS for refrigeration (WALK-IN) | 0.5188% | 0 | 11.8561 | Commercial_2025_Technical_MW_After Competition Groups_ECM MOTORS FOR EVAPORATOR FANS for refrigeration (WALK-IN)
Commercial | Com ¦ High R-Value Glass Doors/no-heat glass door | 2025 | Technical | MW | After Competition Groups | 11.2215 | 0 | 0 | 2285.2785 | 0.0049103 | 35 | Commercial_2025_Technical_MW_After Competition Groups_35 | High R-Value Glass Doors/no-heat glass door | 0.491% | 0 | 11.2215 | Commercial_2025_Technical_MW_After Competition Groups_High R-Value Glass Doors/no-heat glass door
Commercial | Com ¦ Freezer Case Light Sensor | 2025 | Technical | MW | After Competition Groups | 10.2581 | 0 | 0 | 2285.2785 | 0.0044888 | 36 | Commercial_2025_Technical_MW_After Competition Groups_36 | Freezer Case Light Sensor | 0.4489% | 0 | 10.2581 | Commercial_2025_Technical_MW_After Competition Groups_Freezer Case Light Sensor
Commercial | Com ¦ Demand Control Kitchen Ventilation | 2025 | Technical | MW | After Competition Groups | 10.0175 | 0 | 0 | 2285.2785 | 0.0043835 | 37 | Commercial_2025_Technical_MW_After Competition Groups_37 | Demand Control Kitchen Ventilation | 0.4383% | 0 | 10.0175 | Commercial_2025_Technical_MW_After Competition Groups_Demand Control Kitchen Ventilation
Commercial | Com ¦ Evaporator Fan Controls | 2025 | Technical | MW | After Competition Groups | 9.9939 | 0 | 0 | 2285.2785 | 0.0043732 | 38 | Commercial_2025_Technical_MW_After Competition Groups_38 | Evaporator Fan Controls | 0.4373% | 0 | 9.9939 | Commercial_2025_Technical_MW_After Competition Groups_Evaporator Fan Controls
Commercial | Com ¦ Occupancy Sensors | 2025 | Technical | MW | After Competition Groups | 9.7362 | 0 | 0 | 2285.2785 | 0.0042604 | 39 | Commercial_2025_Technical_MW_After Competition Groups_39 | Occupancy Sensors | 0.426% | 0 | 9.7362 | Commercial_2025_Technical_MW_After Competition Groups_Occupancy Sensors
Commercial | Com ¦ ENERGY STAR ICE MACHINES - Ice Making Head | 2025 | Technical | MW | After Competition Groups | 9.2719 | 0 | 0 | 2285.2785 | 0.0040572 | 40 | Commercial_2025_Technical_MW_After Competition Groups_40 | ENERGY STAR ICE MACHINES - Ice Making Head | 0.4057% | 0 | 9.2719 | Commercial_2025_Technical_MW_After Competition Groups_ENERGY STAR ICE MACHINES - Ice Making Head
Commercial | Com ¦ Refrigeration Commissioning | 2025 | Technical | MW | After Competition Groups | 6.9607 | 0 | 0 | 2285.2785 | 0.0030459 | 41 | Commercial_2025_Technical_MW_After Competition Groups_41 | Refrigeration Commissioning | 0.3046% | 0 | 6.9607 | Commercial_2025_Technical_MW_After Competition Groups_Refrigeration Commissioning
Commercial | Com ¦ LED EXTERIOR AREA LIGHTS - LED fixture (200W) | 2025 | Technical | MW | After Competition Groups | 6.2025 | 0 | 0 | 2285.2785 | 0.0027141 | 42 | Commercial_2025_Technical_MW_After Competition Groups_42 | LED EXTERIOR AREA LIGHTS - LED fixture (200W) | 0.2714% | 0 | 6.2025 | Commercial_2025_Technical_MW_After Competition Groups_LED EXTERIOR AREA LIGHTS - LED fixture (200W)
Commercial | Com ¦ ENERGY STAR Refrigerator | 2025 | Technical | MW | After Competition Groups | 6.174 | 0 | 0 | 2285.2785 | 0.0027016 | 43 | Commercial_2025_Technical_MW_After Competition Groups_43 | ENERGY STAR Refrigerator | 0.2702% | 0 | 6.174 | Commercial_2025_Technical_MW_After Competition Groups_ENERGY STAR Refrigerator
Commercial | Com ¦ LED parking lot fixture | 2025 | Technical | MW | After Competition Groups | 6.0174 | 0 | 0 | 2285.2785 | 0.0026331 | 44 | Commercial_2025_Technical_MW_After Competition Groups_44 | LED parking lot fixture | 0.2633% | 0 | 6.0174 | Commercial_2025_Technical_MW_After Competition Groups_LED parking lot fixture
Commercial | Com ¦ Duct Insulation, R8 | 2025 | Technical | MW | After Competition Groups | 6.0112 | 0 | 0 | 2285.2785 | 0.0026304 | 45 | Commercial_2025_Technical_MW_After Competition Groups_45 | Duct Insulation, R8 | 0.263% | 0 | 6.0112 | Commercial_2025_Technical_MW_After Competition Groups_Duct Insulation, R8
Commercial | Com ¦ Water Source Heat Pump (4 ton) | 2025 | Technical | MW | After Competition Groups | 5.6825 | 0 | 0 | 2285.2785 | 0.0024866 | 46 | Commercial_2025_Technical_MW_After Competition Groups_46 | Water Source Heat Pump (4 ton) | 0.2487% | 0 | 5.6825 | Commercial_2025_Technical_MW_After Competition Groups_Water Source Heat Pump (4 ton)
Commercial | Com ¦ Elec Storage WH 2.30 Et | 2025 | Technical | MW | After Competition Groups | 4.4069 | 0 | 0 | 2285.2785 | 0.0019284 | 47 | Commercial_2025_Technical_MW_After Competition Groups_47 | Elec Storage WH 2.30 Et | 0.1928% | 0 | 4.4069 | Commercial_2025_Technical_MW_After Competition Groups_Elec Storage WH 2.30 Et
Commercial | Com ¦ BEVERAGE VENDING MACHINE CONTROLS | 2025 | Technical | MW | After Competition Groups | 4.3905 | 0 | 0 | 2285.2785 | 0.0019212 | 48 | Commercial_2025_Technical_MW_After Competition Groups_48 | BEVERAGE VENDING MACHINE CONTROLS | 0.1921% | 0 | 4.3905 | Commercial_2025_Technical_MW_After Competition Groups_BEVERAGE VENDING MACHINE CONTROLS
Commercial | Com ¦ ENERGY STAR Griddle (74% eff) | 2025 | Technical | MW | After Competition Groups | 4.1924 | 0 | 0 | 2285.2785 | 0.0018345 | 49 | Commercial_2025_Technical_MW_After Competition Groups_49 | ENERGY STAR Griddle (74% eff) | 0.1835% | 0 | 4.1924 | Commercial_2025_Technical_MW_After Competition Groups_ENERGY STAR Griddle (74% eff)
Commercial | Com ¦ Condensing Make Up Air Unit | 2025 | Technical | MW | After Competition Groups | 3.9704 | 0 | 0 | 2285.2785 | 0.0017374 | 50 | Commercial_2025_Technical_MW_After Competition Groups_50 | Condensing Make Up Air Unit | 0.1737% | 0 | 3.9704 | Commercial_2025_Technical_MW_After Competition Groups_Condensing Make Up Air Unit
Commercial | Com ¦ Super-High Efficiency Furnaces (Emerging Tech) | 2025 | Technical | MW | After Competition Groups | 3.8359 | 0 | 0 | 2285.2785 | 0.0016785 | 51 | Commercial_2025_Technical_MW_After Competition Groups_51 | Super-High Efficiency Furnaces (Emerging Tech) | 0.1679% | 0 | 3.8359 | Commercial_2025_Technical_MW_After Competition Groups_Super-High Efficiency Furnaces (Emerging Tech)
Commercial | Com ¦ Roof Insulation/Ceiling Insulation (R25 Code to R35) | 2025 | Technical | MW | After Competition Groups | 3.8097 | 0 | 0 | 2285.2785 | 0.0016671 | 52 | Commercial_2025_Technical_MW_After Competition Groups_52 | Roof Insulation/Ceiling Insulation (R25 Code to R35) | 0.1667% | 0 | 3.8097 | Commercial_2025_Technical_MW_After Competition Groups_Roof Insulation/Ceiling Insulation (R25 Code to R35)
Commercial | Com ¦ Temperature Adjustment in Commercial Freezers | 2025 | Technical | MW | After Competition Groups | 3.6537 | 0 | 0 | 2285.2785 | 0.0015988 | 53 | Commercial_2025_Technical_MW_After Competition Groups_53 | Temperature Adjustment in Commercial Freezers | 0.1599% | 0 | 3.6537 | Commercial_2025_Technical_MW_After Competition Groups_Temperature Adjustment in Commercial Freezers
Commercial | Com ¦ LED street light fixture | 2025 | Technical | MW | After Competition Groups | 3.6299 | 0 | 0 | 2285.2785 | 0.0015884 | 54 | Commercial_2025_Technical_MW_After Competition Groups_54 | LED street light fixture | 0.1588% | 0 | 3.6299 | Commercial_2025_Technical_MW_After Competition Groups_LED street light fixture
Commercial | Com ¦ Anti-sweat heat (ASH) controls - Cooler/Freezer | 2025 | Technical | MW | After Competition Groups | 3.152 | 0 | 0 | 2285.2785 | 0.0013792 | 55 | Commercial_2025_Technical_MW_After Competition Groups_55 | Anti-sweat heat (ASH) controls - Cooler/Freezer | 0.1379% | 0 | 3.152 | Commercial_2025_Technical_MW_After Competition Groups_Anti-sweat heat (ASH) controls - Cooler/Freezer
Commercial | Com ¦ CO Sensors for parking garage exhaust fans | 2025 | Technical | MW | After Competition Groups | 3.1056 | 0 | 0 | 2285.2785 | 0.0013589 | 56 | Commercial_2025_Technical_MW_After Competition Groups_56 | CO Sensors for parking garage exhaust fans | 0.1359% | 0 | 3.1056 | Commercial_2025_Technical_MW_After Competition Groups_CO Sensors for parking garage exhaust fans
Commercial | Com ¦ Vertical Night Covers | 2025 | Technical | MW | After Competition Groups | 3.0215 | 0 | 0 | 2285.2785 | 0.0013222 | 57 | Commercial_2025_Technical_MW_After Competition Groups_57 | Vertical Night Covers | 0.1322% | 0 | 3.0215 | Commercial_2025_Technical_MW_After Competition Groups_Vertical Night Covers
Commercial | Com ¦ Energy Efficient Laboratory Fume Hood | 2025 | Technical | MW | After Competition Groups | 2.9542 | 0 | 0 | 2285.2785 | 0.0012927 | 58 | Commercial_2025_Technical_MW_After Competition Groups_58 | Energy Efficient Laboratory Fume Hood | 0.1293% | 0 | 2.9542 | Commercial_2025_Technical_MW_After Competition Groups_Energy Efficient Laboratory Fume Hood
Commercial | Com ¦ Water Heating (DHW) Pipe Insulation (Add 3/4\ Foam)" | 2025 | Technical | MW | After Competition Groups | 2.3058 | 0 | 0 | 2285.2785 | 0.001009 | 59 | Commercial_2025_Technical_MW_After Competition Groups_59 | Water Heating (DHW) Pipe Insulation (Add 3/4\ Foam)" | 0.1009% | 0 | 2.3058 | Commercial_2025_Technical_MW_After Competition Groups_Water Heating (DHW) Pipe Insulation (Add 3/4\ Foam)"
Commercial | Com ¦ Outside Air Economizer | 2025 | Technical | MW | After Competition Groups | 1.8197 | 0 | 0 | 2285.2785 | 0.00079629 | 60 | Commercial_2025_Technical_MW_After Competition Groups_60 | Outside Air Economizer | 0.07963% | 0 | 1.8197 | Commercial_2025_Technical_MW_After Competition Groups_Outside Air Economizer
Commercial | Com ¦ Suction Pipe Insulation Freezer/Refrigerator | 2025 | Technical | MW | After Competition Groups | 1.5704 | 0 | 0 | 2285.2785 | 0.00068716 | 61 | Commercial_2025_Technical_MW_After Competition Groups_61 | Suction Pipe Insulation Freezer/Refrigerator | 0.06872% | 0 | 1.5704 | Commercial_2025_Technical_MW_After Competition Groups_Suction Pipe Insulation Freezer/Refrigerator
Commercial | Com ¦ Ground Source Heat Pump | 2025 | Technical | MW | After Competition Groups | 1.4774 | 0 | 0 | 2285.2785 | 0.00064649 | 62 | Commercial_2025_Technical_MW_After Competition Groups_62 | Ground Source Heat Pump | 0.06465% | 0 | 1.4774 | Commercial_2025_Technical_MW_After Competition Groups_Ground Source Heat Pump
Commercial | Com ¦ Evaporator Coil Defrost (Cooler) | 2025 | Technical | MW | After Competition Groups | 1.336 | 0 | 0 | 2285.2785 | 0.00058462 | 63 | Commercial_2025_Technical_MW_After Competition Groups_63 | Evaporator Coil Defrost (Cooler) | 0.05846% | 0 | 1.336 | Commercial_2025_Technical_MW_After Competition Groups_Evaporator Coil Defrost (Cooler)
Commercial | Com ¦ LED RECESSED DOWNLIGHTS | 2025 | Technical | MW | After Competition Groups | 1.2487 | 0 | 0 | 2285.2785 | 0.00054639 | 64 | Commercial_2025_Technical_MW_After Competition Groups_64 | LED RECESSED DOWNLIGHTS | 0.05464% | 0 | 1.2487 | Commercial_2025_Technical_MW_After Competition Groups_LED RECESSED DOWNLIGHTS
Commercial | Com ¦ ENERGY STAR Dishwasher | 2025 | Technical | MW | After Competition Groups | 1.2155 | 0 | 0 | 2285.2785 | 0.0005319 | 65 | Commercial_2025_Technical_MW_After Competition Groups_65 | ENERGY STAR Dishwasher | 0.05319% | 0 | 1.2155 | Commercial_2025_Technical_MW_After Competition Groups_ENERGY STAR Dishwasher
Commercial | Com ¦ ENERGY STAR Fryer (84% eff) | 2025 | Technical | MW | After Competition Groups | 1.2011 | 0 | 0 | 2285.2785 | 0.00052557 | 66 | Commercial_2025_Technical_MW_After Competition Groups_66 | ENERGY STAR Fryer (84% eff) | 0.05256% | 0 | 1.2011 | Commercial_2025_Technical_MW_After Competition Groups_ENERGY STAR Fryer (84% eff)
Commercial | Com ¦ Room AC (w/ louvered sides) 14 SEER from 12 SEER code | 2025 | Technical | MW | After Competition Groups | 1.0701 | 0 | 0 | 2285.2785 | 0.00046828 | 67 | Commercial_2025_Technical_MW_After Competition Groups_67 | Room AC (w/ louvered sides) 14 SEER from 12 SEER code | 0.04683% | 0 | 1.0701 | Commercial_2025_Technical_MW_After Competition Groups_Room AC (w/ louvered sides) 14 SEER from 12 SEER code
Commercial | Com ¦ ENERGY STAR Steam Cookers | 2025 | Technical | MW | After Competition Groups | 0.78497 | 0 | 0 | 2285.2785 | 0.00034349 | 68 | Commercial_2025_Technical_MW_After Competition Groups_68 | ENERGY STAR Steam Cookers | 0.03435% | 0 | 0.78497 | Commercial_2025_Technical_MW_After Competition Groups_ENERGY STAR Steam Cookers
Commercial | Com ¦ Ozone Laundry Treatment | 2025 | Technical | MW | After Competition Groups | 0.7529 | 0 | 0 | 2285.2785 | 0.00032945 | 69 | Commercial_2025_Technical_MW_After Competition Groups_69 | Ozone Laundry Treatment | 0.03295% | 0 | 0.7529 | Commercial_2025_Technical_MW_After Competition Groups_Ozone Laundry Treatment
Commercial | Com ¦ Wall Insulation | 2025 | Technical | MW | After Competition Groups | 0.72331 | 0 | 0 | 2285.2785 | 0.00031651 | 70 | Commercial_2025_Technical_MW_After Competition Groups_70 | Wall Insulation | 0.03165% | 0 | 0.72331 | Commercial_2025_Technical_MW_After Competition Groups_Wall Insulation
Commercial | Com ¦ Solar Preheat Make up Air | 2025 | Technical | MW | After Competition Groups | 0.71428 | 0 | 0 | 2285.2785 | 0.00031256 | 71 | Commercial_2025_Technical_MW_After Competition Groups_71 | Solar Preheat Make up Air | 0.03126% | 0 | 0.71428 | Commercial_2025_Technical_MW_After Competition Groups_Solar Preheat Make up Air
Commercial | Com ¦ SYNCHRONOUS BELT | 2025 | Technical | MW | After Competition Groups | 0.62591 | 0 | 0 | 2285.2785 | 0.00027389 | 72 | Commercial_2025_Technical_MW_After Competition Groups_72 | SYNCHRONOUS BELT | 0.02739% | 0 | 0.62591 | Commercial_2025_Technical_MW_After Competition Groups_SYNCHRONOUS BELT
Commercial | Com ¦ Thermostat Setback | 2025 | Technical | MW | After Competition Groups | 0.59347 | 0 | 0 | 2285.2785 | 0.00025969 | 73 | Commercial_2025_Technical_MW_After Competition Groups_73 | Thermostat Setback | 0.02597% | 0 | 0.59347 | Commercial_2025_Technical_MW_After Competition Groups_Thermostat Setback
Commercial | Com ¦ Efficient compressor motor | 2025 | Technical | MW | After Competition Groups | 0.54366 | 0 | 0 | 2285.2785 | 0.0002379 | 74 | Commercial_2025_Technical_MW_After Competition Groups_74 | Efficient compressor motor | 0.02379% | 0 | 0.54366 | Commercial_2025_Technical_MW_After Competition Groups_Efficient compressor motor
Commercial | Com ¦ PTAC (12 EER/10,000 BTU) | 2025 | Technical | MW | After Competition Groups | 0.45382 | 0 | 0 | 2285.2785 | 0.00019859 | 75 | Commercial_2025_Technical_MW_After Competition Groups_75 | PTAC (12 EER/10,000 BTU) | 0.01986% | 0 | 0.45382 | Commercial_2025_Technical_MW_After Competition Groups_PTAC (12 EER/10,000 BTU)
Commercial | Com ¦ ECM MOTORS FOR HVAC APPLICATION (FAN-POWERED VAV BOX) | 2025 | Technical | MW | After Competition Groups | 0.30217 | 0 | 0 | 2285.2785 | 0.00013223 | 76 | Commercial_2025_Technical_MW_After Competition Groups_76 | ECM MOTORS FOR HVAC APPLICATION (FAN-POWERED VAV BOX) | 0.01322% | 0 | 0.30217 | Commercial_2025_Technical_MW_After Competition Groups_ECM MOTORS FOR HVAC APPLICATION (FAN-POWERED VAV BOX)
Commercial | Com ¦ Solar Water Preheat (Pools/DHW) | 2025 | Technical | MW | After Competition Groups | 0.23648 | 0 | 0 | 2285.2785 | 0.00010348 | 77 | Commercial_2025_Technical_MW_After Competition Groups_77 | Solar Water Preheat (Pools/DHW) | 0.01035% | 0 | 0.23648 | Commercial_2025_Technical_MW_After Competition Groups_Solar Water Preheat (Pools/DHW)
Commercial | COM ¦ Ductless Mini-Split Heat Pumps | 2025 | Technical | MW | After Competition Groups | 0.23033 | 0 | 0 | 2285.2785 | 0.00010079 | 78 | Commercial_2025_Technical_MW_After Competition Groups_78 | Ductless Mini-Split Heat Pumps | 0.01008% | 0 | 0.23033 | Commercial_2025_Technical_MW_After Competition Groups_Ductless Mini-Split Heat Pumps
Commercial | Com ¦ High Efficiency Chiller (avg of water and air cooled) | 2025 | Technical | MW | After Competition Groups | 0.22728 | 0 | 0 | 2285.2785 | 9.9455e-05 | 79 | Commercial_2025_Technical_MW_After Competition Groups_79 | High Efficiency Chiller (avg of water and air cooled) | 0.009945% | 0 | 0.22728 | Commercial_2025_Technical_MW_After Competition Groups_High Efficiency Chiller (avg of water and air cooled)
Commercial | Com ¦ HVAC Optimization | 2025 | Technical | MW | After Competition Groups | 0.19611 | 0 | 0 | 2285.2785 | 8.5813e-05 | 80 | Commercial_2025_Technical_MW_After Competition Groups_80 | HVAC Optimization | 0.008581% | 0 | 0.19611 | Commercial_2025_Technical_MW_After Competition Groups_HVAC Optimization
Commercial | Com ¦ Auto Off Time Switch or Time Clock control | 2025 | Technical | MW | After Competition Groups | 0.18264 | 0 | 0 | 2285.2785 | 7.9922e-05 | 81 | Commercial_2025_Technical_MW_After Competition Groups_81 | Auto Off Time Switch or Time Clock control | 0.007992% | 0 | 0.18264 | Commercial_2025_Technical_MW_After Competition Groups_Auto Off Time Switch or Time Clock control
Commercial | Com ¦ Commercial Hot Food Holding Cabinets | 2025 | Technical | MW | After Competition Groups | 0.18237 | 0 | 0 | 2285.2785 | 7.9801e-05 | 82 | Commercial_2025_Technical_MW_After Competition Groups_82 | Commercial Hot Food Holding Cabinets | 0.00798% | 0 | 0.18237 | Commercial_2025_Technical_MW_After Competition Groups_Commercial Hot Food Holding Cabinets
Commercial | Com ¦ Demand controlled Circulating Systems | 2025 | Technical | MW | After Competition Groups | 0.14794 | 0 | 0 | 2285.2785 | 6.4734e-05 | 83 | Commercial_2025_Technical_MW_After Competition Groups_83 | Demand controlled Circulating Systems | 0.006473% | 0 | 0.14794 | Commercial_2025_Technical_MW_After Competition Groups_Demand controlled Circulating Systems
Commercial | Com ¦ CEE Tier 2/Energy Star Clothes Washers | 2025 | Technical | MW | After Competition Groups | 0.12328 | 0 | 0 | 2285.2785 | 5.3947e-05 | 84 | Commercial_2025_Technical_MW_After Competition Groups_84 | CEE Tier 2/Energy Star Clothes Washers | 0.005395% | 0 | 0.12328 | Commercial_2025_Technical_MW_After Competition Groups_CEE Tier 2/Energy Star Clothes Washers
Commercial | Com ¦ Low Flow Pre-Rinse Spray Nozzle | 2025 | Technical | MW | After Competition Groups | 0.091034 | 0 | 0 | 2285.2785 | 3.9835e-05 | 85 | Commercial_2025_Technical_MW_After Competition Groups_85 | Low Flow Pre-Rinse Spray Nozzle | 0.003984% | 0 | 0.091034 | Commercial_2025_Technical_MW_After Competition Groups_Low Flow Pre-Rinse Spray Nozzle
Commercial | Com ¦ Heat Pump Water Heater (50 Gallons) | 2025 | Technical | MW | After Competition Groups | 0.072929 | 0 | 0 | 2285.2785 | 3.1913e-05 | 86 | Commercial_2025_Technical_MW_After Competition Groups_86 | Heat Pump Water Heater (50 Gallons) | 0.003191% | 0 | 0.072929 | Commercial_2025_Technical_MW_After Competition Groups_Heat Pump Water Heater (50 Gallons)
Commercial | Com ¦ Condensing Unit Heaters or other Efficient Unit Heating System | 2025 | Technical | MW | After Competition Groups | 0.051522 | 0 | 0 | 2285.2785 | 2.2545e-05 | 87 | Commercial_2025_Technical_MW_After Competition Groups_87 | Condensing Unit Heaters or other Efficient Unit Heating System | 0.002255% | 0 | 0.051522 | Commercial_2025_Technical_MW_After Competition Groups_Condensing Unit Heaters or other Efficient Unit Heating System
Commercial | Com ¦ EC Plug Fan for Data Center (under cabinet) | 2025 | Technical | MW | After Competition Groups | 0.02215 | 0 | 0 | 2285.2785 | 9.6925e-06 | 88 | Commercial_2025_Technical_MW_After Competition Groups_88 | EC Plug Fan for Data Center (under cabinet) | 0.0009693% | 0 | 0.02215 | Commercial_2025_Technical_MW_After Competition Groups_EC Plug Fan for Data Center (under cabinet)
Commercial | Com ¦ VSD Air Compressor | 2025 | Technical | MW | After Competition Groups | 0.019734 | 0 | 0 | 2285.2785 | 8.6352e-06 | 89 | Commercial_2025_Technical_MW_After Competition Groups_89 | VSD Air Compressor | 0.0008635% | 0 | 0.019734 | Commercial_2025_Technical_MW_After Competition Groups_VSD Air Compressor
Commercial | Com ¦ Exterior Photocell | 2025 | Technical | MW | After Competition Groups | 0.01676 | 0 | 0 | 2285.2785 | 7.334e-06 | 90 | Commercial_2025_Technical_MW_After Competition Groups_90 | Exterior Photocell | 0.0007334% | 0 | 0.01676 | Commercial_2025_Technical_MW_After Competition Groups_Exterior Photocell
Commercial | Com ¦ eCube | 2025 | Technical | MW | After Competition Groups | 0.016173 | 0 | 0 | 2285.2785 | 7.077e-06 | 91 | Commercial_2025_Technical_MW_After Competition Groups_91 | eCube | 0.0007077% | 0 | 0.016173 | Commercial_2025_Technical_MW_After Competition Groups_eCube
Commercial | Com ¦ Air Curtains | 2025 | Technical | MW | After Competition Groups | 0.0065943 | 0 | 0 | 2285.2785 | 2.8856e-06 | 92 | Commercial_2025_Technical_MW_After Competition Groups_92 | Air Curtains | 0.0002886% | 0 | 0.0065943 | Commercial_2025_Technical_MW_After Competition Groups_Air Curtains
Commercial | Com ¦ High Efficiency Induction Cooking | 2025 | Technical | MW | After Competition Groups | 0.0011583 | 0 | 0 | 2285.2785 | 5.0685e-07 | 93 | Commercial_2025_Technical_MW_After Competition Groups_93 | High Efficiency Induction Cooking | 5.069e-05% | 0 | 0.0011583 | Commercial_2025_Technical_MW_After Competition Groups_High Efficiency Induction Cooking
Commercial | Com ¦ Electric Convection Combination Ovens | 2025 | Technical | MW | After Competition Groups | 0.00024701 | 0 | 0 | 2285.2785 | 1.0809e-07 | 94 | Commercial_2025_Technical_MW_After Competition Groups_94 | Electric Convection Combination Ovens | 1.081e-05% | 0 | 0.00024701 | Commercial_2025_Technical_MW_After Competition Groups_Electric Convection Combination Ovens
Commercial | Com ¦ Building Recommissioning, Operations and Maintenance (O&M) Improvements | 2026 | Economic | MW | After Competition Groups | 268.7011 | 0 | 0 | 1800.1719 | 0.14926 | 1 | Commercial_2026_Economic_MW_After Competition Groups_1 | Building Recommissioning, Operations and Maintenance (O&M) Improvements | 14.93% | 0 | 268.7011 | Commercial_2026_Economic_MW_After Competition Groups_Building Recommissioning, Operations and Maintenance (O&M) Improvements
Commercial | Com ¦ Education and Capacity Building/Energy Behavior | 2026 | Economic | MW | After Competition Groups | 240.0229 | 0 | 0 | 1800.1719 | 0.13333 | 2 | Commercial_2026_Economic_MW_After Competition Groups_2 | Education and Capacity Building/Energy Behavior | 13.33% | 0 | 240.0229 | Commercial_2026_Economic_MW_After Competition Groups_Education and Capacity Building/Energy Behavior
Commercial | Com ¦ LED Low/High Bay | 2026 | Economic | MW | After Competition Groups | 190.5379 | 0 | 0 | 1800.1719 | 0.10584 | 3 | Commercial_2026_Economic_MW_After Competition Groups_3 | LED Low/High Bay | 10.58% | 0 | 190.5379 | Commercial_2026_Economic_MW_After Competition Groups_LED Low/High Bay
Commercial | Com ¦ LED Troffer/Surface/Suspended | 2026 | Economic | MW | After Competition Groups | 143.8775 | 0 | 0 | 1800.1719 | 0.079924 | 4 | Commercial_2026_Economic_MW_After Competition Groups_4 | LED Troffer/Surface/Suspended | 7.992% | 0 | 143.8775 | Commercial_2026_Economic_MW_After Competition Groups_LED Troffer/Surface/Suspended
Commercial | Com ¦ ENERGY STAR LED LAMPS (REFLECTOR LAMPs/MR16/PAR 16) | 2026 | Economic | MW | After Competition Groups | 119.5735 | 0 | 0 | 1800.1719 | 0.066423 | 5 | Commercial_2026_Economic_MW_After Competition Groups_5 | ENERGY STAR LED LAMPS (REFLECTOR LAMPs/MR16/PAR 16) | 6.642% | 0 | 119.5735 | Commercial_2026_Economic_MW_After Competition Groups_ENERGY STAR LED LAMPS (REFLECTOR LAMPs/MR16/PAR 16)
Commercial | Com ¦ High Efficiency Air Source Heat Pump | 2026 | Economic | MW | After Competition Groups | 115.9961 | 0 | 0 | 1800.1719 | 0.064436 | 6 | Commercial_2026_Economic_MW_After Competition Groups_6 | High Efficiency Air Source Heat Pump | 6.444% | 0 | 115.9961 | Commercial_2026_Economic_MW_After Competition Groups_High Efficiency Air Source Heat Pump
Commercial | Com ¦ Advanced BAS/Controllers | 2026 | Economic | MW | After Competition Groups | 93.6206 | 0 | 0 | 1800.1719 | 0.052007 | 7 | Commercial_2026_Economic_MW_After Competition Groups_7 | Advanced BAS/Controllers | 5.201% | 0 | 93.6206 | Commercial_2026_Economic_MW_After Competition Groups_Advanced BAS/Controllers
Commercial | Com ¦ Unitary Air-Conditioning Unit | 2026 | Economic | MW | After Competition Groups | 77.2433 | 0 | 0 | 1800.1719 | 0.042909 | 8 | Commercial_2026_Economic_MW_After Competition Groups_8 | Unitary Air-Conditioning Unit | 4.291% | 0 | 77.2433 | Commercial_2026_Economic_MW_After Competition Groups_Unitary Air-Conditioning Unit
Commercial | Com ¦ LED Replacement Lamp (Tube) | 2026 | Economic | MW | After Competition Groups | 56.9347 | 0 | 0 | 1800.1719 | 0.031627 | 9 | Commercial_2026_Economic_MW_After Competition Groups_9 | LED Replacement Lamp (Tube) | 3.163% | 0 | 56.9347 | Commercial_2026_Economic_MW_After Competition Groups_LED Replacement Lamp (Tube)
Commercial | Com ¦ Adaptive Thermostats | 2026 | Economic | MW | After Competition Groups | 40.6705 | 0 | 0 | 1800.1719 | 0.022593 | 10 | Commercial_2026_Economic_MW_After Competition Groups_10 | Adaptive Thermostats | 2.259% | 0 | 40.6705 | Commercial_2026_Economic_MW_After Competition Groups_Adaptive Thermostats
Commercial | Com ¦ Data Center Storage/Server Virtualization | 2026 | Economic | MW | After Competition Groups | 34.0268 | 0 | 0 | 1800.1719 | 0.018902 | 11 | Commercial_2026_Economic_MW_After Competition Groups_11 | Data Center Storage/Server Virtualization | 1.89% | 0 | 34.0268 | Commercial_2026_Economic_MW_After Competition Groups_Data Center Storage/Server Virtualization
Commercial | Com ¦ Furnace Tune-Up | 2026 | Economic | MW | After Competition Groups | 32.0872 | 0 | 0 | 1800.1719 | 0.017825 | 12 | Commercial_2026_Economic_MW_After Competition Groups_12 | Furnace Tune-Up | 1.782% | 0 | 32.0872 | Commercial_2026_Economic_MW_After Competition Groups_Furnace Tune-Up
Commercial | Com ¦ Strip Curtains | 2026 | Economic | MW | After Competition Groups | 30.524 | 0 | 0 | 1800.1719 | 0.016956 | 13 | Commercial_2026_Economic_MW_After Competition Groups_13 | Strip Curtains | 1.696% | 0 | 30.524 | Commercial_2026_Economic_MW_After Competition Groups_Strip Curtains
Commercial | Com ¦ Demand Control Ventilation | 2026 | Economic | MW | After Competition Groups | 29.4085 | 0 | 0 | 1800.1719 | 0.016336 | 14 | Commercial_2026_Economic_MW_After Competition Groups_14 | Demand Control Ventilation | 1.634% | 0 | 29.4085 | Commercial_2026_Economic_MW_After Competition Groups_Demand Control Ventilation
Commercial | Com ¦ LED or Equivalent Sign Lighting | 2026 | Economic | MW | After Competition Groups | 24.7274 | 0 | 0 | 1800.1719 | 0.013736 | 15 | Commercial_2026_Economic_MW_After Competition Groups_15 | LED or Equivalent Sign Lighting | 1.374% | 0 | 24.7274 | Commercial_2026_Economic_MW_After Competition Groups_LED or Equivalent Sign Lighting
Commercial | Com ¦ Centrally controlled desktop PC/NETWORK PC POWER MANAGEMENT SOFTWARE | 2026 | Economic | MW | After Competition Groups | 22.5989 | 0 | 0 | 1800.1719 | 0.012554 | 16 | Commercial_2026_Economic_MW_After Competition Groups_16 | Centrally controlled desktop PC/NETWORK PC POWER MANAGEMENT SOFTWARE | 1.255% | 0 | 22.5989 | Commercial_2026_Economic_MW_After Competition Groups_Centrally controlled desktop PC/NETWORK PC POWER MANAGEMENT SOFTWARE
Commercial | Com ¦ Variable Frequency Drive (VFD) | 2026 | Economic | MW | After Competition Groups | 22.3332 | 0 | 0 | 1800.1719 | 0.012406 | 17 | Commercial_2026_Economic_MW_After Competition Groups_17 | Variable Frequency Drive (VFD) | 1.241% | 0 | 22.3332 | Commercial_2026_Economic_MW_After Competition Groups_Variable Frequency Drive (VFD)
Commercial | Com ¦ Reach-in Shaded Pole to ECM/PSC Evaporator Fan Motor | 2026 | Economic | MW | After Competition Groups | 22.2056 | 0 | 0 | 1800.1719 | 0.012335 | 18 | Commercial_2026_Economic_MW_After Competition Groups_18 | Reach-in Shaded Pole to ECM/PSC Evaporator Fan Motor | 1.234% | 0 | 22.2056 | Commercial_2026_Economic_MW_After Competition Groups_Reach-in Shaded Pole to ECM/PSC Evaporator Fan Motor
Commercial | Com ¦ Refrigerated Display Case Doors | 2026 | Economic | MW | After Competition Groups | 21.8229 | 0 | 0 | 1800.1719 | 0.012123 | 19 | Commercial_2026_Economic_MW_After Competition Groups_19 | Refrigerated Display Case Doors | 1.212% | 0 | 21.8229 | Commercial_2026_Economic_MW_After Competition Groups_Refrigerated Display Case Doors
Commercial | Com ¦ VFD on Pumps | 2026 | Economic | MW | After Competition Groups | 20.9013 | 0 | 0 | 1800.1719 | 0.011611 | 20 | Commercial_2026_Economic_MW_After Competition Groups_20 | VFD on Pumps | 1.161% | 0 | 20.9013 | Commercial_2026_Economic_MW_After Competition Groups_VFD on Pumps
Commercial | Com ¦ Chilled Water Optimization | 2026 | Economic | MW | After Competition Groups | 18.6998 | 0 | 0 | 1800.1719 | 0.010388 | 21 | Commercial_2026_Economic_MW_After Competition Groups_21 | Chilled Water Optimization | 1.039% | 0 | 18.6998 | Commercial_2026_Economic_MW_After Competition Groups_Chilled Water Optimization
Commercial | Com ¦ Refrigerated Display Case LED | 2026 | Economic | MW | After Competition Groups | 17.9705 | 0 | 0 | 1800.1719 | 0.0099827 | 22 | Commercial_2026_Economic_MW_After Competition Groups_22 | Refrigerated Display Case LED | 0.9983% | 0 | 17.9705 | Commercial_2026_Economic_MW_After Competition Groups_Refrigerated Display Case LED
Commercial | Com ¦ Air Handler with Dedicated Outdoor Air Systems | 2026 | Economic | MW | After Competition Groups | 17.0456 | 0 | 0 | 1800.1719 | 0.0094689 | 23 | Commercial_2026_Economic_MW_After Competition Groups_23 | Air Handler with Dedicated Outdoor Air Systems | 0.9469% | 0 | 17.0456 | Commercial_2026_Economic_MW_After Competition Groups_Air Handler with Dedicated Outdoor Air Systems
Commercial | Com ¦ ENERGY STAR LED LAMPS (General Service Lamps) | 2026 | Economic | MW | After Competition Groups | 15.5082 | 0 | 0 | 1800.1719 | 0.0086149 | 24 | Commercial_2026_Economic_MW_After Competition Groups_24 | ENERGY STAR LED LAMPS (General Service Lamps) | 0.8615% | 0 | 15.5082 | Commercial_2026_Economic_MW_After Competition Groups_ENERGY STAR LED LAMPS (General Service Lamps)
Commercial | Com ¦ ECM MOTORS FOR EVAPORATOR FANS for refrigeration (WALK-IN) | 2026 | Economic | MW | After Competition Groups | 11.6178 | 0 | 0 | 1800.1719 | 0.0064537 | 25 | Commercial_2026_Economic_MW_After Competition Groups_25 | ECM MOTORS FOR EVAPORATOR FANS for refrigeration (WALK-IN) | 0.6454% | 0 | 11.6178 | Commercial_2026_Economic_MW_After Competition Groups_ECM MOTORS FOR EVAPORATOR FANS for refrigeration (WALK-IN)
Commercial | Com ¦ Freezer Case Light Sensor | 2026 | Economic | MW | After Competition Groups | 10.0519 | 0 | 0 | 1800.1719 | 0.0055839 | 26 | Commercial_2026_Economic_MW_After Competition Groups_26 | Freezer Case Light Sensor | 0.5584% | 0 | 10.0519 | Commercial_2026_Economic_MW_After Competition Groups_Freezer Case Light Sensor
Commercial | Com ¦ Occupancy Sensors | 2026 | Economic | MW | After Competition Groups | 9.825 | 0 | 0 | 1800.1719 | 0.0054578 | 27 | Commercial_2026_Economic_MW_After Competition Groups_27 | Occupancy Sensors | 0.5458% | 0 | 9.825 | Commercial_2026_Economic_MW_After Competition Groups_Occupancy Sensors
Commercial | Com ¦ Evaporator Fan Controls | 2026 | Economic | MW | After Competition Groups | 9.793 | 0 | 0 | 1800.1719 | 0.00544 | 28 | Commercial_2026_Economic_MW_After Competition Groups_28 | Evaporator Fan Controls | 0.544% | 0 | 9.793 | Commercial_2026_Economic_MW_After Competition Groups_Evaporator Fan Controls
Commercial | Com ¦ Demand Control Kitchen Ventilation | 2026 | Economic | MW | After Competition Groups | 9.3663 | 0 | 0 | 1800.1719 | 0.005203 | 29 | Commercial_2026_Economic_MW_After Competition Groups_29 | Demand Control Kitchen Ventilation | 0.5203% | 0 | 9.3663 | Commercial_2026_Economic_MW_After Competition Groups_Demand Control Kitchen Ventilation
Commercial | Com ¦ LED EXTERIOR AREA LIGHTS - LED fixture (200W) | 2026 | Economic | MW | After Competition Groups | 6.3591 | 0 | 0 | 1800.1719 | 0.0035325 | 30 | Commercial_2026_Economic_MW_After Competition Groups_30 | LED EXTERIOR AREA LIGHTS - LED fixture (200W) | 0.3532% | 0 | 6.3591 | Commercial_2026_Economic_MW_After Competition Groups_LED EXTERIOR AREA LIGHTS - LED fixture (200W)
Commercial | Com ¦ Water Source Heat Pump (4 ton) | 2026 | Economic | MW | After Competition Groups | 6.3298 | 0 | 0 | 1800.1719 | 0.0035162 | 31 | Commercial_2026_Economic_MW_After Competition Groups_31 | Water Source Heat Pump (4 ton) | 0.3516% | 0 | 6.3298 | Commercial_2026_Economic_MW_After Competition Groups_Water Source Heat Pump (4 ton)
Commercial | Com ¦ LED parking lot fixture | 2026 | Economic | MW | After Competition Groups | 6.1497 | 0 | 0 | 1800.1719 | 0.0034161 | 32 | Commercial_2026_Economic_MW_After Competition Groups_32 | LED parking lot fixture | 0.3416% | 0 | 6.1497 | Commercial_2026_Economic_MW_After Competition Groups_LED parking lot fixture
Commercial | Com ¦ Duct Insulation, R8 | 2026 | Economic | MW | After Competition Groups | 5.8904 | 0 | 0 | 1800.1719 | 0.0032721 | 33 | Commercial_2026_Economic_MW_After Competition Groups_33 | Duct Insulation, R8 | 0.3272% | 0 | 5.8904 | Commercial_2026_Economic_MW_After Competition Groups_Duct Insulation, R8
Commercial | Com ¦ ENERGY STAR Griddle (74% eff) | 2026 | Economic | MW | After Competition Groups | 4.6414 | 0 | 0 | 1800.1719 | 0.0025783 | 34 | Commercial_2026_Economic_MW_After Competition Groups_34 | ENERGY STAR Griddle (74% eff) | 0.2578% | 0 | 4.6414 | Commercial_2026_Economic_MW_After Competition Groups_ENERGY STAR Griddle (74% eff)
Commercial | Com ¦ Elec Storage WH 2.30 Et | 2026 | Economic | MW | After Competition Groups | 4.5922 | 0 | 0 | 1800.1719 | 0.002551 | 35 | Commercial_2026_Economic_MW_After Competition Groups_35 | Elec Storage WH 2.30 Et | 0.2551% | 0 | 4.5922 | Commercial_2026_Economic_MW_After Competition Groups_Elec Storage WH 2.30 Et
Commercial | Com ¦ BEVERAGE VENDING MACHINE CONTROLS | 2026 | Economic | MW | After Competition Groups | 4.5102 | 0 | 0 | 1800.1719 | 0.0025054 | 36 | Commercial_2026_Economic_MW_After Competition Groups_36 | BEVERAGE VENDING MACHINE CONTROLS | 0.2505% | 0 | 4.5102 | Commercial_2026_Economic_MW_After Competition Groups_BEVERAGE VENDING MACHINE CONTROLS
Commercial | Com ¦ Door Gasket Freezer/Refrigerator | 2026 | Economic | MW | After Competition Groups | 4.2746 | 0 | 0 | 1800.1719 | 0.0023746 | 37 | Commercial_2026_Economic_MW_After Competition Groups_37 | Door Gasket Freezer/Refrigerator | 0.2375% | 0 | 4.2746 | Commercial_2026_Economic_MW_After Competition Groups_Door Gasket Freezer/Refrigerator
Commercial | Com ¦ LED street light fixture | 2026 | Economic | MW | After Competition Groups | 3.7429 | 0 | 0 | 1800.1719 | 0.0020792 | 38 | Commercial_2026_Economic_MW_After Competition Groups_38 | LED street light fixture | 0.2079% | 0 | 3.7429 | Commercial_2026_Economic_MW_After Competition Groups_LED street light fixture
Commercial | Com ¦ Temperature Adjustment in Commercial Freezers | 2026 | Economic | MW | After Competition Groups | 3.5803 | 0 | 0 | 1800.1719 | 0.0019889 | 39 | Commercial_2026_Economic_MW_After Competition Groups_39 | Temperature Adjustment in Commercial Freezers | 0.1989% | 0 | 3.5803 | Commercial_2026_Economic_MW_After Competition Groups_Temperature Adjustment in Commercial Freezers
Commercial | Com ¦ CO Sensors for parking garage exhaust fans | 2026 | Economic | MW | After Competition Groups | 3.1373 | 0 | 0 | 1800.1719 | 0.0017428 | 40 | Commercial_2026_Economic_MW_After Competition Groups_40 | CO Sensors for parking garage exhaust fans | 0.1743% | 0 | 3.1373 | Commercial_2026_Economic_MW_After Competition Groups_CO Sensors for parking garage exhaust fans
Commercial | Com ¦ Vertical Night Covers | 2026 | Economic | MW | After Competition Groups | 2.9608 | 0 | 0 | 1800.1719 | 0.0016447 | 41 | Commercial_2026_Economic_MW_After Competition Groups_41 | Vertical Night Covers | 0.1645% | 0 | 2.9608 | Commercial_2026_Economic_MW_After Competition Groups_Vertical Night Covers
Commercial | Com ¦ Energy Efficient Laboratory Fume Hood | 2026 | Economic | MW | After Competition Groups | 2.8948 | 0 | 0 | 1800.1719 | 0.0016081 | 42 | Commercial_2026_Economic_MW_After Competition Groups_42 | Energy Efficient Laboratory Fume Hood | 0.1608% | 0 | 2.8948 | Commercial_2026_Economic_MW_After Competition Groups_Energy Efficient Laboratory Fume Hood
Commercial | Com ¦ Water Heating (DHW) Pipe Insulation (Add 3/4\ Foam)" | 2026 | Economic | MW | After Competition Groups | 2.2594 | 0 | 0 | 1800.1719 | 0.0012551 | 43 | Commercial_2026_Economic_MW_After Competition Groups_43 | Water Heating (DHW) Pipe Insulation (Add 3/4\ Foam)" | 0.1255% | 0 | 2.2594 | Commercial_2026_Economic_MW_After Competition Groups_Water Heating (DHW) Pipe Insulation (Add 3/4\ Foam)"
Commercial | Com ¦ Outside Air Economizer | 2026 | Economic | MW | After Competition Groups | 1.8365 | 0 | 0 | 1800.1719 | 0.0010202 | 44 | Commercial_2026_Economic_MW_After Competition Groups_44 | Outside Air Economizer | 0.102% | 0 | 1.8365 | Commercial_2026_Economic_MW_After Competition Groups_Outside Air Economizer
Commercial | Com ¦ Suction Pipe Insulation Freezer/Refrigerator | 2026 | Economic | MW | After Competition Groups | 1.5388 | 0 | 0 | 1800.1719 | 0.0008548 | 45 | Commercial_2026_Economic_MW_After Competition Groups_45 | Suction Pipe Insulation Freezer/Refrigerator | 0.08548% | 0 | 1.5388 | Commercial_2026_Economic_MW_After Competition Groups_Suction Pipe Insulation Freezer/Refrigerator
Commercial | Com ¦ ENERGY STAR Fryer (84% eff) | 2026 | Economic | MW | After Competition Groups | 1.3325 | 0 | 0 | 1800.1719 | 0.00074019 | 46 | Commercial_2026_Economic_MW_After Competition Groups_46 | ENERGY STAR Fryer (84% eff) | 0.07402% | 0 | 1.3325 | Commercial_2026_Economic_MW_After Competition Groups_ENERGY STAR Fryer (84% eff)
Commercial | Com ¦ ENERGY STAR Dishwasher | 2026 | Economic | MW | After Competition Groups | 1.2565 | 0 | 0 | 1800.1719 | 0.00069799 | 47 | Commercial_2026_Economic_MW_After Competition Groups_47 | ENERGY STAR Dishwasher | 0.0698% | 0 | 1.2565 | Commercial_2026_Economic_MW_After Competition Groups_ENERGY STAR Dishwasher
Commercial | Com ¦ ENERGY STAR Steam Cookers | 2026 | Economic | MW | After Competition Groups | 0.87137 | 0 | 0 | 1800.1719 | 0.00048405 | 48 | Commercial_2026_Economic_MW_After Competition Groups_48 | ENERGY STAR Steam Cookers | 0.0484% | 0 | 0.87137 | Commercial_2026_Economic_MW_After Competition Groups_ENERGY STAR Steam Cookers
Commercial | Com ¦ Ozone Laundry Treatment | 2026 | Economic | MW | After Competition Groups | 0.75736 | 0 | 0 | 1800.1719 | 0.00042071 | 49 | Commercial_2026_Economic_MW_After Competition Groups_49 | Ozone Laundry Treatment | 0.04207% | 0 | 0.75736 | Commercial_2026_Economic_MW_After Competition Groups_Ozone Laundry Treatment
Commercial | Com ¦ Thermostat Setback | 2026 | Economic | MW | After Competition Groups | 0.62719 | 0 | 0 | 1800.1719 | 0.00034841 | 50 | Commercial_2026_Economic_MW_After Competition Groups_50 | Thermostat Setback | 0.03484% | 0 | 0.62719 | Commercial_2026_Economic_MW_After Competition Groups_Thermostat Setback
Commercial | Com ¦ PTAC (12 EER/10,000 BTU) | 2026 | Economic | MW | After Competition Groups | 0.47779 | 0 | 0 | 1800.1719 | 0.00026541 | 51 | Commercial_2026_Economic_MW_After Competition Groups_51 | PTAC (12 EER/10,000 BTU) | 0.02654% | 0 | 0.47779 | Commercial_2026_Economic_MW_After Competition Groups_PTAC (12 EER/10,000 BTU)
Commercial | Com ¦ Condensing Make Up Air Unit | 2026 | Economic | MW | After Competition Groups | 0.38193 | 0 | 0 | 1800.1719 | 0.00021216 | 52 | Commercial_2026_Economic_MW_After Competition Groups_52 | Condensing Make Up Air Unit | 0.02122% | 0 | 0.38193 | Commercial_2026_Economic_MW_After Competition Groups_Condensing Make Up Air Unit
Commercial | Com ¦ ECM MOTORS FOR HVAC APPLICATION (FAN-POWERED VAV BOX) | 2026 | Economic | MW | After Competition Groups | 0.30283 | 0 | 0 | 1800.1719 | 0.00016822 | 53 | Commercial_2026_Economic_MW_After Competition Groups_53 | ECM MOTORS FOR HVAC APPLICATION (FAN-POWERED VAV BOX) | 0.01682% | 0 | 0.30283 | Commercial_2026_Economic_MW_After Competition Groups_ECM MOTORS FOR HVAC APPLICATION (FAN-POWERED VAV BOX)
Commercial | Com ¦ Solar Water Preheat (Pools/DHW) | 2026 | Economic | MW | After Competition Groups | 0.26422 | 0 | 0 | 1800.1719 | 0.00014678 | 54 | Commercial_2026_Economic_MW_After Competition Groups_54 | Solar Water Preheat (Pools/DHW) | 0.01468% | 0 | 0.26422 | Commercial_2026_Economic_MW_After Competition Groups_Solar Water Preheat (Pools/DHW)
Commercial | COM ¦ Ductless Mini-Split Heat Pumps | 2026 | Economic | MW | After Competition Groups | 0.25683 | 0 | 0 | 1800.1719 | 0.00014267 | 55 | Commercial_2026_Economic_MW_After Competition Groups_55 | Ductless Mini-Split Heat Pumps | 0.01427% | 0 | 0.25683 | Commercial_2026_Economic_MW_After Competition Groups_Ductless Mini-Split Heat Pumps
Commercial | Com ¦ Notched V belts for HVAC Systems | 2026 | Economic | MW | After Competition Groups | 0.23154 | 0 | 0 | 1800.1719 | 0.00012862 | 56 | Commercial_2026_Economic_MW_After Competition Groups_56 | Notched V belts for HVAC Systems | 0.01286% | 0 | 0.23154 | Commercial_2026_Economic_MW_After Competition Groups_Notched V belts for HVAC Systems
Commercial | Com ¦ Auto Off Time Switch or Time Clock control | 2026 | Economic | MW | After Competition Groups | 0.18432 | 0 | 0 | 1800.1719 | 0.00010239 | 57 | Commercial_2026_Economic_MW_After Competition Groups_57 | Auto Off Time Switch or Time Clock control | 0.01024% | 0 | 0.18432 | Commercial_2026_Economic_MW_After Competition Groups_Auto Off Time Switch or Time Clock control
Commercial | Com ¦ Demand controlled Circulating Systems | 2026 | Economic | MW | After Competition Groups | 0.14496 | 0 | 0 | 1800.1719 | 8.0527e-05 | 58 | Commercial_2026_Economic_MW_After Competition Groups_58 | Demand controlled Circulating Systems | 0.008053% | 0 | 0.14496 | Commercial_2026_Economic_MW_After Competition Groups_Demand controlled Circulating Systems
Commercial | Com ¦ CEE Tier 2/Energy Star Clothes Washers | 2026 | Economic | MW | After Competition Groups | 0.13397 | 0 | 0 | 1800.1719 | 7.4418e-05 | 59 | Commercial_2026_Economic_MW_After Competition Groups_59 | CEE Tier 2/Energy Star Clothes Washers | 0.007442% | 0 | 0.13397 | Commercial_2026_Economic_MW_After Competition Groups_CEE Tier 2/Energy Star Clothes Washers
Commercial | Com ¦ HVAC Optimization | 2026 | Economic | MW | After Competition Groups | 0.1136 | 0 | 0 | 1800.1719 | 6.3105e-05 | 60 | Commercial_2026_Economic_MW_After Competition Groups_60 | HVAC Optimization | 0.00631% | 0 | 0.1136 | Commercial_2026_Economic_MW_After Competition Groups_HVAC Optimization
Commercial | Com ¦ Low Flow Pre-Rinse Spray Nozzle | 2026 | Economic | MW | After Competition Groups | 0.095866 | 0 | 0 | 1800.1719 | 5.3254e-05 | 61 | Commercial_2026_Economic_MW_After Competition Groups_61 | Low Flow Pre-Rinse Spray Nozzle | 0.005325% | 0 | 0.095866 | Commercial_2026_Economic_MW_After Competition Groups_Low Flow Pre-Rinse Spray Nozzle
Commercial | Com ¦ Commercial Hot Food Holding Cabinets | 2026 | Economic | MW | After Competition Groups | 0.077067 | 0 | 0 | 1800.1719 | 4.2811e-05 | 62 | Commercial_2026_Economic_MW_After Competition Groups_62 | Commercial Hot Food Holding Cabinets | 0.004281% | 0 | 0.077067 | Commercial_2026_Economic_MW_After Competition Groups_Commercial Hot Food Holding Cabinets
Commercial | Com ¦ Room AC (w/ louvered sides) 14 SEER from 12 SEER code | 2026 | Economic | MW | After Competition Groups | 0.063949 | 0 | 0 | 1800.1719 | 3.5524e-05 | 63 | Commercial_2026_Economic_MW_After Competition Groups_63 | Room AC (w/ louvered sides) 14 SEER from 12 SEER code | 0.003552% | 0 | 0.063949 | Commercial_2026_Economic_MW_After Competition Groups_Room AC (w/ louvered sides) 14 SEER from 12 SEER code
Commercial | Com ¦ Wall Insulation | 2026 | Economic | MW | After Competition Groups | 0.054108 | 0 | 0 | 1800.1719 | 3.0057e-05 | 64 | Commercial_2026_Economic_MW_After Competition Groups_64 | Wall Insulation | 0.003006% | 0 | 0.054108 | Commercial_2026_Economic_MW_After Competition Groups_Wall Insulation
Commercial | Com ¦ Condensing Unit Heaters or other Efficient Unit Heating System | 2026 | Economic | MW | After Competition Groups | 0.050487 | 0 | 0 | 1800.1719 | 2.8045e-05 | 65 | Commercial_2026_Economic_MW_After Competition Groups_65 | Condensing Unit Heaters or other Efficient Unit Heating System | 0.002805% | 0 | 0.050487 | Commercial_2026_Economic_MW_After Competition Groups_Condensing Unit Heaters or other Efficient Unit Heating System
Commercial | Com ¦ Energy Recovery Ventilation and Ventilation (Enhanced) | 2026 | Economic | MW | After Competition Groups | 0.040968 | 0 | 0 | 1800.1719 | 2.2758e-05 | 66 | Commercial_2026_Economic_MW_After Competition Groups_66 | Energy Recovery Ventilation and Ventilation (Enhanced) | 0.002276% | 0 | 0.040968 | Commercial_2026_Economic_MW_After Competition Groups_Energy Recovery Ventilation and Ventilation (Enhanced)
Commercial | Com ¦ High Efficiency Chiller (avg of water and air cooled) | 2026 | Economic | MW | After Competition Groups | 0.025313 | 0 | 0 | 1800.1719 | 1.4062e-05 | 67 | Commercial_2026_Economic_MW_After Competition Groups_67 | High Efficiency Chiller (avg of water and air cooled) | 0.001406% | 0 | 0.025313 | Commercial_2026_Economic_MW_After Competition Groups_High Efficiency Chiller (avg of water and air cooled)
Commercial | Com ¦ VSD Air Compressor | 2026 | Economic | MW | After Competition Groups | 0.021897 | 0 | 0 | 1800.1719 | 1.2164e-05 | 68 | Commercial_2026_Economic_MW_After Competition Groups_68 | VSD Air Compressor | 0.001216% | 0 | 0.021897 | Commercial_2026_Economic_MW_After Competition Groups_VSD Air Compressor
Commercial | Com ¦ Air Curtains | 2026 | Economic | MW | After Competition Groups | 0.0066908 | 0 | 0 | 1800.1719 | 3.7168e-06 | 69 | Commercial_2026_Economic_MW_After Competition Groups_69 | Air Curtains | 0.0003717% | 0 | 0.0066908 | Commercial_2026_Economic_MW_After Competition Groups_Air Curtains
Commercial | Com ¦ EC Plug Fan for Data Center (under cabinet) | 2026 | Economic | MW | After Competition Groups | 0.0053679 | 0 | 0 | 1800.1719 | 2.9819e-06 | 70 | Commercial_2026_Economic_MW_After Competition Groups_70 | EC Plug Fan for Data Center (under cabinet) | 0.0002982% | 0 | 0.0053679 | Commercial_2026_Economic_MW_After Competition Groups_EC Plug Fan for Data Center (under cabinet)
Commercial | Com ¦ LED RECESSED DOWNLIGHTS | 2026 | Economic | MW | After Competition Groups | 0.0027593 | 0 | 0 | 1800.1719 | 1.5328e-06 | 71 | Commercial_2026_Economic_MW_After Competition Groups_71 | LED RECESSED DOWNLIGHTS | 0.0001533% | 0 | 0.0027593 | Commercial_2026_Economic_MW_After Competition Groups_LED RECESSED DOWNLIGHTS
Commercial | Com ¦ Electric Convection Combination Ovens | 2026 | Economic | MW | After Competition Groups | 0.00027418 | 0 | 0 | 1800.1719 | 1.5231e-07 | 72 | Commercial_2026_Economic_MW_After Competition Groups_72 | Electric Convection Combination Ovens | 1.523e-05% | 0 | 0.00027418 | Commercial_2026_Economic_MW_After Competition Groups_Electric Convection Combination Ovens
Commercial | Com ¦ Efficient compressor motor | 2026 | Economic | MW | After Competition Groups | 0 | 0 | 0 | 1800.1719 | 0 | 73 | Commercial_2026_Economic_MW_After Competition Groups_73 | Efficient compressor motor | 0% | 0 | 0 | Commercial_2026_Economic_MW_After Competition Groups_Efficient compressor motor
Commercial | Com ¦ Indoor Daylight Sensors/Photocell Dimming Control | 2026 | Economic | MW | After Competition Groups | 0 | 0 | 0 | 1800.1719 | 0 | 74 | Commercial_2026_Economic_MW_After Competition Groups_74 | Indoor Daylight Sensors/Photocell Dimming Control | 0% | 0 | 0 | Commercial_2026_Economic_MW_After Competition Groups_Indoor Daylight Sensors/Photocell Dimming Control
Commercial | Com ¦ Variable Refrigerant Flow Heat Pump | 2026 | Economic | MW | After Competition Groups | 0 | 0 | 0 | 1800.1719 | 0 | 75 | Commercial_2026_Economic_MW_After Competition Groups_75 | Variable Refrigerant Flow Heat Pump | 0% | 0 | 0 | Commercial_2026_Economic_MW_After Competition Groups_Variable Refrigerant Flow Heat Pump
Commercial | Com ¦ ENERGY STAR LED LAMPS (REFLECTOR LAMPs/MR16/PAR 16) | 2026 | SC A | MW | After Competition Groups | 92.4272 | 0 | 0 | 568.5814 | 0.16256 | 1 | Commercial_2026_SC A_MW_After Competition Groups_1 | ENERGY STAR LED LAMPS (REFLECTOR LAMPs/MR16/PAR 16) | 16.26% | 0 | 92.4272 | Commercial_2026_SC A_MW_After Competition Groups_ENERGY STAR LED LAMPS (REFLECTOR LAMPs/MR16/PAR 16)
Commercial | Com ¦ LED Low/High Bay | 2026 | SC A | MW | After Competition Groups | 73.6289 | 0 | 0 | 568.5814 | 0.1295 | 2 | Commercial_2026_SC A_MW_After Competition Groups_2 | LED Low/High Bay | 12.95% | 0 | 73.6289 | Commercial_2026_SC A_MW_After Competition Groups_LED Low/High Bay
Commercial | Com ¦ LED Troffer/Surface/Suspended | 2026 | SC A | MW | After Competition Groups | 70.0308 | 0 | 0 | 568.5814 | 0.12317 | 3 | Commercial_2026_SC A_MW_After Competition Groups_3 | LED Troffer/Surface/Suspended | 12.32% | 0 | 70.0308 | Commercial_2026_SC A_MW_After Competition Groups_LED Troffer/Surface/Suspended
Commercial | Com ¦ LED Replacement Lamp (Tube) | 2026 | SC A | MW | After Competition Groups | 45.6972 | 0 | 0 | 568.5814 | 0.08037 | 4 | Commercial_2026_SC A_MW_After Competition Groups_4 | LED Replacement Lamp (Tube) | 8.037% | 0 | 45.6972 | Commercial_2026_SC A_MW_After Competition Groups_LED Replacement Lamp (Tube)
Commercial | Com ¦ High Efficiency Air Source Heat Pump | 2026 | SC A | MW | After Competition Groups | 35.9027 | 0 | 0 | 568.5814 | 0.063144 | 5 | Commercial_2026_SC A_MW_After Competition Groups_5 | High Efficiency Air Source Heat Pump | 6.314% | 0 | 35.9027 | Commercial_2026_SC A_MW_After Competition Groups_High Efficiency Air Source Heat Pump
Commercial | Com ¦ Building Recommissioning, Operations and Maintenance (O&M) Improvements | 2026 | SC A | MW | After Competition Groups | 28.4404 | 0 | 0 | 568.5814 | 0.05002 | 6 | Commercial_2026_SC A_MW_After Competition Groups_6 | Building Recommissioning, Operations and Maintenance (O&M) Improvements | 5.002% | 0 | 28.4404 | Commercial_2026_SC A_MW_After Competition Groups_Building Recommissioning, Operations and Maintenance (O&M) Improvements
Commercial | Com ¦ Education and Capacity Building/Energy Behavior | 2026 | SC A | MW | After Competition Groups | 23.6616 | 0 | 0 | 568.5814 | 0.041615 | 7 | Commercial_2026_SC A_MW_After Competition Groups_7 | Education and Capacity Building/Energy Behavior | 4.162% | 0 | 23.6616 | Commercial_2026_SC A_MW_After Competition Groups_Education and Capacity Building/Energy Behavior
Commercial | Com ¦ Data Center Storage/Server Virtualization | 2026 | SC A | MW | After Competition Groups | 18.8791 | 0 | 0 | 568.5814 | 0.033204 | 8 | Commercial_2026_SC A_MW_After Competition Groups_8 | Data Center Storage/Server Virtualization | 3.32% | 0 | 18.8791 | Commercial_2026_SC A_MW_After Competition Groups_Data Center Storage/Server Virtualization
Commercial | Com ¦ Advanced BAS/Controllers | 2026 | SC A | MW | After Competition Groups | 16.5646 | 0 | 0 | 568.5814 | 0.029133 | 9 | Commercial_2026_SC A_MW_After Competition Groups_9 | Advanced BAS/Controllers | 2.913% | 0 | 16.5646 | Commercial_2026_SC A_MW_After Competition Groups_Advanced BAS/Controllers
Commercial | Com ¦ Reach-in Shaded Pole to ECM/PSC Evaporator Fan Motor | 2026 | SC A | MW | After Competition Groups | 13.8917 | 0 | 0 | 568.5814 | 0.024432 | 10 | Commercial_2026_SC A_MW_After Competition Groups_10 | Reach-in Shaded Pole to ECM/PSC Evaporator Fan Motor | 2.443% | 0 | 13.8917 | Commercial_2026_SC A_MW_After Competition Groups_Reach-in Shaded Pole to ECM/PSC Evaporator Fan Motor
Commercial | Com ¦ LED or Equivalent Sign Lighting | 2026 | SC A | MW | After Competition Groups | 13.1212 | 0 | 0 | 568.5814 | 0.023077 | 11 | Commercial_2026_SC A_MW_After Competition Groups_11 | LED or Equivalent Sign Lighting | 2.308% | 0 | 13.1212 | Commercial_2026_SC A_MW_After Competition Groups_LED or Equivalent Sign Lighting
Commercial | Com ¦ ENERGY STAR LED LAMPS (General Service Lamps) | 2026 | SC A | MW | After Competition Groups | 12.1342 | 0 | 0 | 568.5814 | 0.021341 | 12 | Commercial_2026_SC A_MW_After Competition Groups_12 | ENERGY STAR LED LAMPS (General Service Lamps) | 2.134% | 0 | 12.1342 | Commercial_2026_SC A_MW_After Competition Groups_ENERGY STAR LED LAMPS (General Service Lamps)
Commercial | Com ¦ Adaptive Thermostats | 2026 | SC A | MW | After Competition Groups | 10.9252 | 0 | 0 | 568.5814 | 0.019215 | 13 | Commercial_2026_SC A_MW_After Competition Groups_13 | Adaptive Thermostats | 1.921% | 0 | 10.9252 | Commercial_2026_SC A_MW_After Competition Groups_Adaptive Thermostats
Commercial | Com ¦ Strip Curtains | 2026 | SC A | MW | After Competition Groups | 10.1772 | 0 | 0 | 568.5814 | 0.017899 | 14 | Commercial_2026_SC A_MW_After Competition Groups_14 | Strip Curtains | 1.79% | 0 | 10.1772 | Commercial_2026_SC A_MW_After Competition Groups_Strip Curtains
Commercial | Com ¦ Unitary Air-Conditioning Unit | 2026 | SC A | MW | After Competition Groups | 8.8267 | 0 | 0 | 568.5814 | 0.015524 | 15 | Commercial_2026_SC A_MW_After Competition Groups_15 | Unitary Air-Conditioning Unit | 1.552% | 0 | 8.8267 | Commercial_2026_SC A_MW_After Competition Groups_Unitary Air-Conditioning Unit
Commercial | Com ¦ Refrigerated Display Case Doors | 2026 | SC A | MW | After Competition Groups | 8.5089 | 0 | 0 | 568.5814 | 0.014965 | 16 | Commercial_2026_SC A_MW_After Competition Groups_16 | Refrigerated Display Case Doors | 1.497% | 0 | 8.5089 | Commercial_2026_SC A_MW_After Competition Groups_Refrigerated Display Case Doors
Commercial | Com ¦ Furnace Tune-Up | 2026 | SC A | MW | After Competition Groups | 8.1984 | 0 | 0 | 568.5814 | 0.014419 | 17 | Commercial_2026_SC A_MW_After Competition Groups_17 | Furnace Tune-Up | 1.442% | 0 | 8.1984 | Commercial_2026_SC A_MW_After Competition Groups_Furnace Tune-Up
Commercial | Com ¦ Chilled Water Optimization | 2026 | SC A | MW | After Competition Groups | 6.9486 | 0 | 0 | 568.5814 | 0.012221 | 18 | Commercial_2026_SC A_MW_After Competition Groups_18 | Chilled Water Optimization | 1.222% | 0 | 6.9486 | Commercial_2026_SC A_MW_After Competition Groups_Chilled Water Optimization
Commercial | Com ¦ Centrally controlled desktop PC/NETWORK PC POWER MANAGEMENT SOFTWARE | 2026 | SC A | MW | After Competition Groups | 6.7078 | 0 | 0 | 568.5814 | 0.011797 | 19 | Commercial_2026_SC A_MW_After Competition Groups_19 | Centrally controlled desktop PC/NETWORK PC POWER MANAGEMENT SOFTWARE | 1.18% | 0 | 6.7078 | Commercial_2026_SC A_MW_After Competition Groups_Centrally controlled desktop PC/NETWORK PC POWER MANAGEMENT SOFTWARE
Commercial | Com ¦ Variable Frequency Drive (VFD) | 2026 | SC A | MW | After Competition Groups | 5.7781 | 0 | 0 | 568.5814 | 0.010162 | 20 | Commercial_2026_SC A_MW_After Competition Groups_20 | Variable Frequency Drive (VFD) | 1.016% | 0 | 5.7781 | Commercial_2026_SC A_MW_After Competition Groups_Variable Frequency Drive (VFD)
Commercial | Com ¦ Demand Control Ventilation | 2026 | SC A | MW | After Competition Groups | 5.4503 | 0 | 0 | 568.5814 | 0.0095858 | 21 | Commercial_2026_SC A_MW_After Competition Groups_21 | Demand Control Ventilation | 0.9586% | 0 | 5.4503 | Commercial_2026_SC A_MW_After Competition Groups_Demand Control Ventilation
Commercial | Com ¦ VFD on Pumps | 2026 | SC A | MW | After Competition Groups | 5.365 | 0 | 0 | 568.5814 | 0.0094357 | 22 | Commercial_2026_SC A_MW_After Competition Groups_22 | VFD on Pumps | 0.9436% | 0 | 5.365 | Commercial_2026_SC A_MW_After Competition Groups_VFD on Pumps
Commercial | Com ¦ LED EXTERIOR AREA LIGHTS - LED fixture (200W) | 2026 | SC A | MW | After Competition Groups | 4.6797 | 0 | 0 | 568.5814 | 0.0082305 | 23 | Commercial_2026_SC A_MW_After Competition Groups_23 | LED EXTERIOR AREA LIGHTS - LED fixture (200W) | 0.823% | 0 | 4.6797 | Commercial_2026_SC A_MW_After Competition Groups_LED EXTERIOR AREA LIGHTS - LED fixture (200W)
Commercial | Com ¦ Refrigerated Display Case LED | 2026 | SC A | MW | After Competition Groups | 4.6096 | 0 | 0 | 568.5814 | 0.0081071 | 24 | Commercial_2026_SC A_MW_After Competition Groups_24 | Refrigerated Display Case LED | 0.8107% | 0 | 4.6096 | Commercial_2026_SC A_MW_After Competition Groups_Refrigerated Display Case LED
Commercial | Com ¦ LED parking lot fixture | 2026 | SC A | MW | After Competition Groups | 4.5682 | 0 | 0 | 568.5814 | 0.0080343 | 25 | Commercial_2026_SC A_MW_After Competition Groups_25 | LED parking lot fixture | 0.8034% | 0 | 4.5682 | Commercial_2026_SC A_MW_After Competition Groups_LED parking lot fixture
Commercial | Com ¦ ECM MOTORS FOR EVAPORATOR FANS for refrigeration (WALK-IN) | 2026 | SC A | MW | After Competition Groups | 2.9566 | 0 | 0 | 568.5814 | 0.0051999 | 26 | Commercial_2026_SC A_MW_After Competition Groups_26 | ECM MOTORS FOR EVAPORATOR FANS for refrigeration (WALK-IN) | 0.52% | 0 | 2.9566 | Commercial_2026_SC A_MW_After Competition Groups_ECM MOTORS FOR EVAPORATOR FANS for refrigeration (WALK-IN)
Commercial | Com ¦ Air Handler with Dedicated Outdoor Air Systems | 2026 | SC A | MW | After Competition Groups | 2.718 | 0 | 0 | 568.5814 | 0.0047803 | 27 | Commercial_2026_SC A_MW_After Competition Groups_27 | Air Handler with Dedicated Outdoor Air Systems | 0.478% | 0 | 2.718 | Commercial_2026_SC A_MW_After Competition Groups_Air Handler with Dedicated Outdoor Air Systems
Commercial | Com ¦ LED street light fixture | 2026 | SC A | MW | After Competition Groups | 2.6874 | 0 | 0 | 568.5814 | 0.0047265 | 28 | Commercial_2026_SC A_MW_After Competition Groups_28 | LED street light fixture | 0.4727% | 0 | 2.6874 | Commercial_2026_SC A_MW_After Competition Groups_LED street light fixture
Commercial | Com ¦ ENERGY STAR Griddle (74% eff) | 2026 | SC A | MW | After Competition Groups | 2.6629 | 0 | 0 | 568.5814 | 0.0046834 | 29 | Commercial_2026_SC A_MW_After Competition Groups_29 | ENERGY STAR Griddle (74% eff) | 0.4683% | 0 | 2.6629 | Commercial_2026_SC A_MW_After Competition Groups_ENERGY STAR Griddle (74% eff)
Commercial | Com ¦ Evaporator Fan Controls | 2026 | SC A | MW | After Competition Groups | 2.484 | 0 | 0 | 568.5814 | 0.0043688 | 30 | Commercial_2026_SC A_MW_After Competition Groups_30 | Evaporator Fan Controls | 0.4369% | 0 | 2.484 | Commercial_2026_SC A_MW_After Competition Groups_Evaporator Fan Controls
Commercial | Com ¦ Demand Control Kitchen Ventilation | 2026 | SC A | MW | After Competition Groups | 2.2486 | 0 | 0 | 568.5814 | 0.0039547 | 31 | Commercial_2026_SC A_MW_After Competition Groups_31 | Demand Control Kitchen Ventilation | 0.3955% | 0 | 2.2486 | Commercial_2026_SC A_MW_After Competition Groups_Demand Control Kitchen Ventilation
Commercial | Com ¦ Freezer Case Light Sensor | 2026 | SC A | MW | After Competition Groups | 2.0883 | 0 | 0 | 568.5814 | 0.0036729 | 32 | Commercial_2026_SC A_MW_After Competition Groups_32 | Freezer Case Light Sensor | 0.3673% | 0 | 2.0883 | Commercial_2026_SC A_MW_After Competition Groups_Freezer Case Light Sensor
Commercial | Com ¦ Occupancy Sensors | 2026 | SC A | MW | After Competition Groups | 1.8418 | 0 | 0 | 568.5814 | 0.0032392 | 33 | Commercial_2026_SC A_MW_After Competition Groups_33 | Occupancy Sensors | 0.3239% | 0 | 1.8418 | Commercial_2026_SC A_MW_After Competition Groups_Occupancy Sensors
Commercial | Com ¦ Door Gasket Freezer/Refrigerator | 2026 | SC A | MW | After Competition Groups | 1.768 | 0 | 0 | 568.5814 | 0.0031095 | 34 | Commercial_2026_SC A_MW_After Competition Groups_34 | Door Gasket Freezer/Refrigerator | 0.3109% | 0 | 1.768 | Commercial_2026_SC A_MW_After Competition Groups_Door Gasket Freezer/Refrigerator
Commercial | Com ¦ Duct Insulation, R8 | 2026 | SC A | MW | After Competition Groups | 1.4928 | 0 | 0 | 568.5814 | 0.0026255 | 35 | Commercial_2026_SC A_MW_After Competition Groups_35 | Duct Insulation, R8 | 0.2626% | 0 | 1.4928 | Commercial_2026_SC A_MW_After Competition Groups_Duct Insulation, R8
Commercial | Com ¦ Water Source Heat Pump (4 ton) | 2026 | SC A | MW | After Competition Groups | 1.1486 | 0 | 0 | 568.5814 | 0.0020202 | 36 | Commercial_2026_SC A_MW_After Competition Groups_36 | Water Source Heat Pump (4 ton) | 0.202% | 0 | 1.1486 | Commercial_2026_SC A_MW_After Competition Groups_Water Source Heat Pump (4 ton)
Commercial | Com ¦ Elec Storage WH 2.30 Et | 2026 | SC A | MW | After Competition Groups | 0.91174 | 0 | 0 | 568.5814 | 0.0016035 | 37 | Commercial_2026_SC A_MW_After Competition Groups_37 | Elec Storage WH 2.30 Et | 0.1604% | 0 | 0.91174 | Commercial_2026_SC A_MW_After Competition Groups_Elec Storage WH 2.30 Et
Commercial | Com ¦ Temperature Adjustment in Commercial Freezers | 2026 | SC A | MW | After Competition Groups | 0.90915 | 0 | 0 | 568.5814 | 0.001599 | 38 | Commercial_2026_SC A_MW_After Competition Groups_38 | Temperature Adjustment in Commercial Freezers | 0.1599% | 0 | 0.90915 | Commercial_2026_SC A_MW_After Competition Groups_Temperature Adjustment in Commercial Freezers
Commercial | Com ¦ BEVERAGE VENDING MACHINE CONTROLS | 2026 | SC A | MW | After Competition Groups | 0.84837 | 0 | 0 | 568.5814 | 0.0014921 | 39 | Commercial_2026_SC A_MW_After Competition Groups_39 | BEVERAGE VENDING MACHINE CONTROLS | 0.1492% | 0 | 0.84837 | Commercial_2026_SC A_MW_After Competition Groups_BEVERAGE VENDING MACHINE CONTROLS
Commercial | Com ¦ ENERGY STAR Fryer (84% eff) | 2026 | SC A | MW | After Competition Groups | 0.77982 | 0 | 0 | 568.5814 | 0.0013715 | 40 | Commercial_2026_SC A_MW_After Competition Groups_40 | ENERGY STAR Fryer (84% eff) | 0.1372% | 0 | 0.77982 | Commercial_2026_SC A_MW_After Competition Groups_ENERGY STAR Fryer (84% eff)
Commercial | Com ¦ Vertical Night Covers | 2026 | SC A | MW | After Competition Groups | 0.73467 | 0 | 0 | 568.5814 | 0.0012921 | 41 | Commercial_2026_SC A_MW_After Competition Groups_41 | Vertical Night Covers | 0.1292% | 0 | 0.73467 | Commercial_2026_SC A_MW_After Competition Groups_Vertical Night Covers
Commercial | Com ¦ CO Sensors for parking garage exhaust fans | 2026 | SC A | MW | After Competition Groups | 0.68657 | 0 | 0 | 568.5814 | 0.0012075 | 42 | Commercial_2026_SC A_MW_After Competition Groups_42 | CO Sensors for parking garage exhaust fans | 0.1208% | 0 | 0.68657 | Commercial_2026_SC A_MW_After Competition Groups_CO Sensors for parking garage exhaust fans
Commercial | Com ¦ Energy Efficient Laboratory Fume Hood | 2026 | SC A | MW | After Competition Groups | 0.65541 | 0 | 0 | 568.5814 | 0.0011527 | 43 | Commercial_2026_SC A_MW_After Competition Groups_43 | Energy Efficient Laboratory Fume Hood | 0.1153% | 0 | 0.65541 | Commercial_2026_SC A_MW_After Competition Groups_Energy Efficient Laboratory Fume Hood
Commercial | Com ¦ Outside Air Economizer | 2026 | SC A | MW | After Competition Groups | 0.6333 | 0 | 0 | 568.5814 | 0.0011138 | 44 | Commercial_2026_SC A_MW_After Competition Groups_44 | Outside Air Economizer | 0.1114% | 0 | 0.6333 | Commercial_2026_SC A_MW_After Competition Groups_Outside Air Economizer
Commercial | Com ¦ Water Heating (DHW) Pipe Insulation (Add 3/4\ Foam)" | 2026 | SC A | MW | After Competition Groups | 0.5768 | 0 | 0 | 568.5814 | 0.0010145 | 45 | Commercial_2026_SC A_MW_After Competition Groups_45 | Water Heating (DHW) Pipe Insulation (Add 3/4\ Foam)" | 0.1014% | 0 | 0.5768 | Commercial_2026_SC A_MW_After Competition Groups_Water Heating (DHW) Pipe Insulation (Add 3/4\ Foam)"
Commercial | Com ¦ Thermostat Setback | 2026 | SC A | MW | After Competition Groups | 0.53881 | 0 | 0 | 568.5814 | 0.00094764 | 46 | Commercial_2026_SC A_MW_After Competition Groups_46 | Thermostat Setback | 0.09476% | 0 | 0.53881 | Commercial_2026_SC A_MW_After Competition Groups_Thermostat Setback
Commercial | Com ¦ ENERGY STAR Steam Cookers | 2026 | SC A | MW | After Competition Groups | 0.49865 | 0 | 0 | 568.5814 | 0.000877 | 47 | Commercial_2026_SC A_MW_After Competition Groups_47 | ENERGY STAR Steam Cookers | 0.0877% | 0 | 0.49865 | Commercial_2026_SC A_MW_After Competition Groups_ENERGY STAR Steam Cookers
Commercial | Com ¦ Suction Pipe Insulation Freezer/Refrigerator | 2026 | SC A | MW | After Competition Groups | 0.37773 | 0 | 0 | 568.5814 | 0.00066434 | 48 | Commercial_2026_SC A_MW_After Competition Groups_48 | Suction Pipe Insulation Freezer/Refrigerator | 0.06643% | 0 | 0.37773 | Commercial_2026_SC A_MW_After Competition Groups_Suction Pipe Insulation Freezer/Refrigerator
Commercial | Com ¦ ENERGY STAR Dishwasher | 2026 | SC A | MW | After Competition Groups | 0.33993 | 0 | 0 | 568.5814 | 0.00059785 | 49 | Commercial_2026_SC A_MW_After Competition Groups_49 | ENERGY STAR Dishwasher | 0.05978% | 0 | 0.33993 | Commercial_2026_SC A_MW_After Competition Groups_ENERGY STAR Dishwasher
Commercial | Com ¦ Ozone Laundry Treatment | 2026 | SC A | MW | After Competition Groups | 0.15009 | 0 | 0 | 568.5814 | 0.00026397 | 50 | Commercial_2026_SC A_MW_After Competition Groups_50 | Ozone Laundry Treatment | 0.0264% | 0 | 0.15009 | Commercial_2026_SC A_MW_After Competition Groups_Ozone Laundry Treatment
Commercial | Com ¦ Condensing Make Up Air Unit | 2026 | SC A | MW | After Competition Groups | 0.1052 | 0 | 0 | 568.5814 | 0.00018502 | 51 | Commercial_2026_SC A_MW_After Competition Groups_51 | Condensing Make Up Air Unit | 0.0185% | 0 | 0.1052 | Commercial_2026_SC A_MW_After Competition Groups_Condensing Make Up Air Unit
Commercial | Com ¦ ECM MOTORS FOR HVAC APPLICATION (FAN-POWERED VAV BOX) | 2026 | SC A | MW | After Competition Groups | 0.087817 | 0 | 0 | 568.5814 | 0.00015445 | 52 | Commercial_2026_SC A_MW_After Competition Groups_52 | ECM MOTORS FOR HVAC APPLICATION (FAN-POWERED VAV BOX) | 0.01544% | 0 | 0.087817 | Commercial_2026_SC A_MW_After Competition Groups_ECM MOTORS FOR HVAC APPLICATION (FAN-POWERED VAV BOX)
Commercial | COM ¦ Ductless Mini-Split Heat Pumps | 2026 | SC A | MW | After Competition Groups | 0.0783 | 0 | 0 | 568.5814 | 0.00013771 | 53 | Commercial_2026_SC A_MW_After Competition Groups_53 | Ductless Mini-Split Heat Pumps | 0.01377% | 0 | 0.0783 | Commercial_2026_SC A_MW_After Competition Groups_Ductless Mini-Split Heat Pumps
Commercial | Com ¦ CEE Tier 2/Energy Star Clothes Washers | 2026 | SC A | MW | After Competition Groups | 0.068984 | 0 | 0 | 568.5814 | 0.00012133 | 54 | Commercial_2026_SC A_MW_After Competition Groups_54 | CEE Tier 2/Energy Star Clothes Washers | 0.01213% | 0 | 0.068984 | Commercial_2026_SC A_MW_After Competition Groups_CEE Tier 2/Energy Star Clothes Washers
Commercial | Com ¦ HVAC Optimization | 2026 | SC A | MW | After Competition Groups | 0.062346 | 0 | 0 | 568.5814 | 0.00010965 | 55 | Commercial_2026_SC A_MW_After Competition Groups_55 | HVAC Optimization | 0.01097% | 0 | 0.062346 | Commercial_2026_SC A_MW_After Competition Groups_HVAC Optimization
Commercial | Com ¦ PTAC (12 EER/10,000 BTU) | 2026 | SC A | MW | After Competition Groups | 0.047163 | 0 | 0 | 568.5814 | 8.2949e-05 | 56 | Commercial_2026_SC A_MW_After Competition Groups_56 | PTAC (12 EER/10,000 BTU) | 0.008295% | 0 | 0.047163 | Commercial_2026_SC A_MW_After Competition Groups_PTAC (12 EER/10,000 BTU)
Commercial | Com ¦ Auto Off Time Switch or Time Clock control | 2026 | SC A | MW | After Competition Groups | 0.042495 | 0 | 0 | 568.5814 | 7.4739e-05 | 57 | Commercial_2026_SC A_MW_After Competition Groups_57 | Auto Off Time Switch or Time Clock control | 0.007474% | 0 | 0.042495 | Commercial_2026_SC A_MW_After Competition Groups_Auto Off Time Switch or Time Clock control
Commercial | Com ¦ Low Flow Pre-Rinse Spray Nozzle | 2026 | SC A | MW | After Competition Groups | 0.040246 | 0 | 0 | 568.5814 | 7.0783e-05 | 58 | Commercial_2026_SC A_MW_After Competition Groups_58 | Low Flow Pre-Rinse Spray Nozzle | 0.007078% | 0 | 0.040246 | Commercial_2026_SC A_MW_After Competition Groups_Low Flow Pre-Rinse Spray Nozzle
Commercial | Com ¦ Demand controlled Circulating Systems | 2026 | SC A | MW | After Competition Groups | 0.039299 | 0 | 0 | 568.5814 | 6.9118e-05 | 59 | Commercial_2026_SC A_MW_After Competition Groups_59 | Demand controlled Circulating Systems | 0.006912% | 0 | 0.039299 | Commercial_2026_SC A_MW_After Competition Groups_Demand controlled Circulating Systems
Commercial | Com ¦ Notched V belts for HVAC Systems | 2026 | SC A | MW | After Competition Groups | 0.033353 | 0 | 0 | 568.5814 | 5.866e-05 | 60 | Commercial_2026_SC A_MW_After Competition Groups_60 | Notched V belts for HVAC Systems | 0.005866% | 0 | 0.033353 | Commercial_2026_SC A_MW_After Competition Groups_Notched V belts for HVAC Systems
Commercial | Com ¦ Solar Water Preheat (Pools/DHW) | 2026 | SC A | MW | After Competition Groups | 0.025095 | 0 | 0 | 568.5814 | 4.4137e-05 | 61 | Commercial_2026_SC A_MW_After Competition Groups_61 | Solar Water Preheat (Pools/DHW) | 0.004414% | 0 | 0.025095 | Commercial_2026_SC A_MW_After Competition Groups_Solar Water Preheat (Pools/DHW)
Commercial | Com ¦ Commercial Hot Food Holding Cabinets | 2026 | SC A | MW | After Competition Groups | 0.021691 | 0 | 0 | 568.5814 | 3.8149e-05 | 62 | Commercial_2026_SC A_MW_After Competition Groups_62 | Commercial Hot Food Holding Cabinets | 0.003815% | 0 | 0.021691 | Commercial_2026_SC A_MW_After Competition Groups_Commercial Hot Food Holding Cabinets
Commercial | Com ¦ Wall Insulation | 2026 | SC A | MW | After Competition Groups | 0.01354 | 0 | 0 | 568.5814 | 2.3814e-05 | 63 | Commercial_2026_SC A_MW_After Competition Groups_63 | Wall Insulation | 0.002381% | 0 | 0.01354 | Commercial_2026_SC A_MW_After Competition Groups_Wall Insulation
Commercial | Com ¦ Condensing Unit Heaters or other Efficient Unit Heating System | 2026 | SC A | MW | After Competition Groups | 0.012983 | 0 | 0 | 568.5814 | 2.2833e-05 | 64 | Commercial_2026_SC A_MW_After Competition Groups_64 | Condensing Unit Heaters or other Efficient Unit Heating System | 0.002283% | 0 | 0.012983 | Commercial_2026_SC A_MW_After Competition Groups_Condensing Unit Heaters or other Efficient Unit Heating System
Commercial | Com ¦ VSD Air Compressor | 2026 | SC A | MW | After Competition Groups | 0.010259 | 0 | 0 | 568.5814 | 1.8043e-05 | 65 | Commercial_2026_SC A_MW_After Competition Groups_65 | VSD Air Compressor | 0.001804% | 0 | 0.010259 | Commercial_2026_SC A_MW_After Competition Groups_VSD Air Compressor
Commercial | Com ¦ Air Curtains | 2026 | SC A | MW | After Competition Groups | 0.0097659 | 0 | 0 | 568.5814 | 1.7176e-05 | 66 | Commercial_2026_SC A_MW_After Competition Groups_66 | Air Curtains | 0.001718% | 0 | 0.0097659 | Commercial_2026_SC A_MW_After Competition Groups_Air Curtains
Commercial | Com ¦ Room AC (w/ louvered sides) 14 SEER from 12 SEER code | 2026 | SC A | MW | After Competition Groups | 0.0049334 | 0 | 0 | 568.5814 | 8.6767e-06 | 67 | Commercial_2026_SC A_MW_After Competition Groups_67 | Room AC (w/ louvered sides) 14 SEER from 12 SEER code | 0.0008677% | 0 | 0.0049334 | Commercial_2026_SC A_MW_After Competition Groups_Room AC (w/ louvered sides) 14 SEER from 12 SEER code
Commercial | Com ¦ LED RECESSED DOWNLIGHTS | 2026 | SC A | MW | After Competition Groups | 0.0034717 | 0 | 0 | 568.5814 | 6.1058e-06 | 68 | Commercial_2026_SC A_MW_After Competition Groups_68 | LED RECESSED DOWNLIGHTS | 0.0006106% | 0 | 0.0034717 | Commercial_2026_SC A_MW_After Competition Groups_LED RECESSED DOWNLIGHTS
Commercial | Com ¦ LLLC - Low Impact Application | 2026 | SC A | MW | After Competition Groups | 0.0031924 | 0 | 0 | 568.5814 | 5.6147e-06 | 69 | Commercial_2026_SC A_MW_After Competition Groups_69 | LLLC - Low Impact Application | 0.0005615% | 0 | 0.0031924 | Commercial_2026_SC A_MW_After Competition Groups_LLLC - Low Impact Application
Commercial | Com ¦ LLLC - High Impact Application | 2026 | SC A | MW | After Competition Groups | 0.0029022 | 0 | 0 | 568.5814 | 5.1042e-06 | 70 | Commercial_2026_SC A_MW_After Competition Groups_70 | LLLC - High Impact Application | 0.0005104% | 0 | 0.0029022 | Commercial_2026_SC A_MW_After Competition Groups_LLLC - High Impact Application
Commercial | Com ¦ Energy Recovery Ventilation and Ventilation (Enhanced) | 2026 | SC A | MW | After Competition Groups | 0.0026059 | 0 | 0 | 568.5814 | 4.5832e-06 | 71 | Commercial_2026_SC A_MW_After Competition Groups_71 | Energy Recovery Ventilation and Ventilation (Enhanced) | 0.0004583% | 0 | 0.0026059 | Commercial_2026_SC A_MW_After Competition Groups_Energy Recovery Ventilation and Ventilation (Enhanced)
Commercial | Com ¦ High Efficiency Chiller (avg of water and air cooled) | 2026 | SC A | MW | After Competition Groups | 0.0020567 | 0 | 0 | 568.5814 | 3.6172e-06 | 72 | Commercial_2026_SC A_MW_After Competition Groups_72 | High Efficiency Chiller (avg of water and air cooled) | 0.0003617% | 0 | 0.0020567 | Commercial_2026_SC A_MW_After Competition Groups_High Efficiency Chiller (avg of water and air cooled)
Commercial | Com ¦ High Efficiency Small Instantaneous Water Heater | 2026 | SC A | MW | After Competition Groups | 0.0012504 | 0 | 0 | 568.5814 | 2.1991e-06 | 73 | Commercial_2026_SC A_MW_After Competition Groups_73 | High Efficiency Small Instantaneous Water Heater | 0.0002199% | 0 | 0.0012504 | Commercial_2026_SC A_MW_After Competition Groups_High Efficiency Small Instantaneous Water Heater
Commercial | Com ¦ EC Plug Fan for Data Center (under cabinet) | 2026 | SC A | MW | After Competition Groups | 0.0010918 | 0 | 0 | 568.5814 | 1.9202e-06 | 74 | Commercial_2026_SC A_MW_After Competition Groups_74 | EC Plug Fan for Data Center (under cabinet) | 0.000192% | 0 | 0.0010918 | Commercial_2026_SC A_MW_After Competition Groups_EC Plug Fan for Data Center (under cabinet)
Commercial | Com ¦ Electric Convection Combination Ovens | 2026 | SC A | MW | After Competition Groups | 0.00018058 | 0 | 0 | 568.5814 | 3.1759e-07 | 75 | Commercial_2026_SC A_MW_After Competition Groups_75 | Electric Convection Combination Ovens | 3.176e-05% | 0 | 0.00018058 | Commercial_2026_SC A_MW_After Competition Groups_Electric Convection Combination Ovens
Commercial | Com ¦ Networked/Connected - High Impact Application | 2026 | SC A | MW | After Competition Groups | 6.1706e-05 | 0 | 0 | 568.5814 | 1.0853e-07 | 76 | Commercial_2026_SC A_MW_After Competition Groups_76 | Networked/Connected - High Impact Application | 1.085e-05% | 0 | 6.1706e-05 | Commercial_2026_SC A_MW_After Competition Groups_Networked/Connected - High Impact Application
Commercial | Com ¦ Networked/Connected - Low Impact Application | 2026 | SC A | MW | After Competition Groups | 2.824e-06 | 0 | 0 | 568.5814 | 4.9668e-09 | 77 | Commercial_2026_SC A_MW_After Competition Groups_77 | Networked/Connected - Low Impact Application | 4.967e-07% | 0 | 2.824e-06 | Commercial_2026_SC A_MW_After Competition Groups_Networked/Connected - Low Impact Application
Commercial | Com ¦ Efficient compressor motor | 2026 | SC A | MW | After Competition Groups | 0 | 0 | 0 | 568.5814 | 0 | 78 | Commercial_2026_SC A_MW_After Competition Groups_78 | Efficient compressor motor | 0% | 0 | 0 | Commercial_2026_SC A_MW_After Competition Groups_Efficient compressor motor
Commercial | Com ¦ Indoor Daylight Sensors/Photocell Dimming Control | 2026 | SC A | MW | After Competition Groups | 0 | 0 | 0 | 568.5814 | 0 | 79 | Commercial_2026_SC A_MW_After Competition Groups_79 | Indoor Daylight Sensors/Photocell Dimming Control | 0% | 0 | 0 | Commercial_2026_SC A_MW_After Competition Groups_Indoor Daylight Sensors/Photocell Dimming Control
Commercial | Com ¦ Variable Refrigerant Flow Heat Pump | 2026 | SC A | MW | After Competition Groups | 0 | 0 | 0 | 568.5814 | 0 | 80 | Commercial_2026_SC A_MW_After Competition Groups_80 | Variable Refrigerant Flow Heat Pump | 0% | 0 | 0 | Commercial_2026_SC A_MW_After Competition Groups_Variable Refrigerant Flow Heat Pump
Commercial | Com ¦ Education and Capacity Building/Energy Behavior | 2026 | SC B | MW | After Competition Groups | 118.3078 | 0 | 0 | 849.0368 | 0.13934 | 1 | Commercial_2026_SC B_MW_After Competition Groups_1 | Education and Capacity Building/Energy Behavior | 13.93% | 0 | 118.3078 | Commercial_2026_SC B_MW_After Competition Groups_Education and Capacity Building/Energy Behavior
Commercial | Com ¦ ENERGY STAR LED LAMPS (REFLECTOR LAMPs/MR16/PAR 16) | 2026 | SC B | MW | After Competition Groups | 92.4272 | 0 | 0 | 849.0368 | 0.10886 | 2 | Commercial_2026_SC B_MW_After Competition Groups_2 | ENERGY STAR LED LAMPS (REFLECTOR LAMPs/MR16/PAR 16) | 10.89% | 0 | 92.4272 | Commercial_2026_SC B_MW_After Competition Groups_ENERGY STAR LED LAMPS (REFLECTOR LAMPs/MR16/PAR 16)
Commercial | Com ¦ LED Low/High Bay | 2026 | SC B | MW | After Competition Groups | 83.4002 | 0 | 0 | 849.0368 | 0.098229 | 3 | Commercial_2026_SC B_MW_After Competition Groups_3 | LED Low/High Bay | 9.823% | 0 | 83.4002 | Commercial_2026_SC B_MW_After Competition Groups_LED Low/High Bay
Commercial | Com ¦ LED Troffer/Surface/Suspended | 2026 | SC B | MW | After Competition Groups | 76.2159 | 0 | 0 | 849.0368 | 0.089768 | 4 | Commercial_2026_SC B_MW_After Competition Groups_4 | LED Troffer/Surface/Suspended | 8.977% | 0 | 76.2159 | Commercial_2026_SC B_MW_After Competition Groups_LED Troffer/Surface/Suspended
Commercial | Com ¦ LED Replacement Lamp (Tube) | 2026 | SC B | MW | After Competition Groups | 45.6972 | 0 | 0 | 849.0368 | 0.053822 | 5 | Commercial_2026_SC B_MW_After Competition Groups_5 | LED Replacement Lamp (Tube) | 5.382% | 0 | 45.6972 | Commercial_2026_SC B_MW_After Competition Groups_LED Replacement Lamp (Tube)
Commercial | Com ¦ Building Recommissioning, Operations and Maintenance (O&M) Improvements | 2026 | SC B | MW | After Competition Groups | 45.1663 | 0 | 0 | 849.0368 | 0.053197 | 6 | Commercial_2026_SC B_MW_After Competition Groups_6 | Building Recommissioning, Operations and Maintenance (O&M) Improvements | 5.32% | 0 | 45.1663 | Commercial_2026_SC B_MW_After Competition Groups_Building Recommissioning, Operations and Maintenance (O&M) Improvements
Commercial | Com ¦ High Efficiency Air Source Heat Pump | 2026 | SC B | MW | After Competition Groups | 35.9026 | 0 | 0 | 849.0368 | 0.042286 | 7 | Commercial_2026_SC B_MW_After Competition Groups_7 | High Efficiency Air Source Heat Pump | 4.229% | 0 | 35.9026 | Commercial_2026_SC B_MW_After Competition Groups_High Efficiency Air Source Heat Pump
Commercial | Com ¦ Unitary Air-Conditioning Unit | 2026 | SC B | MW | After Competition Groups | 28.5559 | 0 | 0 | 849.0368 | 0.033633 | 8 | Commercial_2026_SC B_MW_After Competition Groups_8 | Unitary Air-Conditioning Unit | 3.363% | 0 | 28.5559 | Commercial_2026_SC B_MW_After Competition Groups_Unitary Air-Conditioning Unit
Commercial | Com ¦ Adaptive Thermostats | 2026 | SC B | MW | After Competition Groups | 24.692 | 0 | 0 | 849.0368 | 0.029082 | 9 | Commercial_2026_SC B_MW_After Competition Groups_9 | Adaptive Thermostats | 2.908% | 0 | 24.692 | Commercial_2026_SC B_MW_After Competition Groups_Adaptive Thermostats
Commercial | Com ¦ Advanced BAS/Controllers | 2026 | SC B | MW | After Competition Groups | 23.7574 | 0 | 0 | 849.0368 | 0.027982 | 10 | Commercial_2026_SC B_MW_After Competition Groups_10 | Advanced BAS/Controllers | 2.798% | 0 | 23.7574 | Commercial_2026_SC B_MW_After Competition Groups_Advanced BAS/Controllers
Commercial | Com ¦ Data Center Storage/Server Virtualization | 2026 | SC B | MW | After Competition Groups | 22.4199 | 0 | 0 | 849.0368 | 0.026406 | 11 | Commercial_2026_SC B_MW_After Competition Groups_11 | Data Center Storage/Server Virtualization | 2.641% | 0 | 22.4199 | Commercial_2026_SC B_MW_After Competition Groups_Data Center Storage/Server Virtualization
Commercial | Com ¦ Furnace Tune-Up | 2026 | SC B | MW | After Competition Groups | 20.1122 | 0 | 0 | 849.0368 | 0.023688 | 12 | Commercial_2026_SC B_MW_After Competition Groups_12 | Furnace Tune-Up | 2.369% | 0 | 20.1122 | Commercial_2026_SC B_MW_After Competition Groups_Furnace Tune-Up
Commercial | Com ¦ Strip Curtains | 2026 | SC B | MW | After Competition Groups | 19.2724 | 0 | 0 | 849.0368 | 0.022699 | 13 | Commercial_2026_SC B_MW_After Competition Groups_13 | Strip Curtains | 2.27% | 0 | 19.2724 | Commercial_2026_SC B_MW_After Competition Groups_Strip Curtains
Commercial | Com ¦ LED or Equivalent Sign Lighting | 2026 | SC B | MW | After Competition Groups | 18.0292 | 0 | 0 | 849.0368 | 0.021235 | 14 | Commercial_2026_SC B_MW_After Competition Groups_14 | LED or Equivalent Sign Lighting | 2.123% | 0 | 18.0292 | Commercial_2026_SC B_MW_After Competition Groups_LED or Equivalent Sign Lighting
Commercial | Com ¦ Demand Control Ventilation | 2026 | SC B | MW | After Competition Groups | 15.3245 | 0 | 0 | 849.0368 | 0.018049 | 15 | Commercial_2026_SC B_MW_After Competition Groups_15 | Demand Control Ventilation | 1.805% | 0 | 15.3245 | Commercial_2026_SC B_MW_After Competition Groups_Demand Control Ventilation
Commercial | Com ¦ Reach-in Shaded Pole to ECM/PSC Evaporator Fan Motor | 2026 | SC B | MW | After Competition Groups | 15.2637 | 0 | 0 | 849.0368 | 0.017978 | 16 | Commercial_2026_SC B_MW_After Competition Groups_16 | Reach-in Shaded Pole to ECM/PSC Evaporator Fan Motor | 1.798% | 0 | 15.2637 | Commercial_2026_SC B_MW_After Competition Groups_Reach-in Shaded Pole to ECM/PSC Evaporator Fan Motor
Commercial | Com ¦ Refrigerated Display Case Doors | 2026 | SC B | MW | After Competition Groups | 14.2007 | 0 | 0 | 849.0368 | 0.016726 | 17 | Commercial_2026_SC B_MW_After Competition Groups_17 | Refrigerated Display Case Doors | 1.673% | 0 | 14.2007 | Commercial_2026_SC B_MW_After Competition Groups_Refrigerated Display Case Doors
Commercial | Com ¦ Variable Frequency Drive (VFD) | 2026 | SC B | MW | After Competition Groups | 14.1333 | 0 | 0 | 849.0368 | 0.016646 | 18 | Commercial_2026_SC B_MW_After Competition Groups_18 | Variable Frequency Drive (VFD) | 1.665% | 0 | 14.1333 | Commercial_2026_SC B_MW_After Competition Groups_Variable Frequency Drive (VFD)
Commercial | Com ¦ VFD on Pumps | 2026 | SC B | MW | After Competition Groups | 13.2041 | 0 | 0 | 849.0368 | 0.015552 | 19 | Commercial_2026_SC B_MW_After Competition Groups_19 | VFD on Pumps | 1.555% | 0 | 13.2041 | Commercial_2026_SC B_MW_After Competition Groups_VFD on Pumps
Commercial | Com ¦ Centrally controlled desktop PC/NETWORK PC POWER MANAGEMENT SOFTWARE | 2026 | SC B | MW | After Competition Groups | 12.3938 | 0 | 0 | 849.0368 | 0.014597 | 20 | Commercial_2026_SC B_MW_After Competition Groups_20 | Centrally controlled desktop PC/NETWORK PC POWER MANAGEMENT SOFTWARE | 1.46% | 0 | 12.3938 | Commercial_2026_SC B_MW_After Competition Groups_Centrally controlled desktop PC/NETWORK PC POWER MANAGEMENT SOFTWARE
Commercial | Com ¦ ENERGY STAR LED LAMPS (General Service Lamps) | 2026 | SC B | MW | After Competition Groups | 12.1342 | 0 | 0 | 849.0368 | 0.014292 | 21 | Commercial_2026_SC B_MW_After Competition Groups_21 | ENERGY STAR LED LAMPS (General Service Lamps) | 1.429% | 0 | 12.1342 | Commercial_2026_SC B_MW_After Competition Groups_ENERGY STAR LED LAMPS (General Service Lamps)
Commercial | Com ¦ Air Handler with Dedicated Outdoor Air Systems | 2026 | SC B | MW | After Competition Groups | 10.666 | 0 | 0 | 849.0368 | 0.012562 | 22 | Commercial_2026_SC B_MW_After Competition Groups_22 | Air Handler with Dedicated Outdoor Air Systems | 1.256% | 0 | 10.666 | Commercial_2026_SC B_MW_After Competition Groups_Air Handler with Dedicated Outdoor Air Systems
Commercial | Com ¦ Chilled Water Optimization | 2026 | SC B | MW | After Competition Groups | 9.0663 | 0 | 0 | 849.0368 | 0.010678 | 23 | Commercial_2026_SC B_MW_After Competition Groups_23 | Chilled Water Optimization | 1.068% | 0 | 9.0663 | Commercial_2026_SC B_MW_After Competition Groups_Chilled Water Optimization
Commercial | Com ¦ Refrigerated Display Case LED | 2026 | SC B | MW | After Competition Groups | 8.2279 | 0 | 0 | 849.0368 | 0.0096908 | 24 | Commercial_2026_SC B_MW_After Competition Groups_24 | Refrigerated Display Case LED | 0.9691% | 0 | 8.2279 | Commercial_2026_SC B_MW_After Competition Groups_Refrigerated Display Case LED
Commercial | Com ¦ ECM MOTORS FOR EVAPORATOR FANS for refrigeration (WALK-IN) | 2026 | SC B | MW | After Competition Groups | 7.2597 | 0 | 0 | 849.0368 | 0.0085506 | 25 | Commercial_2026_SC B_MW_After Competition Groups_25 | ECM MOTORS FOR EVAPORATOR FANS for refrigeration (WALK-IN) | 0.8551% | 0 | 7.2597 | Commercial_2026_SC B_MW_After Competition Groups_ECM MOTORS FOR EVAPORATOR FANS for refrigeration (WALK-IN)
Commercial | Com ¦ Freezer Case Light Sensor | 2026 | SC B | MW | After Competition Groups | 6.2653 | 0 | 0 | 849.0368 | 0.0073793 | 26 | Commercial_2026_SC B_MW_After Competition Groups_26 | Freezer Case Light Sensor | 0.7379% | 0 | 6.2653 | Commercial_2026_SC B_MW_After Competition Groups_Freezer Case Light Sensor
Commercial | Com ¦ Evaporator Fan Controls | 2026 | SC B | MW | After Competition Groups | 6.1042 | 0 | 0 | 849.0368 | 0.0071895 | 27 | Commercial_2026_SC B_MW_After Competition Groups_27 | Evaporator Fan Controls | 0.719% | 0 | 6.1042 | Commercial_2026_SC B_MW_After Competition Groups_Evaporator Fan Controls
Commercial | Com ¦ Demand Control Kitchen Ventilation | 2026 | SC B | MW | After Competition Groups | 4.7672 | 0 | 0 | 849.0368 | 0.0056148 | 28 | Commercial_2026_SC B_MW_After Competition Groups_28 | Demand Control Kitchen Ventilation | 0.5615% | 0 | 4.7672 | Commercial_2026_SC B_MW_After Competition Groups_Demand Control Kitchen Ventilation
Commercial | Com ¦ LED EXTERIOR AREA LIGHTS - LED fixture (200W) | 2026 | SC B | MW | After Competition Groups | 4.6885 | 0 | 0 | 849.0368 | 0.0055221 | 29 | Commercial_2026_SC B_MW_After Competition Groups_29 | LED EXTERIOR AREA LIGHTS - LED fixture (200W) | 0.5522% | 0 | 4.6885 | Commercial_2026_SC B_MW_After Competition Groups_LED EXTERIOR AREA LIGHTS - LED fixture (200W)
Commercial | Com ¦ LED parking lot fixture | 2026 | SC B | MW | After Competition Groups | 4.5682 | 0 | 0 | 849.0368 | 0.0053804 | 30 | Commercial_2026_SC B_MW_After Competition Groups_30 | LED parking lot fixture | 0.538% | 0 | 4.5682 | Commercial_2026_SC B_MW_After Competition Groups_LED parking lot fixture
Commercial | Com ¦ Door Gasket Freezer/Refrigerator | 2026 | SC B | MW | After Competition Groups | 4.3536 | 0 | 0 | 849.0368 | 0.0051276 | 31 | Commercial_2026_SC B_MW_After Competition Groups_31 | Door Gasket Freezer/Refrigerator | 0.5128% | 0 | 4.3536 | Commercial_2026_SC B_MW_After Competition Groups_Door Gasket Freezer/Refrigerator
Commercial | Com ¦ Duct Insulation, R8 | 2026 | SC B | MW | After Competition Groups | 3.7262 | 0 | 0 | 849.0368 | 0.0043888 | 32 | Commercial_2026_SC B_MW_After Competition Groups_32 | Duct Insulation, R8 | 0.4389% | 0 | 3.7262 | Commercial_2026_SC B_MW_After Competition Groups_Duct Insulation, R8
Commercial | Com ¦ LED street light fixture | 2026 | SC B | MW | After Competition Groups | 2.7363 | 0 | 0 | 849.0368 | 0.0032228 | 33 | Commercial_2026_SC B_MW_After Competition Groups_33 | LED street light fixture | 0.3223% | 0 | 2.7363 | Commercial_2026_SC B_MW_After Competition Groups_LED street light fixture
Commercial | Com ¦ ENERGY STAR Griddle (74% eff) | 2026 | SC B | MW | After Competition Groups | 2.6629 | 0 | 0 | 849.0368 | 0.0031364 | 34 | Commercial_2026_SC B_MW_After Competition Groups_34 | ENERGY STAR Griddle (74% eff) | 0.3136% | 0 | 2.6629 | Commercial_2026_SC B_MW_After Competition Groups_ENERGY STAR Griddle (74% eff)
Commercial | Com ¦ Water Source Heat Pump (4 ton) | 2026 | SC B | MW | After Competition Groups | 2.3434 | 0 | 0 | 849.0368 | 0.0027601 | 35 | Commercial_2026_SC B_MW_After Competition Groups_35 | Water Source Heat Pump (4 ton) | 0.276% | 0 | 2.3434 | Commercial_2026_SC B_MW_After Competition Groups_Water Source Heat Pump (4 ton)
Commercial | Com ¦ Temperature Adjustment in Commercial Freezers | 2026 | SC B | MW | After Competition Groups | 2.2336 | 0 | 0 | 849.0368 | 0.0026307 | 36 | Commercial_2026_SC B_MW_After Competition Groups_36 | Temperature Adjustment in Commercial Freezers | 0.2631% | 0 | 2.2336 | Commercial_2026_SC B_MW_After Competition Groups_Temperature Adjustment in Commercial Freezers
Commercial | Com ¦ BEVERAGE VENDING MACHINE CONTROLS | 2026 | SC B | MW | After Competition Groups | 2.0711 | 0 | 0 | 849.0368 | 0.0024393 | 37 | Commercial_2026_SC B_MW_After Competition Groups_37 | BEVERAGE VENDING MACHINE CONTROLS | 0.2439% | 0 | 2.0711 | Commercial_2026_SC B_MW_After Competition Groups_BEVERAGE VENDING MACHINE CONTROLS
Commercial | Com ¦ Elec Storage WH 2.30 Et | 2026 | SC B | MW | After Competition Groups | 1.9584 | 0 | 0 | 849.0368 | 0.0023067 | 38 | Commercial_2026_SC B_MW_After Competition Groups_38 | Elec Storage WH 2.30 Et | 0.2307% | 0 | 1.9584 | Commercial_2026_SC B_MW_After Competition Groups_Elec Storage WH 2.30 Et
Commercial | Com ¦ Vertical Night Covers | 2026 | SC B | MW | After Competition Groups | 1.8455 | 0 | 0 | 849.0368 | 0.0021736 | 39 | Commercial_2026_SC B_MW_After Competition Groups_39 | Vertical Night Covers | 0.2174% | 0 | 1.8455 | Commercial_2026_SC B_MW_After Competition Groups_Vertical Night Covers
Commercial | Com ¦ Occupancy Sensors | 2026 | SC B | MW | After Competition Groups | 1.8418 | 0 | 0 | 849.0368 | 0.0021692 | 40 | Commercial_2026_SC B_MW_After Competition Groups_40 | Occupancy Sensors | 0.2169% | 0 | 1.8418 | Commercial_2026_SC B_MW_After Competition Groups_Occupancy Sensors
Commercial | Com ¦ Energy Efficient Laboratory Fume Hood | 2026 | SC B | MW | After Competition Groups | 1.747 | 0 | 0 | 849.0368 | 0.0020576 | 41 | Commercial_2026_SC B_MW_After Competition Groups_41 | Energy Efficient Laboratory Fume Hood | 0.2058% | 0 | 1.747 | Commercial_2026_SC B_MW_After Competition Groups_Energy Efficient Laboratory Fume Hood
Commercial | Com ¦ CO Sensors for parking garage exhaust fans | 2026 | SC B | MW | After Competition Groups | 1.7409 | 0 | 0 | 849.0368 | 0.0020504 | 42 | Commercial_2026_SC B_MW_After Competition Groups_42 | CO Sensors for parking garage exhaust fans | 0.205% | 0 | 1.7409 | Commercial_2026_SC B_MW_After Competition Groups_CO Sensors for parking garage exhaust fans
Commercial | Com ¦ Water Heating (DHW) Pipe Insulation (Add 3/4\ Foam)" | 2026 | SC B | MW | After Competition Groups | 1.4153 | 0 | 0 | 849.0368 | 0.0016669 | 43 | Commercial_2026_SC B_MW_After Competition Groups_43 | Water Heating (DHW) Pipe Insulation (Add 3/4\ Foam)" | 0.1667% | 0 | 1.4153 | Commercial_2026_SC B_MW_After Competition Groups_Water Heating (DHW) Pipe Insulation (Add 3/4\ Foam)"
Commercial | Com ¦ Outside Air Economizer | 2026 | SC B | MW | After Competition Groups | 1.1771 | 0 | 0 | 849.0368 | 0.0013864 | 44 | Commercial_2026_SC B_MW_After Competition Groups_44 | Outside Air Economizer | 0.1386% | 0 | 1.1771 | Commercial_2026_SC B_MW_After Competition Groups_Outside Air Economizer
Commercial | Com ¦ Suction Pipe Insulation Freezer/Refrigerator | 2026 | SC B | MW | After Competition Groups | 0.96041 | 0 | 0 | 849.0368 | 0.0011312 | 45 | Commercial_2026_SC B_MW_After Competition Groups_45 | Suction Pipe Insulation Freezer/Refrigerator | 0.1131% | 0 | 0.96041 | Commercial_2026_SC B_MW_After Competition Groups_Suction Pipe Insulation Freezer/Refrigerator
Commercial | Com ¦ ENERGY STAR Fryer (84% eff) | 2026 | SC B | MW | After Competition Groups | 0.77982 | 0 | 0 | 849.0368 | 0.00091848 | 46 | Commercial_2026_SC B_MW_After Competition Groups_46 | ENERGY STAR Fryer (84% eff) | 0.09185% | 0 | 0.77982 | Commercial_2026_SC B_MW_After Competition Groups_ENERGY STAR Fryer (84% eff)
Commercial | Com ¦ Thermostat Setback | 2026 | SC B | MW | After Competition Groups | 0.54646 | 0 | 0 | 849.0368 | 0.00064362 | 47 | Commercial_2026_SC B_MW_After Competition Groups_47 | Thermostat Setback | 0.06436% | 0 | 0.54646 | Commercial_2026_SC B_MW_After Competition Groups_Thermostat Setback
Commercial | Com ¦ ENERGY STAR Steam Cookers | 2026 | SC B | MW | After Competition Groups | 0.49864 | 0 | 0 | 849.0368 | 0.0005873 | 48 | Commercial_2026_SC B_MW_After Competition Groups_48 | ENERGY STAR Steam Cookers | 0.05873% | 0 | 0.49864 | Commercial_2026_SC B_MW_After Competition Groups_ENERGY STAR Steam Cookers
Commercial | Com ¦ Ozone Laundry Treatment | 2026 | SC B | MW | After Competition Groups | 0.4351 | 0 | 0 | 849.0368 | 0.00051246 | 49 | Commercial_2026_SC B_MW_After Competition Groups_49 | Ozone Laundry Treatment | 0.05125% | 0 | 0.4351 | Commercial_2026_SC B_MW_After Competition Groups_Ozone Laundry Treatment
Commercial | Com ¦ ENERGY STAR Dishwasher | 2026 | SC B | MW | After Competition Groups | 0.38634 | 0 | 0 | 849.0368 | 0.00045503 | 50 | Commercial_2026_SC B_MW_After Competition Groups_50 | ENERGY STAR Dishwasher | 0.0455% | 0 | 0.38634 | Commercial_2026_SC B_MW_After Competition Groups_ENERGY STAR Dishwasher
Commercial | Com ¦ Condensing Make Up Air Unit | 2026 | SC B | MW | After Competition Groups | 0.22051 | 0 | 0 | 849.0368 | 0.00025972 | 51 | Commercial_2026_SC B_MW_After Competition Groups_51 | Condensing Make Up Air Unit | 0.02597% | 0 | 0.22051 | Commercial_2026_SC B_MW_After Competition Groups_Condensing Make Up Air Unit
Commercial | Com ¦ ECM MOTORS FOR HVAC APPLICATION (FAN-POWERED VAV BOX) | 2026 | SC B | MW | After Competition Groups | 0.17935 | 0 | 0 | 849.0368 | 0.00021123 | 52 | Commercial_2026_SC B_MW_After Competition Groups_52 | ECM MOTORS FOR HVAC APPLICATION (FAN-POWERED VAV BOX) | 0.02112% | 0 | 0.17935 | Commercial_2026_SC B_MW_After Competition Groups_ECM MOTORS FOR HVAC APPLICATION (FAN-POWERED VAV BOX)
Commercial | Com ¦ PTAC (12 EER/10,000 BTU) | 2026 | SC B | MW | After Competition Groups | 0.1295 | 0 | 0 | 849.0368 | 0.00015253 | 53 | Commercial_2026_SC B_MW_After Competition Groups_53 | PTAC (12 EER/10,000 BTU) | 0.01525% | 0 | 0.1295 | Commercial_2026_SC B_MW_After Competition Groups_PTAC (12 EER/10,000 BTU)
Commercial | COM ¦ Ductless Mini-Split Heat Pumps | 2026 | SC B | MW | After Competition Groups | 0.11005 | 0 | 0 | 849.0368 | 0.00012961 | 54 | Commercial_2026_SC B_MW_After Competition Groups_54 | Ductless Mini-Split Heat Pumps | 0.01296% | 0 | 0.11005 | Commercial_2026_SC B_MW_After Competition Groups_Ductless Mini-Split Heat Pumps
Commercial | Com ¦ Auto Off Time Switch or Time Clock control | 2026 | SC B | MW | After Competition Groups | 0.099859 | 0 | 0 | 849.0368 | 0.00011761 | 55 | Commercial_2026_SC B_MW_After Competition Groups_55 | Auto Off Time Switch or Time Clock control | 0.01176% | 0 | 0.099859 | Commercial_2026_SC B_MW_After Competition Groups_Auto Off Time Switch or Time Clock control
Commercial | Com ¦ Demand controlled Circulating Systems | 2026 | SC B | MW | After Competition Groups | 0.095109 | 0 | 0 | 849.0368 | 0.00011202 | 56 | Commercial_2026_SC B_MW_After Competition Groups_56 | Demand controlled Circulating Systems | 0.0112% | 0 | 0.095109 | Commercial_2026_SC B_MW_After Competition Groups_Demand controlled Circulating Systems
Commercial | Com ¦ CEE Tier 2/Energy Star Clothes Washers | 2026 | SC B | MW | After Competition Groups | 0.08439 | 0 | 0 | 849.0368 | 9.9395e-05 | 57 | Commercial_2026_SC B_MW_After Competition Groups_57 | CEE Tier 2/Energy Star Clothes Washers | 0.009939% | 0 | 0.08439 | Commercial_2026_SC B_MW_After Competition Groups_CEE Tier 2/Energy Star Clothes Washers
Commercial | Com ¦ Notched V belts for HVAC Systems | 2026 | SC B | MW | After Competition Groups | 0.075482 | 0 | 0 | 849.0368 | 8.8904e-05 | 58 | Commercial_2026_SC B_MW_After Competition Groups_58 | Notched V belts for HVAC Systems | 0.00889% | 0 | 0.075482 | Commercial_2026_SC B_MW_After Competition Groups_Notched V belts for HVAC Systems
Commercial | Com ¦ Solar Water Preheat (Pools/DHW) | 2026 | SC B | MW | After Competition Groups | 0.06462 | 0 | 0 | 849.0368 | 7.611e-05 | 59 | Commercial_2026_SC B_MW_After Competition Groups_59 | Solar Water Preheat (Pools/DHW) | 0.007611% | 0 | 0.06462 | Commercial_2026_SC B_MW_After Competition Groups_Solar Water Preheat (Pools/DHW)
Commercial | Com ¦ HVAC Optimization | 2026 | SC B | MW | After Competition Groups | 0.062346 | 0 | 0 | 849.0368 | 7.3431e-05 | 60 | Commercial_2026_SC B_MW_After Competition Groups_60 | HVAC Optimization | 0.007343% | 0 | 0.062346 | Commercial_2026_SC B_MW_After Competition Groups_HVAC Optimization
Commercial | Com ¦ Low Flow Pre-Rinse Spray Nozzle | 2026 | SC B | MW | After Competition Groups | 0.052805 | 0 | 0 | 849.0368 | 6.2194e-05 | 61 | Commercial_2026_SC B_MW_After Competition Groups_61 | Low Flow Pre-Rinse Spray Nozzle | 0.006219% | 0 | 0.052805 | Commercial_2026_SC B_MW_After Competition Groups_Low Flow Pre-Rinse Spray Nozzle
Commercial | Com ¦ Wall Insulation | 2026 | SC B | MW | After Competition Groups | 0.033792 | 0 | 0 | 849.0368 | 3.9801e-05 | 62 | Commercial_2026_SC B_MW_After Competition Groups_62 | Wall Insulation | 0.00398% | 0 | 0.033792 | Commercial_2026_SC B_MW_After Competition Groups_Wall Insulation
Commercial | Com ¦ Condensing Unit Heaters or other Efficient Unit Heating System | 2026 | SC B | MW | After Competition Groups | 0.031801 | 0 | 0 | 849.0368 | 3.7456e-05 | 63 | Commercial_2026_SC B_MW_After Competition Groups_63 | Condensing Unit Heaters or other Efficient Unit Heating System | 0.003746% | 0 | 0.031801 | Commercial_2026_SC B_MW_After Competition Groups_Condensing Unit Heaters or other Efficient Unit Heating System
Commercial | Com ¦ Commercial Hot Food Holding Cabinets | 2026 | SC B | MW | After Competition Groups | 0.031588 | 0 | 0 | 849.0368 | 3.7205e-05 | 64 | Commercial_2026_SC B_MW_After Competition Groups_64 | Commercial Hot Food Holding Cabinets | 0.00372% | 0 | 0.031588 | Commercial_2026_SC B_MW_After Competition Groups_Commercial Hot Food Holding Cabinets
Commercial | Com ¦ Room AC (w/ louvered sides) 14 SEER from 12 SEER code | 2026 | SC B | MW | After Competition Groups | 0.016839 | 0 | 0 | 849.0368 | 1.9833e-05 | 65 | Commercial_2026_SC B_MW_After Competition Groups_65 | Room AC (w/ louvered sides) 14 SEER from 12 SEER code | 0.001983% | 0 | 0.016839 | Commercial_2026_SC B_MW_After Competition Groups_Room AC (w/ louvered sides) 14 SEER from 12 SEER code
Commercial | Com ¦ High Efficiency Small Instantaneous Water Heater | 2026 | SC B | MW | After Competition Groups | 0.015831 | 0 | 0 | 849.0368 | 1.8646e-05 | 66 | Commercial_2026_SC B_MW_After Competition Groups_66 | High Efficiency Small Instantaneous Water Heater | 0.001865% | 0 | 0.015831 | Commercial_2026_SC B_MW_After Competition Groups_High Efficiency Small Instantaneous Water Heater
Commercial | Com ¦ High Efficiency Chiller (avg of water and air cooled) | 2026 | SC B | MW | After Competition Groups | 0.015765 | 0 | 0 | 849.0368 | 1.8568e-05 | 67 | Commercial_2026_SC B_MW_After Competition Groups_67 | High Efficiency Chiller (avg of water and air cooled) | 0.001857% | 0 | 0.015765 | Commercial_2026_SC B_MW_After Competition Groups_High Efficiency Chiller (avg of water and air cooled)
Commercial | Com ¦ VSD Air Compressor | 2026 | SC B | MW | After Competition Groups | 0.01238 | 0 | 0 | 849.0368 | 1.4581e-05 | 68 | Commercial_2026_SC B_MW_After Competition Groups_68 | VSD Air Compressor | 0.001458% | 0 | 0.01238 | Commercial_2026_SC B_MW_After Competition Groups_VSD Air Compressor
Commercial | Com ¦ Energy Recovery Ventilation and Ventilation (Enhanced) | 2026 | SC B | MW | After Competition Groups | 0.011547 | 0 | 0 | 849.0368 | 1.36e-05 | 69 | Commercial_2026_SC B_MW_After Competition Groups_69 | Energy Recovery Ventilation and Ventilation (Enhanced) | 0.00136% | 0 | 0.011547 | Commercial_2026_SC B_MW_After Competition Groups_Energy Recovery Ventilation and Ventilation (Enhanced)
Commercial | Com ¦ Air Curtains | 2026 | SC B | MW | After Competition Groups | 0.0038762 | 0 | 0 | 849.0368 | 4.5654e-06 | 70 | Commercial_2026_SC B_MW_After Competition Groups_70 | Air Curtains | 0.0004565% | 0 | 0.0038762 | Commercial_2026_SC B_MW_After Competition Groups_Air Curtains
Commercial | Com ¦ LED RECESSED DOWNLIGHTS | 2026 | SC B | MW | After Competition Groups | 0.0038326 | 0 | 0 | 849.0368 | 4.514e-06 | 71 | Commercial_2026_SC B_MW_After Competition Groups_71 | LED RECESSED DOWNLIGHTS | 0.0004514% | 0 | 0.0038326 | Commercial_2026_SC B_MW_After Competition Groups_LED RECESSED DOWNLIGHTS
Commercial | Com ¦ EC Plug Fan for Data Center (under cabinet) | 2026 | SC B | MW | After Competition Groups | 0.0016803 | 0 | 0 | 849.0368 | 1.9791e-06 | 72 | Commercial_2026_SC B_MW_After Competition Groups_72 | EC Plug Fan for Data Center (under cabinet) | 0.0001979% | 0 | 0.0016803 | Commercial_2026_SC B_MW_After Competition Groups_EC Plug Fan for Data Center (under cabinet)
Commercial | Com ¦ Electric Convection Combination Ovens | 2026 | SC B | MW | After Competition Groups | 0.00019855 | 0 | 0 | 849.0368 | 2.3386e-07 | 73 | Commercial_2026_SC B_MW_After Competition Groups_73 | Electric Convection Combination Ovens | 2.339e-05% | 0 | 0.00019855 | Commercial_2026_SC B_MW_After Competition Groups_Electric Convection Combination Ovens
Commercial | Com ¦ LLLC - Low Impact Application | 2026 | SC B | MW | After Competition Groups | 3.3692e-19 | 0 | 0 | 849.0368 | 3.9683e-22 | 74 | Commercial_2026_SC B_MW_After Competition Groups_74 | LLLC - Low Impact Application | 3.968e-20% | 0 | 3.3692e-19 | Commercial_2026_SC B_MW_After Competition Groups_LLLC - Low Impact Application
Commercial | Com ¦ LLLC - High Impact Application | 2026 | SC B | MW | After Competition Groups | 1.1373e-19 | 0 | 0 | 849.0368 | 1.3395e-22 | 75 | Commercial_2026_SC B_MW_After Competition Groups_75 | LLLC - High Impact Application | 1.34e-20% | 0 | 1.1373e-19 | Commercial_2026_SC B_MW_After Competition Groups_LLLC - High Impact Application
Commercial | Com ¦ Networked/Connected - High Impact Application | 2026 | SC B | MW | After Competition Groups | 1.1062e-21 | 0 | 0 | 849.0368 | 1.3029e-24 | 76 | Commercial_2026_SC B_MW_After Competition Groups_76 | Networked/Connected - High Impact Application | 1.303e-22% | 0 | 1.1062e-21 | Commercial_2026_SC B_MW_After Competition Groups_Networked/Connected - High Impact Application
Commercial | Com ¦ Networked/Connected - Low Impact Application | 2026 | SC B | MW | After Competition Groups | 5.7452e-22 | 0 | 0 | 849.0368 | 6.7668e-25 | 77 | Commercial_2026_SC B_MW_After Competition Groups_77 | Networked/Connected - Low Impact Application | 6.767e-23% | 0 | 5.7452e-22 | Commercial_2026_SC B_MW_After Competition Groups_Networked/Connected - Low Impact Application
Commercial | Com ¦ Efficient compressor motor | 2026 | SC B | MW | After Competition Groups | 0 | 0 | 0 | 849.0368 | 0 | 78 | Commercial_2026_SC B_MW_After Competition Groups_78 | Efficient compressor motor | 0% | 0 | 0 | Commercial_2026_SC B_MW_After Competition Groups_Efficient compressor motor
Commercial | Com ¦ Indoor Daylight Sensors/Photocell Dimming Control | 2026 | SC B | MW | After Competition Groups | 0 | 0 | 0 | 849.0368 | 0 | 79 | Commercial_2026_SC B_MW_After Competition Groups_79 | Indoor Daylight Sensors/Photocell Dimming Control | 0% | 0 | 0 | Commercial_2026_SC B_MW_After Competition Groups_Indoor Daylight Sensors/Photocell Dimming Control
Commercial | Com ¦ Variable Refrigerant Flow Heat Pump | 2026 | SC B | MW | After Competition Groups | 0 | 0 | 0 | 849.0368 | 0 | 80 | Commercial_2026_SC B_MW_After Competition Groups_80 | Variable Refrigerant Flow Heat Pump | 0% | 0 | 0 | Commercial_2026_SC B_MW_After Competition Groups_Variable Refrigerant Flow Heat Pump
Commercial | Com ¦ ENERGY STAR LED LAMPS (REFLECTOR LAMPs/MR16/PAR 16) | 2026 | SC C | MW | After Competition Groups | 92.4272 | 0 | 0 | 609.3351 | 0.15169 | 1 | Commercial_2026_SC C_MW_After Competition Groups_1 | ENERGY STAR LED LAMPS (REFLECTOR LAMPs/MR16/PAR 16) | 15.17% | 0 | 92.4272 | Commercial_2026_SC C_MW_After Competition Groups_ENERGY STAR LED LAMPS (REFLECTOR LAMPs/MR16/PAR 16)
Commercial | Com ¦ LED Low/High Bay | 2026 | SC C | MW | After Competition Groups | 83.1174 | 0 | 0 | 609.3351 | 0.13641 | 2 | Commercial_2026_SC C_MW_After Competition Groups_2 | LED Low/High Bay | 13.64% | 0 | 83.1174 | Commercial_2026_SC C_MW_After Competition Groups_LED Low/High Bay
Commercial | Com ¦ LED Troffer/Surface/Suspended | 2026 | SC C | MW | After Competition Groups | 75.9361 | 0 | 0 | 609.3351 | 0.12462 | 3 | Commercial_2026_SC C_MW_After Competition Groups_3 | LED Troffer/Surface/Suspended | 12.46% | 0 | 75.9361 | Commercial_2026_SC C_MW_After Competition Groups_LED Troffer/Surface/Suspended
Commercial | Com ¦ LED Replacement Lamp (Tube) | 2026 | SC C | MW | After Competition Groups | 45.6972 | 0 | 0 | 609.3351 | 0.074995 | 4 | Commercial_2026_SC C_MW_After Competition Groups_4 | LED Replacement Lamp (Tube) | 7.5% | 0 | 45.6972 | Commercial_2026_SC C_MW_After Competition Groups_LED Replacement Lamp (Tube)
Commercial | Com ¦ High Efficiency Air Source Heat Pump | 2026 | SC C | MW | After Competition Groups | 35.9027 | 0 | 0 | 609.3351 | 0.058921 | 5 | Commercial_2026_SC C_MW_After Competition Groups_5 | High Efficiency Air Source Heat Pump | 5.892% | 0 | 35.9027 | Commercial_2026_SC C_MW_After Competition Groups_High Efficiency Air Source Heat Pump
Commercial | Com ¦ Building Recommissioning, Operations and Maintenance (O&M) Improvements | 2026 | SC C | MW | After Competition Groups | 29.0086 | 0 | 0 | 609.3351 | 0.047607 | 6 | Commercial_2026_SC C_MW_After Competition Groups_6 | Building Recommissioning, Operations and Maintenance (O&M) Improvements | 4.761% | 0 | 29.0086 | Commercial_2026_SC C_MW_After Competition Groups_Building Recommissioning, Operations and Maintenance (O&M) Improvements
Commercial | Com ¦ Education and Capacity Building/Energy Behavior | 2026 | SC C | MW | After Competition Groups | 23.6616 | 0 | 0 | 609.3351 | 0.038832 | 7 | Commercial_2026_SC C_MW_After Competition Groups_7 | Education and Capacity Building/Energy Behavior | 3.883% | 0 | 23.6616 | Commercial_2026_SC C_MW_After Competition Groups_Education and Capacity Building/Energy Behavior
Commercial | Com ¦ Data Center Storage/Server Virtualization | 2026 | SC C | MW | After Competition Groups | 18.8791 | 0 | 0 | 609.3351 | 0.030983 | 8 | Commercial_2026_SC C_MW_After Competition Groups_8 | Data Center Storage/Server Virtualization | 3.098% | 0 | 18.8791 | Commercial_2026_SC C_MW_After Competition Groups_Data Center Storage/Server Virtualization
Commercial | Com ¦ Unitary Air-Conditioning Unit | 2026 | SC C | MW | After Competition Groups | 18.4583 | 0 | 0 | 609.3351 | 0.030293 | 9 | Commercial_2026_SC C_MW_After Competition Groups_9 | Unitary Air-Conditioning Unit | 3.029% | 0 | 18.4583 | Commercial_2026_SC C_MW_After Competition Groups_Unitary Air-Conditioning Unit
Commercial | Com ¦ LED or Equivalent Sign Lighting | 2026 | SC C | MW | After Competition Groups | 18.0292 | 0 | 0 | 609.3351 | 0.029588 | 10 | Commercial_2026_SC C_MW_After Competition Groups_10 | LED or Equivalent Sign Lighting | 2.959% | 0 | 18.0292 | Commercial_2026_SC C_MW_After Competition Groups_LED or Equivalent Sign Lighting
Commercial | Com ¦ Advanced BAS/Controllers | 2026 | SC C | MW | After Competition Groups | 17.2063 | 0 | 0 | 609.3351 | 0.028238 | 11 | Commercial_2026_SC C_MW_After Competition Groups_11 | Advanced BAS/Controllers | 2.824% | 0 | 17.2063 | Commercial_2026_SC C_MW_After Competition Groups_Advanced BAS/Controllers
Commercial | Com ¦ Reach-in Shaded Pole to ECM/PSC Evaporator Fan Motor | 2026 | SC C | MW | After Competition Groups | 13.8917 | 0 | 0 | 609.3351 | 0.022798 | 12 | Commercial_2026_SC C_MW_After Competition Groups_12 | Reach-in Shaded Pole to ECM/PSC Evaporator Fan Motor | 2.28% | 0 | 13.8917 | Commercial_2026_SC C_MW_After Competition Groups_Reach-in Shaded Pole to ECM/PSC Evaporator Fan Motor
Commercial | Com ¦ ENERGY STAR LED LAMPS (General Service Lamps) | 2026 | SC C | MW | After Competition Groups | 12.1342 | 0 | 0 | 609.3351 | 0.019914 | 13 | Commercial_2026_SC C_MW_After Competition Groups_13 | ENERGY STAR LED LAMPS (General Service Lamps) | 1.991% | 0 | 12.1342 | Commercial_2026_SC C_MW_After Competition Groups_ENERGY STAR LED LAMPS (General Service Lamps)
Commercial | Com ¦ Adaptive Thermostats | 2026 | SC C | MW | After Competition Groups | 12.1024 | 0 | 0 | 609.3351 | 0.019862 | 14 | Commercial_2026_SC C_MW_After Competition Groups_14 | Adaptive Thermostats | 1.986% | 0 | 12.1024 | Commercial_2026_SC C_MW_After Competition Groups_Adaptive Thermostats
Commercial | Com ¦ Refrigerated Display Case Doors | 2026 | SC C | MW | After Competition Groups | 10.8005 | 0 | 0 | 609.3351 | 0.017725 | 15 | Commercial_2026_SC C_MW_After Competition Groups_15 | Refrigerated Display Case Doors | 1.772% | 0 | 10.8005 | Commercial_2026_SC C_MW_After Competition Groups_Refrigerated Display Case Doors
Commercial | Com ¦ Strip Curtains | 2026 | SC C | MW | After Competition Groups | 10.1775 | 0 | 0 | 609.3351 | 0.016703 | 16 | Commercial_2026_SC C_MW_After Competition Groups_16 | Strip Curtains | 1.67% | 0 | 10.1775 | Commercial_2026_SC C_MW_After Competition Groups_Strip Curtains
Commercial | Com ¦ Chilled Water Optimization | 2026 | SC C | MW | After Competition Groups | 9.0666 | 0 | 0 | 609.3351 | 0.014879 | 17 | Commercial_2026_SC C_MW_After Competition Groups_17 | Chilled Water Optimization | 1.488% | 0 | 9.0666 | Commercial_2026_SC C_MW_After Competition Groups_Chilled Water Optimization
Commercial | Com ¦ Furnace Tune-Up | 2026 | SC C | MW | After Competition Groups | 8.1984 | 0 | 0 | 609.3351 | 0.013455 | 18 | Commercial_2026_SC C_MW_After Competition Groups_18 | Furnace Tune-Up | 1.345% | 0 | 8.1984 | Commercial_2026_SC C_MW_After Competition Groups_Furnace Tune-Up
Commercial | Com ¦ Centrally controlled desktop PC/NETWORK PC POWER MANAGEMENT SOFTWARE | 2026 | SC C | MW | After Competition Groups | 6.7078 | 0 | 0 | 609.3351 | 0.011008 | 19 | Commercial_2026_SC C_MW_After Competition Groups_19 | Centrally controlled desktop PC/NETWORK PC POWER MANAGEMENT SOFTWARE | 1.101% | 0 | 6.7078 | Commercial_2026_SC C_MW_After Competition Groups_Centrally controlled desktop PC/NETWORK PC POWER MANAGEMENT SOFTWARE
Commercial | Com ¦ Demand Control Ventilation | 2026 | SC C | MW | After Competition Groups | 6.6172 | 0 | 0 | 609.3351 | 0.01086 | 20 | Commercial_2026_SC C_MW_After Competition Groups_20 | Demand Control Ventilation | 1.086% | 0 | 6.6172 | Commercial_2026_SC C_MW_After Competition Groups_Demand Control Ventilation
Commercial | Com ¦ Variable Frequency Drive (VFD) | 2026 | SC C | MW | After Competition Groups | 5.7781 | 0 | 0 | 609.3351 | 0.0094826 | 21 | Commercial_2026_SC C_MW_After Competition Groups_21 | Variable Frequency Drive (VFD) | 0.9483% | 0 | 5.7781 | Commercial_2026_SC C_MW_After Competition Groups_Variable Frequency Drive (VFD)
Commercial | Com ¦ VFD on Pumps | 2026 | SC C | MW | After Competition Groups | 5.3954 | 0 | 0 | 609.3351 | 0.0088545 | 22 | Commercial_2026_SC C_MW_After Competition Groups_22 | VFD on Pumps | 0.8854% | 0 | 5.3954 | Commercial_2026_SC C_MW_After Competition Groups_VFD on Pumps
Commercial | Com ¦ Refrigerated Display Case LED | 2026 | SC C | MW | After Competition Groups | 5.3635 | 0 | 0 | 609.3351 | 0.0088023 | 23 | Commercial_2026_SC C_MW_After Competition Groups_23 | Refrigerated Display Case LED | 0.8802% | 0 | 5.3635 | Commercial_2026_SC C_MW_After Competition Groups_Refrigerated Display Case LED
Commercial | Com ¦ LED EXTERIOR AREA LIGHTS - LED fixture (200W) | 2026 | SC C | MW | After Competition Groups | 4.68 | 0 | 0 | 609.3351 | 0.0076805 | 24 | Commercial_2026_SC C_MW_After Competition Groups_24 | LED EXTERIOR AREA LIGHTS - LED fixture (200W) | 0.768% | 0 | 4.68 | Commercial_2026_SC C_MW_After Competition Groups_LED EXTERIOR AREA LIGHTS - LED fixture (200W)
Commercial | Com ¦ LED parking lot fixture | 2026 | SC C | MW | After Competition Groups | 4.5682 | 0 | 0 | 609.3351 | 0.007497 | 25 | Commercial_2026_SC C_MW_After Competition Groups_25 | LED parking lot fixture | 0.7497% | 0 | 4.5682 | Commercial_2026_SC C_MW_After Competition Groups_LED parking lot fixture
Commercial | Com ¦ Air Handler with Dedicated Outdoor Air Systems | 2026 | SC C | MW | After Competition Groups | 3.2135 | 0 | 0 | 609.3351 | 0.0052738 | 26 | Commercial_2026_SC C_MW_After Competition Groups_26 | Air Handler with Dedicated Outdoor Air Systems | 0.5274% | 0 | 3.2135 | Commercial_2026_SC C_MW_After Competition Groups_Air Handler with Dedicated Outdoor Air Systems
Commercial | Com ¦ ECM MOTORS FOR EVAPORATOR FANS for refrigeration (WALK-IN) | 2026 | SC C | MW | After Competition Groups | 2.9566 | 0 | 0 | 609.3351 | 0.0048521 | 27 | Commercial_2026_SC C_MW_After Competition Groups_27 | ECM MOTORS FOR EVAPORATOR FANS for refrigeration (WALK-IN) | 0.4852% | 0 | 2.9566 | Commercial_2026_SC C_MW_After Competition Groups_ECM MOTORS FOR EVAPORATOR FANS for refrigeration (WALK-IN)
Commercial | Com ¦ LED street light fixture | 2026 | SC C | MW | After Competition Groups | 2.7363 | 0 | 0 | 609.3351 | 0.0044906 | 28 | Commercial_2026_SC C_MW_After Competition Groups_28 | LED street light fixture | 0.4491% | 0 | 2.7363 | Commercial_2026_SC C_MW_After Competition Groups_LED street light fixture
Commercial | Com ¦ ENERGY STAR Griddle (74% eff) | 2026 | SC C | MW | After Competition Groups | 2.6629 | 0 | 0 | 609.3351 | 0.0043702 | 29 | Commercial_2026_SC C_MW_After Competition Groups_29 | ENERGY STAR Griddle (74% eff) | 0.437% | 0 | 2.6629 | Commercial_2026_SC C_MW_After Competition Groups_ENERGY STAR Griddle (74% eff)
Commercial | Com ¦ Freezer Case Light Sensor | 2026 | SC C | MW | After Competition Groups | 2.5497 | 0 | 0 | 609.3351 | 0.0041844 | 30 | Commercial_2026_SC C_MW_After Competition Groups_30 | Freezer Case Light Sensor | 0.4184% | 0 | 2.5497 | Commercial_2026_SC C_MW_After Competition Groups_Freezer Case Light Sensor
Commercial | Com ¦ Evaporator Fan Controls | 2026 | SC C | MW | After Competition Groups | 2.484 | 0 | 0 | 609.3351 | 0.0040766 | 31 | Commercial_2026_SC C_MW_After Competition Groups_31 | Evaporator Fan Controls | 0.4077% | 0 | 2.484 | Commercial_2026_SC C_MW_After Competition Groups_Evaporator Fan Controls
Commercial | Com ¦ Demand Control Kitchen Ventilation | 2026 | SC C | MW | After Competition Groups | 2.3402 | 0 | 0 | 609.3351 | 0.0038406 | 32 | Commercial_2026_SC C_MW_After Competition Groups_32 | Demand Control Kitchen Ventilation | 0.3841% | 0 | 2.3402 | Commercial_2026_SC C_MW_After Competition Groups_Demand Control Kitchen Ventilation
Commercial | Com ¦ Door Gasket Freezer/Refrigerator | 2026 | SC C | MW | After Competition Groups | 1.8932 | 0 | 0 | 609.3351 | 0.0031069 | 33 | Commercial_2026_SC C_MW_After Competition Groups_33 | Door Gasket Freezer/Refrigerator | 0.3107% | 0 | 1.8932 | Commercial_2026_SC C_MW_After Competition Groups_Door Gasket Freezer/Refrigerator
Commercial | Com ¦ Occupancy Sensors | 2026 | SC C | MW | After Competition Groups | 1.8418 | 0 | 0 | 609.3351 | 0.0030226 | 34 | Commercial_2026_SC C_MW_After Competition Groups_34 | Occupancy Sensors | 0.3023% | 0 | 1.8418 | Commercial_2026_SC C_MW_After Competition Groups_Occupancy Sensors
Commercial | Com ¦ Duct Insulation, R8 | 2026 | SC C | MW | After Competition Groups | 1.5225 | 0 | 0 | 609.3351 | 0.0024985 | 35 | Commercial_2026_SC C_MW_After Competition Groups_35 | Duct Insulation, R8 | 0.2499% | 0 | 1.5225 | Commercial_2026_SC C_MW_After Competition Groups_Duct Insulation, R8
Commercial | Com ¦ Water Source Heat Pump (4 ton) | 2026 | SC C | MW | After Competition Groups | 1.5159 | 0 | 0 | 609.3351 | 0.0024878 | 36 | Commercial_2026_SC C_MW_After Competition Groups_36 | Water Source Heat Pump (4 ton) | 0.2488% | 0 | 1.5159 | Commercial_2026_SC C_MW_After Competition Groups_Water Source Heat Pump (4 ton)
Commercial | Com ¦ Elec Storage WH 2.30 Et | 2026 | SC C | MW | After Competition Groups | 0.91389 | 0 | 0 | 609.3351 | 0.0014998 | 37 | Commercial_2026_SC C_MW_After Competition Groups_37 | Elec Storage WH 2.30 Et | 0.15% | 0 | 0.91389 | Commercial_2026_SC C_MW_After Competition Groups_Elec Storage WH 2.30 Et
Commercial | Com ¦ Temperature Adjustment in Commercial Freezers | 2026 | SC C | MW | After Competition Groups | 0.90915 | 0 | 0 | 609.3351 | 0.001492 | 38 | Commercial_2026_SC C_MW_After Competition Groups_38 | Temperature Adjustment in Commercial Freezers | 0.1492% | 0 | 0.90915 | Commercial_2026_SC C_MW_After Competition Groups_Temperature Adjustment in Commercial Freezers
Commercial | Com ¦ BEVERAGE VENDING MACHINE CONTROLS | 2026 | SC C | MW | After Competition Groups | 0.86244 | 0 | 0 | 609.3351 | 0.0014154 | 39 | Commercial_2026_SC C_MW_After Competition Groups_39 | BEVERAGE VENDING MACHINE CONTROLS | 0.1415% | 0 | 0.86244 | Commercial_2026_SC C_MW_After Competition Groups_BEVERAGE VENDING MACHINE CONTROLS
Commercial | Com ¦ ENERGY STAR Fryer (84% eff) | 2026 | SC C | MW | After Competition Groups | 0.77982 | 0 | 0 | 609.3351 | 0.0012798 | 40 | Commercial_2026_SC C_MW_After Competition Groups_40 | ENERGY STAR Fryer (84% eff) | 0.128% | 0 | 0.77982 | Commercial_2026_SC C_MW_After Competition Groups_ENERGY STAR Fryer (84% eff)
Commercial | Com ¦ CO Sensors for parking garage exhaust fans | 2026 | SC C | MW | After Competition Groups | 0.77322 | 0 | 0 | 609.3351 | 0.001269 | 41 | Commercial_2026_SC C_MW_After Competition Groups_41 | CO Sensors for parking garage exhaust fans | 0.1269% | 0 | 0.77322 | Commercial_2026_SC C_MW_After Competition Groups_CO Sensors for parking garage exhaust fans
Commercial | Com ¦ Vertical Night Covers | 2026 | SC C | MW | After Competition Groups | 0.75101 | 0 | 0 | 609.3351 | 0.0012325 | 42 | Commercial_2026_SC C_MW_After Competition Groups_42 | Vertical Night Covers | 0.1233% | 0 | 0.75101 | Commercial_2026_SC C_MW_After Competition Groups_Vertical Night Covers
Commercial | Com ¦ Energy Efficient Laboratory Fume Hood | 2026 | SC C | MW | After Competition Groups | 0.71317 | 0 | 0 | 609.3351 | 0.0011704 | 43 | Commercial_2026_SC C_MW_After Competition Groups_43 | Energy Efficient Laboratory Fume Hood | 0.117% | 0 | 0.71317 | Commercial_2026_SC C_MW_After Competition Groups_Energy Efficient Laboratory Fume Hood
Commercial | Com ¦ Outside Air Economizer | 2026 | SC C | MW | After Competition Groups | 0.6333 | 0 | 0 | 609.3351 | 0.0010393 | 44 | Commercial_2026_SC C_MW_After Competition Groups_44 | Outside Air Economizer | 0.1039% | 0 | 0.6333 | Commercial_2026_SC C_MW_After Competition Groups_Outside Air Economizer
Commercial | Com ¦ Water Heating (DHW) Pipe Insulation (Add 3/4\ Foam)" | 2026 | SC C | MW | After Competition Groups | 0.5768 | 0 | 0 | 609.3351 | 0.00094661 | 45 | Commercial_2026_SC C_MW_After Competition Groups_45 | Water Heating (DHW) Pipe Insulation (Add 3/4\ Foam)" | 0.09466% | 0 | 0.5768 | Commercial_2026_SC C_MW_After Competition Groups_Water Heating (DHW) Pipe Insulation (Add 3/4\ Foam)"
Commercial | Com ¦ Thermostat Setback | 2026 | SC C | MW | After Competition Groups | 0.53881 | 0 | 0 | 609.3351 | 0.00088426 | 46 | Commercial_2026_SC C_MW_After Competition Groups_46 | Thermostat Setback | 0.08843% | 0 | 0.53881 | Commercial_2026_SC C_MW_After Competition Groups_Thermostat Setback
Commercial | Com ¦ ENERGY STAR Steam Cookers | 2026 | SC C | MW | After Competition Groups | 0.49865 | 0 | 0 | 609.3351 | 0.00081835 | 47 | Commercial_2026_SC C_MW_After Competition Groups_47 | ENERGY STAR Steam Cookers | 0.08183% | 0 | 0.49865 | Commercial_2026_SC C_MW_After Competition Groups_ENERGY STAR Steam Cookers
Commercial | Com ¦ Suction Pipe Insulation Freezer/Refrigerator | 2026 | SC C | MW | After Competition Groups | 0.39099 | 0 | 0 | 609.3351 | 0.00064167 | 48 | Commercial_2026_SC C_MW_After Competition Groups_48 | Suction Pipe Insulation Freezer/Refrigerator | 0.06417% | 0 | 0.39099 | Commercial_2026_SC C_MW_After Competition Groups_Suction Pipe Insulation Freezer/Refrigerator
Commercial | Com ¦ ENERGY STAR Dishwasher | 2026 | SC C | MW | After Competition Groups | 0.35792 | 0 | 0 | 609.3351 | 0.00058739 | 49 | Commercial_2026_SC C_MW_After Competition Groups_49 | ENERGY STAR Dishwasher | 0.05874% | 0 | 0.35792 | Commercial_2026_SC C_MW_After Competition Groups_ENERGY STAR Dishwasher
Commercial | Com ¦ Ozone Laundry Treatment | 2026 | SC C | MW | After Competition Groups | 0.18838 | 0 | 0 | 609.3351 | 0.00030916 | 50 | Commercial_2026_SC C_MW_After Competition Groups_50 | Ozone Laundry Treatment | 0.03092% | 0 | 0.18838 | Commercial_2026_SC C_MW_After Competition Groups_Ozone Laundry Treatment
Commercial | Com ¦ Condensing Make Up Air Unit | 2026 | SC C | MW | After Competition Groups | 0.1493 | 0 | 0 | 609.3351 | 0.00024502 | 51 | Commercial_2026_SC C_MW_After Competition Groups_51 | Condensing Make Up Air Unit | 0.0245% | 0 | 0.1493 | Commercial_2026_SC C_MW_After Competition Groups_Condensing Make Up Air Unit
Commercial | Com ¦ ECM MOTORS FOR HVAC APPLICATION (FAN-POWERED VAV BOX) | 2026 | SC C | MW | After Competition Groups | 0.088269 | 0 | 0 | 609.3351 | 0.00014486 | 52 | Commercial_2026_SC C_MW_After Competition Groups_52 | ECM MOTORS FOR HVAC APPLICATION (FAN-POWERED VAV BOX) | 0.01449% | 0 | 0.088269 | Commercial_2026_SC C_MW_After Competition Groups_ECM MOTORS FOR HVAC APPLICATION (FAN-POWERED VAV BOX)
Commercial | Com ¦ LLLC - High Impact Application | 2026 | SC C | MW | After Competition Groups | 0.08639 | 0 | 0 | 609.3351 | 0.00014178 | 53 | Commercial_2026_SC C_MW_After Competition Groups_53 | LLLC - High Impact Application | 0.01418% | 0 | 0.08639 | Commercial_2026_SC C_MW_After Competition Groups_LLLC - High Impact Application
Commercial | COM ¦ Ductless Mini-Split Heat Pumps | 2026 | SC C | MW | After Competition Groups | 0.0783 | 0 | 0 | 609.3351 | 0.0001285 | 54 | Commercial_2026_SC C_MW_After Competition Groups_54 | Ductless Mini-Split Heat Pumps | 0.01285% | 0 | 0.0783 | Commercial_2026_SC C_MW_After Competition Groups_Ductless Mini-Split Heat Pumps
Commercial | Com ¦ CEE Tier 2/Energy Star Clothes Washers | 2026 | SC C | MW | After Competition Groups | 0.070954 | 0 | 0 | 609.3351 | 0.00011645 | 55 | Commercial_2026_SC C_MW_After Competition Groups_55 | CEE Tier 2/Energy Star Clothes Washers | 0.01164% | 0 | 0.070954 | Commercial_2026_SC C_MW_After Competition Groups_CEE Tier 2/Energy Star Clothes Washers
Commercial | Com ¦ HVAC Optimization | 2026 | SC C | MW | After Competition Groups | 0.062346 | 0 | 0 | 609.3351 | 0.00010232 | 56 | Commercial_2026_SC C_MW_After Competition Groups_56 | HVAC Optimization | 0.01023% | 0 | 0.062346 | Commercial_2026_SC C_MW_After Competition Groups_HVAC Optimization
Commercial | Com ¦ LLLC - Low Impact Application | 2026 | SC C | MW | After Competition Groups | 0.057096 | 0 | 0 | 609.3351 | 9.3702e-05 | 57 | Commercial_2026_SC C_MW_After Competition Groups_57 | LLLC - Low Impact Application | 0.00937% | 0 | 0.057096 | Commercial_2026_SC C_MW_After Competition Groups_LLLC - Low Impact Application
Commercial | Com ¦ PTAC (12 EER/10,000 BTU) | 2026 | SC C | MW | After Competition Groups | 0.050058 | 0 | 0 | 609.3351 | 8.2152e-05 | 58 | Commercial_2026_SC C_MW_After Competition Groups_58 | PTAC (12 EER/10,000 BTU) | 0.008215% | 0 | 0.050058 | Commercial_2026_SC C_MW_After Competition Groups_PTAC (12 EER/10,000 BTU)
Commercial | Com ¦ Auto Off Time Switch or Time Clock control | 2026 | SC C | MW | After Competition Groups | 0.042495 | 0 | 0 | 609.3351 | 6.974e-05 | 59 | Commercial_2026_SC C_MW_After Competition Groups_59 | Auto Off Time Switch or Time Clock control | 0.006974% | 0 | 0.042495 | Commercial_2026_SC C_MW_After Competition Groups_Auto Off Time Switch or Time Clock control
Commercial | Com ¦ Low Flow Pre-Rinse Spray Nozzle | 2026 | SC C | MW | After Competition Groups | 0.040246 | 0 | 0 | 609.3351 | 6.6049e-05 | 60 | Commercial_2026_SC C_MW_After Competition Groups_60 | Low Flow Pre-Rinse Spray Nozzle | 0.006605% | 0 | 0.040246 | Commercial_2026_SC C_MW_After Competition Groups_Low Flow Pre-Rinse Spray Nozzle
Commercial | Com ¦ Demand controlled Circulating Systems | 2026 | SC C | MW | After Competition Groups | 0.039299 | 0 | 0 | 609.3351 | 6.4495e-05 | 61 | Commercial_2026_SC C_MW_After Competition Groups_61 | Demand controlled Circulating Systems | 0.006449% | 0 | 0.039299 | Commercial_2026_SC C_MW_After Competition Groups_Demand controlled Circulating Systems
Commercial | Com ¦ Notched V belts for HVAC Systems | 2026 | SC C | MW | After Competition Groups | 0.034618 | 0 | 0 | 609.3351 | 5.6813e-05 | 62 | Commercial_2026_SC C_MW_After Competition Groups_62 | Notched V belts for HVAC Systems | 0.005681% | 0 | 0.034618 | Commercial_2026_SC C_MW_After Competition Groups_Notched V belts for HVAC Systems
Commercial | Com ¦ Solar Water Preheat (Pools/DHW) | 2026 | SC C | MW | After Competition Groups | 0.025095 | 0 | 0 | 609.3351 | 4.1185e-05 | 63 | Commercial_2026_SC C_MW_After Competition Groups_63 | Solar Water Preheat (Pools/DHW) | 0.004118% | 0 | 0.025095 | Commercial_2026_SC C_MW_After Competition Groups_Solar Water Preheat (Pools/DHW)
Commercial | Com ¦ Commercial Hot Food Holding Cabinets | 2026 | SC C | MW | After Competition Groups | 0.021691 | 0 | 0 | 609.3351 | 3.5597e-05 | 64 | Commercial_2026_SC C_MW_After Competition Groups_64 | Commercial Hot Food Holding Cabinets | 0.00356% | 0 | 0.021691 | Commercial_2026_SC C_MW_After Competition Groups_Commercial Hot Food Holding Cabinets
Commercial | Com ¦ High Efficiency Chiller (avg of water and air cooled) | 2026 | SC C | MW | After Competition Groups | 0.015766 | 0 | 0 | 609.3351 | 2.5875e-05 | 65 | Commercial_2026_SC C_MW_After Competition Groups_65 | High Efficiency Chiller (avg of water and air cooled) | 0.002587% | 0 | 0.015766 | Commercial_2026_SC C_MW_After Competition Groups_High Efficiency Chiller (avg of water and air cooled)
Commercial | Com ¦ Wall Insulation | 2026 | SC C | MW | After Competition Groups | 0.013803 | 0 | 0 | 609.3351 | 2.2652e-05 | 66 | Commercial_2026_SC C_MW_After Competition Groups_66 | Wall Insulation | 0.002265% | 0 | 0.013803 | Commercial_2026_SC C_MW_After Competition Groups_Wall Insulation
Commercial | Com ¦ Condensing Unit Heaters or other Efficient Unit Heating System | 2026 | SC C | MW | After Competition Groups | 0.012983 | 0 | 0 | 609.3351 | 2.1306e-05 | 67 | Commercial_2026_SC C_MW_After Competition Groups_67 | Condensing Unit Heaters or other Efficient Unit Heating System | 0.002131% | 0 | 0.012983 | Commercial_2026_SC C_MW_After Competition Groups_Condensing Unit Heaters or other Efficient Unit Heating System
Commercial | Com ¦ Air Curtains | 2026 | SC C | MW | After Competition Groups | 0.01044 | 0 | 0 | 609.3351 | 1.7133e-05 | 68 | Commercial_2026_SC C_MW_After Competition Groups_68 | Air Curtains | 0.001713% | 0 | 0.01044 | Commercial_2026_SC C_MW_After Competition Groups_Air Curtains
Commercial | Com ¦ VSD Air Compressor | 2026 | SC C | MW | After Competition Groups | 0.010259 | 0 | 0 | 609.3351 | 1.6837e-05 | 69 | Commercial_2026_SC C_MW_After Competition Groups_69 | VSD Air Compressor | 0.001684% | 0 | 0.010259 | Commercial_2026_SC C_MW_After Competition Groups_VSD Air Compressor
Commercial | Com ¦ Room AC (w/ louvered sides) 14 SEER from 12 SEER code | 2026 | SC C | MW | After Competition Groups | 0.0065725 | 0 | 0 | 609.3351 | 1.0786e-05 | 70 | Commercial_2026_SC C_MW_After Competition Groups_70 | Room AC (w/ louvered sides) 14 SEER from 12 SEER code | 0.001079% | 0 | 0.0065725 | Commercial_2026_SC C_MW_After Competition Groups_Room AC (w/ louvered sides) 14 SEER from 12 SEER code
Commercial | Com ¦ LED RECESSED DOWNLIGHTS | 2026 | SC C | MW | After Competition Groups | 0.0038326 | 0 | 0 | 609.3351 | 6.2897e-06 | 71 | Commercial_2026_SC C_MW_After Competition Groups_71 | LED RECESSED DOWNLIGHTS | 0.000629% | 0 | 0.0038326 | Commercial_2026_SC C_MW_After Competition Groups_LED RECESSED DOWNLIGHTS
Commercial | Com ¦ Energy Recovery Ventilation and Ventilation (Enhanced) | 2026 | SC C | MW | After Competition Groups | 0.003351 | 0 | 0 | 609.3351 | 5.4995e-06 | 72 | Commercial_2026_SC C_MW_After Competition Groups_72 | Energy Recovery Ventilation and Ventilation (Enhanced) | 0.0005499% | 0 | 0.003351 | Commercial_2026_SC C_MW_After Competition Groups_Energy Recovery Ventilation and Ventilation (Enhanced)
Commercial | Com ¦ High Efficiency Small Instantaneous Water Heater | 2026 | SC C | MW | After Competition Groups | 0.0013648 | 0 | 0 | 609.3351 | 2.2398e-06 | 73 | Commercial_2026_SC C_MW_After Competition Groups_73 | High Efficiency Small Instantaneous Water Heater | 0.000224% | 0 | 0.0013648 | Commercial_2026_SC C_MW_After Competition Groups_High Efficiency Small Instantaneous Water Heater
Commercial | Com ¦ EC Plug Fan for Data Center (under cabinet) | 2026 | SC C | MW | After Competition Groups | 0.0011371 | 0 | 0 | 609.3351 | 1.8662e-06 | 74 | Commercial_2026_SC C_MW_After Competition Groups_74 | EC Plug Fan for Data Center (under cabinet) | 0.0001866% | 0 | 0.0011371 | Commercial_2026_SC C_MW_After Competition Groups_EC Plug Fan for Data Center (under cabinet)
Commercial | Com ¦ Networked/Connected - High Impact Application | 2026 | SC C | MW | After Competition Groups | 0.00024697 | 0 | 0 | 609.3351 | 4.0531e-07 | 75 | Commercial_2026_SC C_MW_After Competition Groups_75 | Networked/Connected - High Impact Application | 4.053e-05% | 0 | 0.00024697 | Commercial_2026_SC C_MW_After Competition Groups_Networked/Connected - High Impact Application
Commercial | Com ¦ Electric Convection Combination Ovens | 2026 | SC C | MW | After Competition Groups | 0.00018058 | 0 | 0 | 609.3351 | 2.9635e-07 | 76 | Commercial_2026_SC C_MW_After Competition Groups_76 | Electric Convection Combination Ovens | 2.964e-05% | 0 | 0.00018058 | Commercial_2026_SC C_MW_After Competition Groups_Electric Convection Combination Ovens
Commercial | Com ¦ Networked/Connected - Low Impact Application | 2026 | SC C | MW | After Competition Groups | 1.2021e-05 | 0 | 0 | 609.3351 | 1.9728e-08 | 77 | Commercial_2026_SC C_MW_After Competition Groups_77 | Networked/Connected - Low Impact Application | 1.973e-06% | 0 | 1.2021e-05 | Commercial_2026_SC C_MW_After Competition Groups_Networked/Connected - Low Impact Application
Commercial | Com ¦ Efficient compressor motor | 2026 | SC C | MW | After Competition Groups | 0 | 0 | 0 | 609.3351 | 0 | 78 | Commercial_2026_SC C_MW_After Competition Groups_78 | Efficient compressor motor | 0% | 0 | 0 | Commercial_2026_SC C_MW_After Competition Groups_Efficient compressor motor
Commercial | Com ¦ Indoor Daylight Sensors/Photocell Dimming Control | 2026 | SC C | MW | After Competition Groups | 0 | 0 | 0 | 609.3351 | 0 | 79 | Commercial_2026_SC C_MW_After Competition Groups_79 | Indoor Daylight Sensors/Photocell Dimming Control | 0% | 0 | 0 | Commercial_2026_SC C_MW_After Competition Groups_Indoor Daylight Sensors/Photocell Dimming Control
Commercial | Com ¦ Variable Refrigerant Flow Heat Pump | 2026 | SC C | MW | After Competition Groups | 0 | 0 | 0 | 609.3351 | 0 | 80 | Commercial_2026_SC C_MW_After Competition Groups_80 | Variable Refrigerant Flow Heat Pump | 0% | 0 | 0 | Commercial_2026_SC C_MW_After Competition Groups_Variable Refrigerant Flow Heat Pump
Commercial | Com ¦ ENERGY STAR LED LAMPS (REFLECTOR LAMPs/MR16/PAR 16) | 2026 | SC D | MW | After Competition Groups | 92.4254 | 4252357.586 | 4.2524 | 562.6332 | 0.16427 | 1 | Commercial_2026_SC D_MW_After Competition Groups_1 | ENERGY STAR LED LAMPS (REFLECTOR LAMPs/MR16/PAR 16) | 16.43% | 4.2524 | 92.4254 | Commercial_2026_SC D_MW_After Competition Groups_ENERGY STAR LED LAMPS (REFLECTOR LAMPs/MR16/PAR 16)
Commercial | Com ¦ LED Low/High Bay | 2026 | SC D | MW | After Competition Groups | 68.4578 | 32980024.0505 | 32.98 | 562.6332 | 0.12167 | 2 | Commercial_2026_SC D_MW_After Competition Groups_2 | LED Low/High Bay | 12.17% | 32.98 | 68.4578 | Commercial_2026_SC D_MW_After Competition Groups_LED Low/High Bay
Commercial | Com ¦ LED Troffer/Surface/Suspended | 2026 | SC D | MW | After Competition Groups | 61.5547 | 41431673.5556 | 41.4317 | 562.6332 | 0.1094 | 3 | Commercial_2026_SC D_MW_After Competition Groups_3 | LED Troffer/Surface/Suspended | 10.94% | 41.4317 | 61.5547 | Commercial_2026_SC D_MW_After Competition Groups_LED Troffer/Surface/Suspended
Commercial | Com ¦ LED Replacement Lamp (Tube) | 2026 | SC D | MW | After Competition Groups | 45.6972 | 0 | 0 | 562.6332 | 0.08122 | 4 | Commercial_2026_SC D_MW_After Competition Groups_4 | LED Replacement Lamp (Tube) | 8.122% | 0 | 45.6972 | Commercial_2026_SC D_MW_After Competition Groups_LED Replacement Lamp (Tube)
Commercial | Com ¦ High Efficiency Air Source Heat Pump | 2026 | SC D | MW | After Competition Groups | 35.9027 | 1076107.1718 | 1.0761 | 562.6332 | 0.063812 | 5 | Commercial_2026_SC D_MW_After Competition Groups_5 | High Efficiency Air Source Heat Pump | 6.381% | 1.0761 | 35.9027 | Commercial_2026_SC D_MW_After Competition Groups_High Efficiency Air Source Heat Pump
Commercial | Com ¦ Building Recommissioning, Operations and Maintenance (O&M) Improvements | 2026 | SC D | MW | After Competition Groups | 28.8908 | 3971497.8994 | 3.9715 | 562.6332 | 0.051349 | 6 | Commercial_2026_SC D_MW_After Competition Groups_6 | Building Recommissioning, Operations and Maintenance (O&M) Improvements | 5.135% | 3.9715 | 28.8908 | Commercial_2026_SC D_MW_After Competition Groups_Building Recommissioning, Operations and Maintenance (O&M) Improvements
Commercial | Com ¦ Education and Capacity Building/Energy Behavior | 2026 | SC D | MW | After Competition Groups | 23.6616 | 6699228.6755 | 6.6992 | 562.6332 | 0.042055 | 7 | Commercial_2026_SC D_MW_After Competition Groups_7 | Education and Capacity Building/Energy Behavior | 4.206% | 6.6992 | 23.6616 | Commercial_2026_SC D_MW_After Competition Groups_Education and Capacity Building/Energy Behavior
Commercial | Com ¦ Data Center Storage/Server Virtualization | 2026 | SC D | MW | After Competition Groups | 18.8791 | 0 | 0 | 562.6332 | 0.033555 | 8 | Commercial_2026_SC D_MW_After Competition Groups_8 | Data Center Storage/Server Virtualization | 3.355% | 0 | 18.8791 | Commercial_2026_SC D_MW_After Competition Groups_Data Center Storage/Server Virtualization
Commercial | Com ¦ Advanced BAS/Controllers | 2026 | SC D | MW | After Competition Groups | 18.1435 | 3495053.3916 | 3.4951 | 562.6332 | 0.032247 | 9 | Commercial_2026_SC D_MW_After Competition Groups_9 | Advanced BAS/Controllers | 3.225% | 3.4951 | 18.1435 | Commercial_2026_SC D_MW_After Competition Groups_Advanced BAS/Controllers
Commercial | Com ¦ Unitary Air-Conditioning Unit | 2026 | SC D | MW | After Competition Groups | 16.0473 | 4124191.2785 | 4.1242 | 562.6332 | 0.028522 | 10 | Commercial_2026_SC D_MW_After Competition Groups_10 | Unitary Air-Conditioning Unit | 2.852% | 4.1242 | 16.0473 | Commercial_2026_SC D_MW_After Competition Groups_Unitary Air-Conditioning Unit
Commercial | Com ¦ Reach-in Shaded Pole to ECM/PSC Evaporator Fan Motor | 2026 | SC D | MW | After Competition Groups | 13.8917 | 2481488.5749 | 2.4815 | 562.6332 | 0.02469 | 11 | Commercial_2026_SC D_MW_After Competition Groups_11 | Reach-in Shaded Pole to ECM/PSC Evaporator Fan Motor | 2.469% | 2.4815 | 13.8917 | Commercial_2026_SC D_MW_After Competition Groups_Reach-in Shaded Pole to ECM/PSC Evaporator Fan Motor
Commercial | Com ¦ ENERGY STAR LED LAMPS (General Service Lamps) | 2026 | SC D | MW | After Competition Groups | 12.1337 | 526927.6116 | 0.52693 | 562.6332 | 0.021566 | 12 | Commercial_2026_SC D_MW_After Competition Groups_12 | ENERGY STAR LED LAMPS (General Service Lamps) | 2.157% | 0.52693 | 12.1337 | Commercial_2026_SC D_MW_After Competition Groups_ENERGY STAR LED LAMPS (General Service Lamps)
Commercial | Com ¦ LED or Equivalent Sign Lighting | 2026 | SC D | MW | After Competition Groups | 11.9371 | 1777114.1979 | 1.7771 | 562.6332 | 0.021216 | 13 | Commercial_2026_SC D_MW_After Competition Groups_13 | LED or Equivalent Sign Lighting | 2.122% | 1.7771 | 11.9371 | Commercial_2026_SC D_MW_After Competition Groups_LED or Equivalent Sign Lighting
Commercial | Com ¦ Adaptive Thermostats | 2026 | SC D | MW | After Competition Groups | 11.5588 | 2686370.1741 | 2.6864 | 562.6332 | 0.020544 | 14 | Commercial_2026_SC D_MW_After Competition Groups_14 | Adaptive Thermostats | 2.054% | 2.6864 | 11.5588 | Commercial_2026_SC D_MW_After Competition Groups_Adaptive Thermostats
Commercial | Com ¦ Strip Curtains | 2026 | SC D | MW | After Competition Groups | 10.1731 | 139772.0142 | 0.13977 | 562.6332 | 0.018081 | 15 | Commercial_2026_SC D_MW_After Competition Groups_15 | Strip Curtains | 1.808% | 0.13977 | 10.1731 | Commercial_2026_SC D_MW_After Competition Groups_Strip Curtains
Commercial | Com ¦ Chilled Water Optimization | 2026 | SC D | MW | After Competition Groups | 9.0666 | 1479974.2196 | 1.48 | 562.6332 | 0.016115 | 16 | Commercial_2026_SC D_MW_After Competition Groups_16 | Chilled Water Optimization | 1.611% | 1.48 | 9.0666 | Commercial_2026_SC D_MW_After Competition Groups_Chilled Water Optimization
Commercial | Com ¦ Furnace Tune-Up | 2026 | SC D | MW | After Competition Groups | 8.1984 | 89932.8219 | 0.089933 | 562.6332 | 0.014571 | 17 | Commercial_2026_SC D_MW_After Competition Groups_17 | Furnace Tune-Up | 1.457% | 0.089933 | 8.1984 | Commercial_2026_SC D_MW_After Competition Groups_Furnace Tune-Up
Commercial | Com ¦ Refrigerated Display Case Doors | 2026 | SC D | MW | After Competition Groups | 7.8812 | 2099950.1966 | 2.1 | 562.6332 | 0.014008 | 18 | Commercial_2026_SC D_MW_After Competition Groups_18 | Refrigerated Display Case Doors | 1.401% | 2.1 | 7.8812 | Commercial_2026_SC D_MW_After Competition Groups_Refrigerated Display Case Doors
Commercial | Com ¦ Centrally controlled desktop PC/NETWORK PC POWER MANAGEMENT SOFTWARE | 2026 | SC D | MW | After Competition Groups | 6.7005 | 680791.777 | 0.68079 | 562.6332 | 0.011909 | 19 | Commercial_2026_SC D_MW_After Competition Groups_19 | Centrally controlled desktop PC/NETWORK PC POWER MANAGEMENT SOFTWARE | 1.191% | 0.68079 | 6.7005 | Commercial_2026_SC D_MW_After Competition Groups_Centrally controlled desktop PC/NETWORK PC POWER MANAGEMENT SOFTWARE
Commercial | Com ¦ Variable Frequency Drive (VFD) | 2026 | SC D | MW | After Competition Groups | 5.6046 | 1120270.3808 | 1.1203 | 562.6332 | 0.0099614 | 20 | Commercial_2026_SC D_MW_After Competition Groups_20 | Variable Frequency Drive (VFD) | 0.9961% | 1.1203 | 5.6046 | Commercial_2026_SC D_MW_After Competition Groups_Variable Frequency Drive (VFD)
Commercial | Com ¦ VFD on Pumps | 2026 | SC D | MW | After Competition Groups | 5.2002 | 1084601.3349 | 1.0846 | 562.6332 | 0.0092426 | 21 | Commercial_2026_SC D_MW_After Competition Groups_21 | VFD on Pumps | 0.9243% | 1.0846 | 5.2002 | Commercial_2026_SC D_MW_After Competition Groups_VFD on Pumps
Commercial | Com ¦ Demand Control Ventilation | 2026 | SC D | MW | After Competition Groups | 5.1239 | 907205.7532 | 0.90721 | 562.6332 | 0.009107 | 22 | Commercial_2026_SC D_MW_After Competition Groups_22 | Demand Control Ventilation | 0.9107% | 0.90721 | 5.1239 | Commercial_2026_SC D_MW_After Competition Groups_Demand Control Ventilation
Commercial | Com ¦ Refrigerated Display Case LED | 2026 | SC D | MW | After Competition Groups | 4.6685 | 834798.0749 | 0.8348 | 562.6332 | 0.0082975 | 23 | Commercial_2026_SC D_MW_After Competition Groups_23 | Refrigerated Display Case LED | 0.8298% | 0.8348 | 4.6685 | Commercial_2026_SC D_MW_After Competition Groups_Refrigerated Display Case LED
Commercial | Com ¦ LED parking lot fixture | 2026 | SC D | MW | After Competition Groups | 4.5682 | 11704536.6904 | 11.7045 | 562.6332 | 0.0081193 | 24 | Commercial_2026_SC D_MW_After Competition Groups_24 | LED parking lot fixture | 0.8119% | 11.7045 | 4.5682 | Commercial_2026_SC D_MW_After Competition Groups_LED parking lot fixture
Commercial | Com ¦ LED EXTERIOR AREA LIGHTS - LED fixture (200W) | 2026 | SC D | MW | After Competition Groups | 4.5346 | 0 | 0 | 562.6332 | 0.0080596 | 25 | Commercial_2026_SC D_MW_After Competition Groups_25 | LED EXTERIOR AREA LIGHTS - LED fixture (200W) | 0.806% | 0 | 4.5346 | Commercial_2026_SC D_MW_After Competition Groups_LED EXTERIOR AREA LIGHTS - LED fixture (200W)
Commercial | Com ¦ ECM MOTORS FOR EVAPORATOR FANS for refrigeration (WALK-IN) | 2026 | SC D | MW | After Competition Groups | 2.9222 | 888908.0995 | 0.88891 | 562.6332 | 0.0051938 | 26 | Commercial_2026_SC D_MW_After Competition Groups_26 | ECM MOTORS FOR EVAPORATOR FANS for refrigeration (WALK-IN) | 0.5194% | 0.88891 | 2.9222 | Commercial_2026_SC D_MW_After Competition Groups_ECM MOTORS FOR EVAPORATOR FANS for refrigeration (WALK-IN)
Commercial | Com ¦ ENERGY STAR Griddle (74% eff) | 2026 | SC D | MW | After Competition Groups | 2.6629 | 220906.4193 | 0.22091 | 562.6332 | 0.004733 | 27 | Commercial_2026_SC D_MW_After Competition Groups_27 | ENERGY STAR Griddle (74% eff) | 0.4733% | 0.22091 | 2.6629 | Commercial_2026_SC D_MW_After Competition Groups_ENERGY STAR Griddle (74% eff)
Commercial | Com ¦ Evaporator Fan Controls | 2026 | SC D | MW | After Competition Groups | 2.484 | 152890.3436 | 0.15289 | 562.6332 | 0.004415 | 28 | Commercial_2026_SC D_MW_After Competition Groups_28 | Evaporator Fan Controls | 0.4415% | 0.15289 | 2.484 | Commercial_2026_SC D_MW_After Competition Groups_Evaporator Fan Controls
Commercial | Com ¦ Air Handler with Dedicated Outdoor Air Systems | 2026 | SC D | MW | After Competition Groups | 2.4078 | 182077.3427 | 0.18208 | 562.6332 | 0.0042796 | 29 | Commercial_2026_SC D_MW_After Competition Groups_29 | Air Handler with Dedicated Outdoor Air Systems | 0.428% | 0.18208 | 2.4078 | Commercial_2026_SC D_MW_After Competition Groups_Air Handler with Dedicated Outdoor Air Systems
Commercial | Com ¦ Demand Control Kitchen Ventilation | 2026 | SC D | MW | After Competition Groups | 2.168 | 698869.9963 | 0.69887 | 562.6332 | 0.0038533 | 30 | Commercial_2026_SC D_MW_After Competition Groups_30 | Demand Control Kitchen Ventilation | 0.3853% | 0.69887 | 2.168 | Commercial_2026_SC D_MW_After Competition Groups_Demand Control Kitchen Ventilation
Commercial | Com ¦ LED street light fixture | 2026 | SC D | MW | After Competition Groups | 2.0346 | 0 | 0 | 562.6332 | 0.0036163 | 31 | Commercial_2026_SC D_MW_After Competition Groups_31 | LED street light fixture | 0.3616% | 0 | 2.0346 | Commercial_2026_SC D_MW_After Competition Groups_LED street light fixture
Commercial | Com ¦ Occupancy Sensors | 2026 | SC D | MW | After Competition Groups | 1.8418 | 4884.8368 | 0.0048848 | 562.6332 | 0.0032734 | 32 | Commercial_2026_SC D_MW_After Competition Groups_32 | Occupancy Sensors | 0.3273% | 0.0048848 | 1.8418 | Commercial_2026_SC D_MW_After Competition Groups_Occupancy Sensors
Commercial | Com ¦ Freezer Case Light Sensor | 2026 | SC D | MW | After Competition Groups | 1.7493 | 542397.8987 | 0.5424 | 562.6332 | 0.0031091 | 33 | Commercial_2026_SC D_MW_After Competition Groups_33 | Freezer Case Light Sensor | 0.3109% | 0.5424 | 1.7493 | Commercial_2026_SC D_MW_After Competition Groups_Freezer Case Light Sensor
Commercial | Com ¦ Door Gasket Freezer/Refrigerator | 2026 | SC D | MW | After Competition Groups | 1.7267 | 256288.8439 | 0.25629 | 562.6332 | 0.003069 | 34 | Commercial_2026_SC D_MW_After Competition Groups_34 | Door Gasket Freezer/Refrigerator | 0.3069% | 0.25629 | 1.7267 | Commercial_2026_SC D_MW_After Competition Groups_Door Gasket Freezer/Refrigerator
Commercial | Com ¦ Duct Insulation, R8 | 2026 | SC D | MW | After Competition Groups | 1.5138 | 294544.0809 | 0.29454 | 562.6332 | 0.0026906 | 35 | Commercial_2026_SC D_MW_After Competition Groups_35 | Duct Insulation, R8 | 0.2691% | 0.29454 | 1.5138 | Commercial_2026_SC D_MW_After Competition Groups_Duct Insulation, R8
Commercial | Com ¦ Water Source Heat Pump (4 ton) | 2026 | SC D | MW | After Competition Groups | 1.2671 | 357363.3745 | 0.35736 | 562.6332 | 0.0022521 | 36 | Commercial_2026_SC D_MW_After Competition Groups_36 | Water Source Heat Pump (4 ton) | 0.2252% | 0.35736 | 1.2671 | Commercial_2026_SC D_MW_After Competition Groups_Water Source Heat Pump (4 ton)
Commercial | Com ¦ Temperature Adjustment in Commercial Freezers | 2026 | SC D | MW | After Competition Groups | 0.90915 | 0 | 0 | 562.6332 | 0.0016159 | 37 | Commercial_2026_SC D_MW_After Competition Groups_37 | Temperature Adjustment in Commercial Freezers | 0.1616% | 0 | 0.90915 | Commercial_2026_SC D_MW_After Competition Groups_Temperature Adjustment in Commercial Freezers
Commercial | Com ¦ BEVERAGE VENDING MACHINE CONTROLS | 2026 | SC D | MW | After Competition Groups | 0.82744 | 99212.8662 | 0.099213 | 562.6332 | 0.0014707 | 38 | Commercial_2026_SC D_MW_After Competition Groups_38 | BEVERAGE VENDING MACHINE CONTROLS | 0.1471% | 0.099213 | 0.82744 | Commercial_2026_SC D_MW_After Competition Groups_BEVERAGE VENDING MACHINE CONTROLS
Commercial | Com ¦ Elec Storage WH 2.30 Et | 2026 | SC D | MW | After Competition Groups | 0.81839 | 243825.9467 | 0.24383 | 562.6332 | 0.0014546 | 39 | Commercial_2026_SC D_MW_After Competition Groups_39 | Elec Storage WH 2.30 Et | 0.1455% | 0.24383 | 0.81839 | Commercial_2026_SC D_MW_After Competition Groups_Elec Storage WH 2.30 Et
Commercial | Com ¦ ENERGY STAR Fryer (84% eff) | 2026 | SC D | MW | After Competition Groups | 0.77421 | 114985.9681 | 0.11499 | 562.6332 | 0.001376 | 40 | Commercial_2026_SC D_MW_After Competition Groups_40 | ENERGY STAR Fryer (84% eff) | 0.1376% | 0.11499 | 0.77421 | Commercial_2026_SC D_MW_After Competition Groups_ENERGY STAR Fryer (84% eff)
Commercial | Com ¦ Vertical Night Covers | 2026 | SC D | MW | After Competition Groups | 0.71368 | 71016.6623 | 0.071017 | 562.6332 | 0.0012685 | 41 | Commercial_2026_SC D_MW_After Competition Groups_41 | Vertical Night Covers | 0.1268% | 0.071017 | 0.71368 | Commercial_2026_SC D_MW_After Competition Groups_Vertical Night Covers
Commercial | Com ¦ Outside Air Economizer | 2026 | SC D | MW | After Competition Groups | 0.6333 | 100549.1231 | 0.10055 | 562.6332 | 0.0011256 | 42 | Commercial_2026_SC D_MW_After Competition Groups_42 | Outside Air Economizer | 0.1126% | 0.10055 | 0.6333 | Commercial_2026_SC D_MW_After Competition Groups_Outside Air Economizer
Commercial | Com ¦ CO Sensors for parking garage exhaust fans | 2026 | SC D | MW | After Competition Groups | 0.60672 | 143237.3143 | 0.14324 | 562.6332 | 0.0010784 | 43 | Commercial_2026_SC D_MW_After Competition Groups_43 | CO Sensors for parking garage exhaust fans | 0.1078% | 0.14324 | 0.60672 | Commercial_2026_SC D_MW_After Competition Groups_CO Sensors for parking garage exhaust fans
Commercial | Com ¦ Energy Efficient Laboratory Fume Hood | 2026 | SC D | MW | After Competition Groups | 0.5826 | 148575.9918 | 0.14858 | 562.6332 | 0.0010355 | 44 | Commercial_2026_SC D_MW_After Competition Groups_44 | Energy Efficient Laboratory Fume Hood | 0.1035% | 0.14858 | 0.5826 | Commercial_2026_SC D_MW_After Competition Groups_Energy Efficient Laboratory Fume Hood
Commercial | Com ¦ Water Heating (DHW) Pipe Insulation (Add 3/4\ Foam)" | 2026 | SC D | MW | After Competition Groups | 0.54569 | 124849.3477 | 0.12485 | 562.6332 | 0.00096989 | 45 | Commercial_2026_SC D_MW_After Competition Groups_45 | Water Heating (DHW) Pipe Insulation (Add 3/4\ Foam)" | 0.09699% | 0.12485 | 0.54569 | Commercial_2026_SC D_MW_After Competition Groups_Water Heating (DHW) Pipe Insulation (Add 3/4\ Foam)"
Commercial | Com ¦ Thermostat Setback | 2026 | SC D | MW | After Competition Groups | 0.53881 | 0 | 0 | 562.6332 | 0.00095766 | 46 | Commercial_2026_SC D_MW_After Competition Groups_46 | Thermostat Setback | 0.09577% | 0 | 0.53881 | Commercial_2026_SC D_MW_After Competition Groups_Thermostat Setback
Commercial | Com ¦ ENERGY STAR Steam Cookers | 2026 | SC D | MW | After Competition Groups | 0.49606 | 73445.8495 | 0.073446 | 562.6332 | 0.00088167 | 47 | Commercial_2026_SC D_MW_After Competition Groups_47 | ENERGY STAR Steam Cookers | 0.08817% | 0.073446 | 0.49606 | Commercial_2026_SC D_MW_After Competition Groups_ENERGY STAR Steam Cookers
Commercial | Com ¦ Suction Pipe Insulation Freezer/Refrigerator | 2026 | SC D | MW | After Competition Groups | 0.3584 | 66380.9547 | 0.066381 | 562.6332 | 0.000637 | 48 | Commercial_2026_SC D_MW_After Competition Groups_48 | Suction Pipe Insulation Freezer/Refrigerator | 0.0637% | 0.066381 | 0.3584 | Commercial_2026_SC D_MW_After Competition Groups_Suction Pipe Insulation Freezer/Refrigerator
Commercial | Com ¦ ENERGY STAR Dishwasher | 2026 | SC D | MW | After Competition Groups | 0.31799 | 30419.9369 | 0.03042 | 562.6332 | 0.00056519 | 49 | Commercial_2026_SC D_MW_After Competition Groups_49 | ENERGY STAR Dishwasher | 0.05652% | 0.03042 | 0.31799 | Commercial_2026_SC D_MW_After Competition Groups_ENERGY STAR Dishwasher
Commercial | Com ¦ Ozone Laundry Treatment | 2026 | SC D | MW | After Competition Groups | 0.13135 | 29863.6972 | 0.029864 | 562.6332 | 0.00023346 | 50 | Commercial_2026_SC D_MW_After Competition Groups_50 | Ozone Laundry Treatment | 0.02335% | 0.029864 | 0.13135 | Commercial_2026_SC D_MW_After Competition Groups_Ozone Laundry Treatment
Commercial | Com ¦ Condensing Make Up Air Unit | 2026 | SC D | MW | After Competition Groups | 0.092609 | 57535.993 | 0.057536 | 562.6332 | 0.0001646 | 51 | Commercial_2026_SC D_MW_After Competition Groups_51 | Condensing Make Up Air Unit | 0.01646% | 0.057536 | 0.092609 | Commercial_2026_SC D_MW_After Competition Groups_Condensing Make Up Air Unit
Commercial | Com ¦ ECM MOTORS FOR HVAC APPLICATION (FAN-POWERED VAV BOX) | 2026 | SC D | MW | After Competition Groups | 0.08397 | 20545.1839 | 0.020545 | 562.6332 | 0.00014924 | 52 | Commercial_2026_SC D_MW_After Competition Groups_52 | ECM MOTORS FOR HVAC APPLICATION (FAN-POWERED VAV BOX) | 0.01492% | 0.020545 | 0.08397 | Commercial_2026_SC D_MW_After Competition Groups_ECM MOTORS FOR HVAC APPLICATION (FAN-POWERED VAV BOX)
Commercial | COM ¦ Ductless Mini-Split Heat Pumps | 2026 | SC D | MW | After Competition Groups | 0.0783 | 149.456 | 0.00014946 | 562.6332 | 0.00013917 | 53 | Commercial_2026_SC D_MW_After Competition Groups_53 | Ductless Mini-Split Heat Pumps | 0.01392% | 0.00014946 | 0.0783 | Commercial_2026_SC D_MW_After Competition Groups_Ductless Mini-Split Heat Pumps
Commercial | Com ¦ CEE Tier 2/Energy Star Clothes Washers | 2026 | SC D | MW | After Competition Groups | 0.067534 | 7337.8097 | 0.0073378 | 562.6332 | 0.00012003 | 54 | Commercial_2026_SC D_MW_After Competition Groups_54 | CEE Tier 2/Energy Star Clothes Washers | 0.012% | 0.0073378 | 0.067534 | Commercial_2026_SC D_MW_After Competition Groups_CEE Tier 2/Energy Star Clothes Washers
Commercial | Com ¦ HVAC Optimization | 2026 | SC D | MW | After Competition Groups | 0.062346 | 217.0543 | 0.00021705 | 562.6332 | 0.00011081 | 55 | Commercial_2026_SC D_MW_After Competition Groups_55 | HVAC Optimization | 0.01108% | 0.00021705 | 0.062346 | Commercial_2026_SC D_MW_After Competition Groups_HVAC Optimization
Commercial | Com ¦ PTAC (12 EER/10,000 BTU) | 2026 | SC D | MW | After Competition Groups | 0.048453 | 10950.5738 | 0.010951 | 562.6332 | 8.6118e-05 | 56 | Commercial_2026_SC D_MW_After Competition Groups_56 | PTAC (12 EER/10,000 BTU) | 0.008612% | 0.010951 | 0.048453 | Commercial_2026_SC D_MW_After Competition Groups_PTAC (12 EER/10,000 BTU)
Commercial | Com ¦ Auto Off Time Switch or Time Clock control | 2026 | SC D | MW | After Competition Groups | 0.042495 | 65.829 | 6.5829e-05 | 562.6332 | 7.5529e-05 | 57 | Commercial_2026_SC D_MW_After Competition Groups_57 | Auto Off Time Switch or Time Clock control | 0.007553% | 6.5829e-05 | 0.042495 | Commercial_2026_SC D_MW_After Competition Groups_Auto Off Time Switch or Time Clock control
Commercial | Com ¦ Low Flow Pre-Rinse Spray Nozzle | 2026 | SC D | MW | After Competition Groups | 0.04013 | 2666.1328 | 0.0026661 | 562.6332 | 7.1326e-05 | 58 | Commercial_2026_SC D_MW_After Competition Groups_58 | Low Flow Pre-Rinse Spray Nozzle | 0.007133% | 0.0026661 | 0.04013 | Commercial_2026_SC D_MW_After Competition Groups_Low Flow Pre-Rinse Spray Nozzle
Commercial | Com ¦ Demand controlled Circulating Systems | 2026 | SC D | MW | After Competition Groups | 0.038734 | 9642.2867 | 0.0096423 | 562.6332 | 6.8844e-05 | 59 | Commercial_2026_SC D_MW_After Competition Groups_59 | Demand controlled Circulating Systems | 0.006884% | 0.0096423 | 0.038734 | Commercial_2026_SC D_MW_After Competition Groups_Demand controlled Circulating Systems
Commercial | Com ¦ Notched V belts for HVAC Systems | 2026 | SC D | MW | After Competition Groups | 0.030895 | 5485.9614 | 0.005486 | 562.6332 | 5.4912e-05 | 60 | Commercial_2026_SC D_MW_After Competition Groups_60 | Notched V belts for HVAC Systems | 0.005491% | 0.005486 | 0.030895 | Commercial_2026_SC D_MW_After Competition Groups_Notched V belts for HVAC Systems
Commercial | Com ¦ Solar Water Preheat (Pools/DHW) | 2026 | SC D | MW | After Competition Groups | 0.025095 | 1422.61 | 0.0014226 | 562.6332 | 4.4603e-05 | 61 | Commercial_2026_SC D_MW_After Competition Groups_61 | Solar Water Preheat (Pools/DHW) | 0.00446% | 0.0014226 | 0.025095 | Commercial_2026_SC D_MW_After Competition Groups_Solar Water Preheat (Pools/DHW)
Commercial | Com ¦ Commercial Hot Food Holding Cabinets | 2026 | SC D | MW | After Competition Groups | 0.021691 | 2309.6937 | 0.0023097 | 562.6332 | 3.8552e-05 | 62 | Commercial_2026_SC D_MW_After Competition Groups_62 | Commercial Hot Food Holding Cabinets | 0.003855% | 0.0023097 | 0.021691 | Commercial_2026_SC D_MW_After Competition Groups_Commercial Hot Food Holding Cabinets
Commercial | Com ¦ Condensing Unit Heaters or other Efficient Unit Heating System | 2026 | SC D | MW | After Competition Groups | 0.012926 | 0 | 0 | 562.6332 | 2.2975e-05 | 63 | Commercial_2026_SC D_MW_After Competition Groups_63 | Condensing Unit Heaters or other Efficient Unit Heating System | 0.002297% | 0 | 0.012926 | Commercial_2026_SC D_MW_After Competition Groups_Condensing Unit Heaters or other Efficient Unit Heating System
Commercial | Com ¦ Wall Insulation | 2026 | SC D | MW | After Competition Groups | 0.012403 | 71.4957 | 7.1496e-05 | 562.6332 | 2.2045e-05 | 64 | Commercial_2026_SC D_MW_After Competition Groups_64 | Wall Insulation | 0.002204% | 7.1496e-05 | 0.012403 | Commercial_2026_SC D_MW_After Competition Groups_Wall Insulation
Commercial | Com ¦ VSD Air Compressor | 2026 | SC D | MW | After Competition Groups | 0.010259 | 497.3429 | 0.00049734 | 562.6332 | 1.8234e-05 | 65 | Commercial_2026_SC D_MW_After Competition Groups_65 | VSD Air Compressor | 0.001823% | 0.00049734 | 0.010259 | Commercial_2026_SC D_MW_After Competition Groups_VSD Air Compressor
Commercial | Com ¦ Air Curtains | 2026 | SC D | MW | After Competition Groups | 0.0091135 | 2062.177 | 0.0020622 | 562.6332 | 1.6198e-05 | 66 | Commercial_2026_SC D_MW_After Competition Groups_66 | Air Curtains | 0.00162% | 0.0020622 | 0.0091135 | Commercial_2026_SC D_MW_After Competition Groups_Air Curtains
Commercial | Com ¦ High Efficiency Chiller (avg of water and air cooled) | 2026 | SC D | MW | After Competition Groups | 0.0082378 | 2020.977 | 0.002021 | 562.6332 | 1.4642e-05 | 67 | Commercial_2026_SC D_MW_After Competition Groups_67 | High Efficiency Chiller (avg of water and air cooled) | 0.001464% | 0.002021 | 0.0082378 | Commercial_2026_SC D_MW_After Competition Groups_High Efficiency Chiller (avg of water and air cooled)
Commercial | Com ¦ Room AC (w/ louvered sides) 14 SEER from 12 SEER code | 2026 | SC D | MW | After Competition Groups | 0.0065666 | 1795.6689 | 0.0017957 | 562.6332 | 1.1671e-05 | 68 | Commercial_2026_SC D_MW_After Competition Groups_68 | Room AC (w/ louvered sides) 14 SEER from 12 SEER code | 0.001167% | 0.0017957 | 0.0065666 | Commercial_2026_SC D_MW_After Competition Groups_Room AC (w/ louvered sides) 14 SEER from 12 SEER code
Commercial | Com ¦ LED RECESSED DOWNLIGHTS | 2026 | SC D | MW | After Competition Groups | 0.0031438 | 1790.8512 | 0.0017909 | 562.6332 | 5.5876e-06 | 69 | Commercial_2026_SC D_MW_After Competition Groups_69 | LED RECESSED DOWNLIGHTS | 0.0005588% | 0.0017909 | 0.0031438 | Commercial_2026_SC D_MW_After Competition Groups_LED RECESSED DOWNLIGHTS
Commercial | Com ¦ Energy Recovery Ventilation and Ventilation (Enhanced) | 2026 | SC D | MW | After Competition Groups | 0.0021514 | 0 | 0 | 562.6332 | 3.8239e-06 | 70 | Commercial_2026_SC D_MW_After Competition Groups_70 | Energy Recovery Ventilation and Ventilation (Enhanced) | 0.0003824% | 0 | 0.0021514 | Commercial_2026_SC D_MW_After Competition Groups_Energy Recovery Ventilation and Ventilation (Enhanced)
Commercial | Com ¦ High Efficiency Small Instantaneous Water Heater | 2026 | SC D | MW | After Competition Groups | 0.0011617 | 1087.1808 | 0.0010872 | 562.6332 | 2.0648e-06 | 71 | Commercial_2026_SC D_MW_After Competition Groups_71 | High Efficiency Small Instantaneous Water Heater | 0.0002065% | 0.0010872 | 0.0011617 | Commercial_2026_SC D_MW_After Competition Groups_High Efficiency Small Instantaneous Water Heater
Commercial | Com ¦ EC Plug Fan for Data Center (under cabinet) | 2026 | SC D | MW | After Competition Groups | 0.0010193 | 363.3511 | 0.00036335 | 562.6332 | 1.8117e-06 | 72 | Commercial_2026_SC D_MW_After Competition Groups_72 | EC Plug Fan for Data Center (under cabinet) | 0.0001812% | 0.00036335 | 0.0010193 | Commercial_2026_SC D_MW_After Competition Groups_EC Plug Fan for Data Center (under cabinet)
Commercial | Com ¦ LLLC - High Impact Application | 2026 | SC D | MW | After Competition Groups | 0.00077058 | 4.7595 | 4.7595e-06 | 562.6332 | 1.3696e-06 | 73 | Commercial_2026_SC D_MW_After Competition Groups_73 | LLLC - High Impact Application | 0.000137% | 4.7595e-06 | 0.00077058 | Commercial_2026_SC D_MW_After Competition Groups_LLLC - High Impact Application
Commercial | Com ¦ Electric Convection Combination Ovens | 2026 | SC D | MW | After Competition Groups | 0.00018058 | 3.732 | 3.732e-06 | 562.6332 | 3.2095e-07 | 74 | Commercial_2026_SC D_MW_After Competition Groups_74 | Electric Convection Combination Ovens | 3.209e-05% | 3.732e-06 | 0.00018058 | Commercial_2026_SC D_MW_After Competition Groups_Electric Convection Combination Ovens
Commercial | Com ¦ LLLC - Low Impact Application | 2026 | SC D | MW | After Competition Groups | 6.2147e-05 | 30.2948 | 3.0295e-05 | 562.6332 | 1.1046e-07 | 75 | Commercial_2026_SC D_MW_After Competition Groups_75 | LLLC - Low Impact Application | 1.105e-05% | 3.0295e-05 | 6.2147e-05 | Commercial_2026_SC D_MW_After Competition Groups_LLLC - Low Impact Application
Commercial | Com ¦ Networked/Connected - Low Impact Application | 2026 | SC D | MW | After Competition Groups | 1.2974e-08 | 0.0085854 | 8.5854e-09 | 562.6332 | 2.306e-11 | 76 | Commercial_2026_SC D_MW_After Competition Groups_76 | Networked/Connected - Low Impact Application | 2.306e-09% | 8.5854e-09 | 1.2974e-08 | Commercial_2026_SC D_MW_After Competition Groups_Networked/Connected - Low Impact Application
Commercial | Com ¦ Networked/Connected - High Impact Application | 2026 | SC D | MW | After Competition Groups | 6.1271e-10 | 3.1727e-17 | 3.1727e-23 | 562.6332 | 1.089e-12 | 77 | Commercial_2026_SC D_MW_After Competition Groups_77 | Networked/Connected - High Impact Application | 1.089e-10% | 3.1727e-23 | 6.1271e-10 | Commercial_2026_SC D_MW_After Competition Groups_Networked/Connected - High Impact Application
Commercial | Com ¦ Efficient compressor motor | 2026 | SC D | MW | After Competition Groups | 0 | 0 | 0 | 562.6332 | 0 | 78 | Commercial_2026_SC D_MW_After Competition Groups_78 | Efficient compressor motor | 0% | 0 | 0 | Commercial_2026_SC D_MW_After Competition Groups_Efficient compressor motor
Commercial | Com ¦ Indoor Daylight Sensors/Photocell Dimming Control | 2026 | SC D | MW | After Competition Groups | 0 | 0 | 0 | 562.6332 | 0 | 79 | Commercial_2026_SC D_MW_After Competition Groups_79 | Indoor Daylight Sensors/Photocell Dimming Control | 0% | 0 | 0 | Commercial_2026_SC D_MW_After Competition Groups_Indoor Daylight Sensors/Photocell Dimming Control
Commercial | Com ¦ Variable Refrigerant Flow Heat Pump | 2026 | SC D | MW | After Competition Groups | 0 | 0 | 0 | 562.6332 | 0 | 80 | Commercial_2026_SC D_MW_After Competition Groups_80 | Variable Refrigerant Flow Heat Pump | 0% | 0 | 0 | Commercial_2026_SC D_MW_After Competition Groups_Variable Refrigerant Flow Heat Pump
Commercial | Com ¦ Building Recommissioning, Operations and Maintenance (O&M) Improvements | 2026 | Technical | MW | After Competition Groups | 268.7011 | 0 | 0 | 2335.0166 | 0.11507 | 1 | Commercial_2026_Technical_MW_After Competition Groups_1 | Building Recommissioning, Operations and Maintenance (O&M) Improvements | 11.51% | 0 | 268.7011 | Commercial_2026_Technical_MW_After Competition Groups_Building Recommissioning, Operations and Maintenance (O&M) Improvements
Commercial | Com ¦ Education and Capacity Building/Energy Behavior | 2026 | Technical | MW | After Competition Groups | 242.1892 | 0 | 0 | 2335.0166 | 0.10372 | 2 | Commercial_2026_Technical_MW_After Competition Groups_2 | Education and Capacity Building/Energy Behavior | 10.37% | 0 | 242.1892 | Commercial_2026_Technical_MW_After Competition Groups_Education and Capacity Building/Energy Behavior
Commercial | Com ¦ LED Low/High Bay | 2026 | Technical | MW | After Competition Groups | 193.1863 | 0 | 0 | 2335.0166 | 0.082734 | 3 | Commercial_2026_Technical_MW_After Competition Groups_3 | LED Low/High Bay | 8.273% | 0 | 193.1863 | Commercial_2026_Technical_MW_After Competition Groups_LED Low/High Bay
Commercial | Com ¦ Central Lighting Control System | 2026 | Technical | MW | After Competition Groups | 157.1513 | 0 | 0 | 2335.0166 | 0.067302 | 4 | Commercial_2026_Technical_MW_After Competition Groups_4 | Central Lighting Control System | 6.73% | 0 | 157.1513 | Commercial_2026_Technical_MW_After Competition Groups_Central Lighting Control System
Commercial | Com ¦ LED Troffer/Surface/Suspended | 2026 | Technical | MW | After Competition Groups | 143.8775 | 0 | 0 | 2335.0166 | 0.061617 | 5 | Commercial_2026_Technical_MW_After Competition Groups_5 | LED Troffer/Surface/Suspended | 6.162% | 0 | 143.8775 | Commercial_2026_Technical_MW_After Competition Groups_LED Troffer/Surface/Suspended
Commercial | Com ¦ ENERGY STAR LED LAMPS (REFLECTOR LAMPs/MR16/PAR 16) | 2026 | Technical | MW | After Competition Groups | 132.9929 | 0 | 0 | 2335.0166 | 0.056956 | 6 | Commercial_2026_Technical_MW_After Competition Groups_6 | ENERGY STAR LED LAMPS (REFLECTOR LAMPs/MR16/PAR 16) | 5.696% | 0 | 132.9929 | Commercial_2026_Technical_MW_After Competition Groups_ENERGY STAR LED LAMPS (REFLECTOR LAMPs/MR16/PAR 16)
Commercial | Com ¦ Variable Refrigerant Flow Heat Pump | 2026 | Technical | MW | After Competition Groups | 121.4755 | 0 | 0 | 2335.0166 | 0.052023 | 7 | Commercial_2026_Technical_MW_After Competition Groups_7 | Variable Refrigerant Flow Heat Pump | 5.202% | 0 | 121.4755 | Commercial_2026_Technical_MW_After Competition Groups_Variable Refrigerant Flow Heat Pump
Commercial | Com ¦ High Efficiency Air Source Heat Pump | 2026 | Technical | MW | After Competition Groups | 115.9961 | 0 | 0 | 2335.0166 | 0.049677 | 8 | Commercial_2026_Technical_MW_After Competition Groups_8 | High Efficiency Air Source Heat Pump | 4.968% | 0 | 115.9961 | Commercial_2026_Technical_MW_After Competition Groups_High Efficiency Air Source Heat Pump
Commercial | Com ¦ Advanced BAS/Controllers | 2026 | Technical | MW | After Competition Groups | 93.6206 | 0 | 0 | 2335.0166 | 0.040094 | 9 | Commercial_2026_Technical_MW_After Competition Groups_9 | Advanced BAS/Controllers | 4.009% | 0 | 93.6206 | Commercial_2026_Technical_MW_After Competition Groups_Advanced BAS/Controllers
Commercial | Com ¦ Unitary Air-Conditioning Unit | 2026 | Technical | MW | After Competition Groups | 77.756 | 0 | 0 | 2335.0166 | 0.0333 | 10 | Commercial_2026_Technical_MW_After Competition Groups_10 | Unitary Air-Conditioning Unit | 3.33% | 0 | 77.756 | Commercial_2026_Technical_MW_After Competition Groups_Unitary Air-Conditioning Unit
Commercial | Com ¦ LED Replacement Lamp (Tube) | 2026 | Technical | MW | After Competition Groups | 56.9347 | 0 | 0 | 2335.0166 | 0.024383 | 11 | Commercial_2026_Technical_MW_After Competition Groups_11 | LED Replacement Lamp (Tube) | 2.438% | 0 | 56.9347 | Commercial_2026_Technical_MW_After Competition Groups_LED Replacement Lamp (Tube)
Commercial | Com ¦ Smart Strip Plug Outlets | 2026 | Technical | MW | After Competition Groups | 51.7479 | 0 | 0 | 2335.0166 | 0.022162 | 12 | Commercial_2026_Technical_MW_After Competition Groups_12 | Smart Strip Plug Outlets | 2.216% | 0 | 51.7479 | Commercial_2026_Technical_MW_After Competition Groups_Smart Strip Plug Outlets
Commercial | Com ¦ Adaptive Thermostats | 2026 | Technical | MW | After Competition Groups | 40.6705 | 0 | 0 | 2335.0166 | 0.017418 | 13 | Commercial_2026_Technical_MW_After Competition Groups_13 | Adaptive Thermostats | 1.742% | 0 | 40.6705 | Commercial_2026_Technical_MW_After Competition Groups_Adaptive Thermostats
Commercial | Com ¦ Refrigerated Display Case Doors | 2026 | Technical | MW | After Competition Groups | 34.6944 | 0 | 0 | 2335.0166 | 0.014858 | 14 | Commercial_2026_Technical_MW_After Competition Groups_14 | Refrigerated Display Case Doors | 1.486% | 0 | 34.6944 | Commercial_2026_Technical_MW_After Competition Groups_Refrigerated Display Case Doors
Commercial | Com ¦ Data Center Storage/Server Virtualization | 2026 | Technical | MW | After Competition Groups | 34.0268 | 0 | 0 | 2335.0166 | 0.014572 | 15 | Commercial_2026_Technical_MW_After Competition Groups_15 | Data Center Storage/Server Virtualization | 1.457% | 0 | 34.0268 | Commercial_2026_Technical_MW_After Competition Groups_Data Center Storage/Server Virtualization
Commercial | Com ¦ Furnace Tune-Up | 2026 | Technical | MW | After Competition Groups | 32.0872 | 0 | 0 | 2335.0166 | 0.013742 | 16 | Commercial_2026_Technical_MW_After Competition Groups_16 | Furnace Tune-Up | 1.374% | 0 | 32.0872 | Commercial_2026_Technical_MW_After Competition Groups_Furnace Tune-Up
Commercial | Com ¦ Strip Curtains | 2026 | Technical | MW | After Competition Groups | 30.524 | 0 | 0 | 2335.0166 | 0.013072 | 17 | Commercial_2026_Technical_MW_After Competition Groups_17 | Strip Curtains | 1.307% | 0 | 30.524 | Commercial_2026_Technical_MW_After Competition Groups_Strip Curtains
Commercial | Com ¦ Demand Control Ventilation | 2026 | Technical | MW | After Competition Groups | 29.9562 | 0 | 0 | 2335.0166 | 0.012829 | 18 | Commercial_2026_Technical_MW_After Competition Groups_18 | Demand Control Ventilation | 1.283% | 0 | 29.9562 | Commercial_2026_Technical_MW_After Competition Groups_Demand Control Ventilation
Commercial | Com ¦ LED or Equivalent Sign Lighting | 2026 | Technical | MW | After Competition Groups | 24.7274 | 0 | 0 | 2335.0166 | 0.01059 | 19 | Commercial_2026_Technical_MW_After Competition Groups_19 | LED or Equivalent Sign Lighting | 1.059% | 0 | 24.7274 | Commercial_2026_Technical_MW_After Competition Groups_LED or Equivalent Sign Lighting
Commercial | Com ¦ Adding reflective (White) roof treatment or a green roof | 2026 | Technical | MW | After Competition Groups | 24.2704 | 0 | 0 | 2335.0166 | 0.010394 | 20 | Commercial_2026_Technical_MW_After Competition Groups_20 | Adding reflective (White) roof treatment or a green roof | 1.039% | 0 | 24.2704 | Commercial_2026_Technical_MW_After Competition Groups_Adding reflective (White) roof treatment or a green roof
Commercial | Com ¦ Refrigerated Display Case LED | 2026 | Technical | MW | After Competition Groups | 23.7069 | 0 | 0 | 2335.0166 | 0.010153 | 21 | Commercial_2026_Technical_MW_After Competition Groups_21 | Refrigerated Display Case LED | 1.015% | 0 | 23.7069 | Commercial_2026_Technical_MW_After Competition Groups_Refrigerated Display Case LED
Commercial | Com ¦ Centrally controlled desktop PC/NETWORK PC POWER MANAGEMENT SOFTWARE | 2026 | Technical | MW | After Competition Groups | 22.5989 | 0 | 0 | 2335.0166 | 0.0096783 | 22 | Commercial_2026_Technical_MW_After Competition Groups_22 | Centrally controlled desktop PC/NETWORK PC POWER MANAGEMENT SOFTWARE | 0.9678% | 0 | 22.5989 | Commercial_2026_Technical_MW_After Competition Groups_Centrally controlled desktop PC/NETWORK PC POWER MANAGEMENT SOFTWARE
Commercial | Com ¦ Variable Frequency Drive (VFD) | 2026 | Technical | MW | After Competition Groups | 22.3332 | 0 | 0 | 2335.0166 | 0.0095645 | 23 | Commercial_2026_Technical_MW_After Competition Groups_23 | Variable Frequency Drive (VFD) | 0.9564% | 0 | 22.3332 | Commercial_2026_Technical_MW_After Competition Groups_Variable Frequency Drive (VFD)
Commercial | Com ¦ Reach-in Shaded Pole to ECM/PSC Evaporator Fan Motor | 2026 | Technical | MW | After Competition Groups | 22.2056 | 0 | 0 | 2335.0166 | 0.0095098 | 24 | Commercial_2026_Technical_MW_After Competition Groups_24 | Reach-in Shaded Pole to ECM/PSC Evaporator Fan Motor | 0.951% | 0 | 22.2056 | Commercial_2026_Technical_MW_After Competition Groups_Reach-in Shaded Pole to ECM/PSC Evaporator Fan Motor
Commercial | Com ¦ Door Gasket Freezer/Refrigerator | 2026 | Technical | MW | After Competition Groups | 21.7791 | 0 | 0 | 2335.0166 | 0.0093272 | 25 | Commercial_2026_Technical_MW_After Competition Groups_25 | Door Gasket Freezer/Refrigerator | 0.9327% | 0 | 21.7791 | Commercial_2026_Technical_MW_After Competition Groups_Door Gasket Freezer/Refrigerator
Commercial | Com ¦ VFD on Pumps | 2026 | Technical | MW | After Competition Groups | 20.9013 | 0 | 0 | 2335.0166 | 0.0089512 | 26 | Commercial_2026_Technical_MW_After Competition Groups_26 | VFD on Pumps | 0.8951% | 0 | 20.9013 | Commercial_2026_Technical_MW_After Competition Groups_VFD on Pumps
Commercial | Com ¦ Refrigeration Optimization | 2026 | Technical | MW | After Competition Groups | 19.4067 | 0 | 0 | 2335.0166 | 0.0083112 | 27 | Commercial_2026_Technical_MW_After Competition Groups_27 | Refrigeration Optimization | 0.8311% | 0 | 19.4067 | Commercial_2026_Technical_MW_After Competition Groups_Refrigeration Optimization
Commercial | Com ¦ HOTEL OCCUPANCY CONTROLS (HVAC + LIGHTING) | 2026 | Technical | MW | After Competition Groups | 19.0979 | 0 | 0 | 2335.0166 | 0.0081789 | 28 | Commercial_2026_Technical_MW_After Competition Groups_28 | HOTEL OCCUPANCY CONTROLS (HVAC + LIGHTING) | 0.8179% | 0 | 19.0979 | Commercial_2026_Technical_MW_After Competition Groups_HOTEL OCCUPANCY CONTROLS (HVAC + LIGHTING)
Commercial | Com ¦ Chilled Water Optimization | 2026 | Technical | MW | After Competition Groups | 18.6998 | 0 | 0 | 2335.0166 | 0.0080084 | 29 | Commercial_2026_Technical_MW_After Competition Groups_29 | Chilled Water Optimization | 0.8008% | 0 | 18.6998 | Commercial_2026_Technical_MW_After Competition Groups_Chilled Water Optimization
Commercial | Com ¦ Air Handler with Dedicated Outdoor Air Systems | 2026 | Technical | MW | After Competition Groups | 17.0456 | 0 | 0 | 2335.0166 | 0.0073 | 30 | Commercial_2026_Technical_MW_After Competition Groups_30 | Air Handler with Dedicated Outdoor Air Systems | 0.73% | 0 | 17.0456 | Commercial_2026_Technical_MW_After Competition Groups_Air Handler with Dedicated Outdoor Air Systems
Commercial | Com ¦ ENERGY STAR LED LAMPS (General Service Lamps) | 2026 | Technical | MW | After Competition Groups | 15.5877 | 0 | 0 | 2335.0166 | 0.0066756 | 31 | Commercial_2026_Technical_MW_After Competition Groups_31 | ENERGY STAR LED LAMPS (General Service Lamps) | 0.6676% | 0 | 15.5877 | Commercial_2026_Technical_MW_After Competition Groups_ENERGY STAR LED LAMPS (General Service Lamps)
Commercial | Com ¦ Indoor Daylight Sensors/Photocell Dimming Control | 2026 | Technical | MW | After Competition Groups | 14.0558 | 0 | 0 | 2335.0166 | 0.0060196 | 32 | Commercial_2026_Technical_MW_After Competition Groups_32 | Indoor Daylight Sensors/Photocell Dimming Control | 0.602% | 0 | 14.0558 | Commercial_2026_Technical_MW_After Competition Groups_Indoor Daylight Sensors/Photocell Dimming Control
Commercial | Com ¦ ENERGY STAR FREEZER | 2026 | Technical | MW | After Competition Groups | 13.2681 | 0 | 0 | 2335.0166 | 0.0056822 | 33 | Commercial_2026_Technical_MW_After Competition Groups_33 | ENERGY STAR FREEZER | 0.5682% | 0 | 13.2681 | Commercial_2026_Technical_MW_After Competition Groups_ENERGY STAR FREEZER
Commercial | Com ¦ ECM MOTORS FOR EVAPORATOR FANS for refrigeration (WALK-IN) | 2026 | Technical | MW | After Competition Groups | 11.6178 | 0 | 0 | 2335.0166 | 0.0049755 | 34 | Commercial_2026_Technical_MW_After Competition Groups_34 | ECM MOTORS FOR EVAPORATOR FANS for refrigeration (WALK-IN) | 0.4975% | 0 | 11.6178 | Commercial_2026_Technical_MW_After Competition Groups_ECM MOTORS FOR EVAPORATOR FANS for refrigeration (WALK-IN)
Commercial | Com ¦ High R-Value Glass Doors/no-heat glass door | 2026 | Technical | MW | After Competition Groups | 10.996 | 0 | 0 | 2335.0166 | 0.0047092 | 35 | Commercial_2026_Technical_MW_After Competition Groups_35 | High R-Value Glass Doors/no-heat glass door | 0.4709% | 0 | 10.996 | Commercial_2026_Technical_MW_After Competition Groups_High R-Value Glass Doors/no-heat glass door
Commercial | Com ¦ Demand Control Kitchen Ventilation | 2026 | Technical | MW | After Competition Groups | 10.3696 | 0 | 0 | 2335.0166 | 0.0044409 | 36 | Commercial_2026_Technical_MW_After Competition Groups_36 | Demand Control Kitchen Ventilation | 0.4441% | 0 | 10.3696 | Commercial_2026_Technical_MW_After Competition Groups_Demand Control Kitchen Ventilation
Commercial | Com ¦ ENERGY STAR ICE MACHINES - Ice Making Head | 2026 | Technical | MW | After Competition Groups | 10.1219 | 0 | 0 | 2335.0166 | 0.0043349 | 37 | Commercial_2026_Technical_MW_After Competition Groups_37 | ENERGY STAR ICE MACHINES - Ice Making Head | 0.4335% | 0 | 10.1219 | Commercial_2026_Technical_MW_After Competition Groups_ENERGY STAR ICE MACHINES - Ice Making Head
Commercial | Com ¦ Freezer Case Light Sensor | 2026 | Technical | MW | After Competition Groups | 10.0519 | 0 | 0 | 2335.0166 | 0.0043048 | 38 | Commercial_2026_Technical_MW_After Competition Groups_38 | Freezer Case Light Sensor | 0.4305% | 0 | 10.0519 | Commercial_2026_Technical_MW_After Competition Groups_Freezer Case Light Sensor
Commercial | Com ¦ Occupancy Sensors | 2026 | Technical | MW | After Competition Groups | 9.825 | 0 | 0 | 2335.0166 | 0.0042077 | 39 | Commercial_2026_Technical_MW_After Competition Groups_39 | Occupancy Sensors | 0.4208% | 0 | 9.825 | Commercial_2026_Technical_MW_After Competition Groups_Occupancy Sensors
Commercial | Com ¦ Evaporator Fan Controls | 2026 | Technical | MW | After Competition Groups | 9.793 | 0 | 0 | 2335.0166 | 0.004194 | 40 | Commercial_2026_Technical_MW_After Competition Groups_40 | Evaporator Fan Controls | 0.4194% | 0 | 9.793 | Commercial_2026_Technical_MW_After Competition Groups_Evaporator Fan Controls
Commercial | Com ¦ Refrigeration Commissioning | 2026 | Technical | MW | After Competition Groups | 6.8208 | 0 | 0 | 2335.0166 | 0.0029211 | 41 | Commercial_2026_Technical_MW_After Competition Groups_41 | Refrigeration Commissioning | 0.2921% | 0 | 6.8208 | Commercial_2026_Technical_MW_After Competition Groups_Refrigeration Commissioning
Commercial | Com ¦ ENERGY STAR Refrigerator | 2026 | Technical | MW | After Competition Groups | 6.3948 | 0 | 0 | 2335.0166 | 0.0027387 | 42 | Commercial_2026_Technical_MW_After Competition Groups_42 | ENERGY STAR Refrigerator | 0.2739% | 0 | 6.3948 | Commercial_2026_Technical_MW_After Competition Groups_ENERGY STAR Refrigerator
Commercial | Com ¦ LED EXTERIOR AREA LIGHTS - LED fixture (200W) | 2026 | Technical | MW | After Competition Groups | 6.3591 | 0 | 0 | 2335.0166 | 0.0027234 | 43 | Commercial_2026_Technical_MW_After Competition Groups_43 | LED EXTERIOR AREA LIGHTS - LED fixture (200W) | 0.2723% | 0 | 6.3591 | Commercial_2026_Technical_MW_After Competition Groups_LED EXTERIOR AREA LIGHTS - LED fixture (200W)
Commercial | Com ¦ Water Source Heat Pump (4 ton) | 2026 | Technical | MW | After Competition Groups | 6.3298 | 0 | 0 | 2335.0166 | 0.0027108 | 44 | Commercial_2026_Technical_MW_After Competition Groups_44 | Water Source Heat Pump (4 ton) | 0.2711% | 0 | 6.3298 | Commercial_2026_Technical_MW_After Competition Groups_Water Source Heat Pump (4 ton)
Commercial | Com ¦ LED parking lot fixture | 2026 | Technical | MW | After Competition Groups | 6.1497 | 0 | 0 | 2335.0166 | 0.0026337 | 45 | Commercial_2026_Technical_MW_After Competition Groups_45 | LED parking lot fixture | 0.2634% | 0 | 6.1497 | Commercial_2026_Technical_MW_After Competition Groups_LED parking lot fixture
Commercial | Com ¦ Duct Insulation, R8 | 2026 | Technical | MW | After Competition Groups | 5.8904 | 0 | 0 | 2335.0166 | 0.0025226 | 46 | Commercial_2026_Technical_MW_After Competition Groups_46 | Duct Insulation, R8 | 0.2523% | 0 | 5.8904 | Commercial_2026_Technical_MW_After Competition Groups_Duct Insulation, R8
Commercial | Com ¦ ENERGY STAR Griddle (74% eff) | 2026 | Technical | MW | After Competition Groups | 4.6414 | 0 | 0 | 2335.0166 | 0.0019877 | 47 | Commercial_2026_Technical_MW_After Competition Groups_47 | ENERGY STAR Griddle (74% eff) | 0.1988% | 0 | 4.6414 | Commercial_2026_Technical_MW_After Competition Groups_ENERGY STAR Griddle (74% eff)
Commercial | Com ¦ Elec Storage WH 2.30 Et | 2026 | Technical | MW | After Competition Groups | 4.5616 | 0 | 0 | 2335.0166 | 0.0019536 | 48 | Commercial_2026_Technical_MW_After Competition Groups_48 | Elec Storage WH 2.30 Et | 0.1954% | 0 | 4.5616 | Commercial_2026_Technical_MW_After Competition Groups_Elec Storage WH 2.30 Et
Commercial | Com ¦ BEVERAGE VENDING MACHINE CONTROLS | 2026 | Technical | MW | After Competition Groups | 4.5102 | 0 | 0 | 2335.0166 | 0.0019315 | 49 | Commercial_2026_Technical_MW_After Competition Groups_49 | BEVERAGE VENDING MACHINE CONTROLS | 0.1932% | 0 | 4.5102 | Commercial_2026_Technical_MW_After Competition Groups_BEVERAGE VENDING MACHINE CONTROLS
Commercial | Com ¦ Condensing Make Up Air Unit | 2026 | Technical | MW | After Competition Groups | 4.4489 | 0 | 0 | 2335.0166 | 0.0019053 | 50 | Commercial_2026_Technical_MW_After Competition Groups_50 | Condensing Make Up Air Unit | 0.1905% | 0 | 4.4489 | Commercial_2026_Technical_MW_After Competition Groups_Condensing Make Up Air Unit
Commercial | Com ¦ Super-High Efficiency Furnaces (Emerging Tech) | 2026 | Technical | MW | After Competition Groups | 4.2929 | 0 | 0 | 2335.0166 | 0.0018385 | 51 | Commercial_2026_Technical_MW_After Competition Groups_51 | Super-High Efficiency Furnaces (Emerging Tech) | 0.1838% | 0 | 4.2929 | Commercial_2026_Technical_MW_After Competition Groups_Super-High Efficiency Furnaces (Emerging Tech)
Commercial | Com ¦ Roof Insulation/Ceiling Insulation (R25 Code to R35) | 2026 | Technical | MW | After Competition Groups | 3.8469 | 0 | 0 | 2335.0166 | 0.0016475 | 52 | Commercial_2026_Technical_MW_After Competition Groups_52 | Roof Insulation/Ceiling Insulation (R25 Code to R35) | 0.1647% | 0 | 3.8469 | Commercial_2026_Technical_MW_After Competition Groups_Roof Insulation/Ceiling Insulation (R25 Code to R35)
Commercial | Com ¦ LED street light fixture | 2026 | Technical | MW | After Competition Groups | 3.7429 | 0 | 0 | 2335.0166 | 0.0016029 | 53 | Commercial_2026_Technical_MW_After Competition Groups_53 | LED street light fixture | 0.1603% | 0 | 3.7429 | Commercial_2026_Technical_MW_After Competition Groups_LED street light fixture
Commercial | Com ¦ Temperature Adjustment in Commercial Freezers | 2026 | Technical | MW | After Competition Groups | 3.5803 | 0 | 0 | 2335.0166 | 0.0015333 | 54 | Commercial_2026_Technical_MW_After Competition Groups_54 | Temperature Adjustment in Commercial Freezers | 0.1533% | 0 | 3.5803 | Commercial_2026_Technical_MW_After Competition Groups_Temperature Adjustment in Commercial Freezers
Commercial | Com ¦ Anti-sweat heat (ASH) controls - Cooler/Freezer | 2026 | Technical | MW | After Competition Groups | 3.1734 | 0 | 0 | 2335.0166 | 0.001359 | 55 | Commercial_2026_Technical_MW_After Competition Groups_55 | Anti-sweat heat (ASH) controls - Cooler/Freezer | 0.1359% | 0 | 3.1734 | Commercial_2026_Technical_MW_After Competition Groups_Anti-sweat heat (ASH) controls - Cooler/Freezer
Commercial | Com ¦ CO Sensors for parking garage exhaust fans | 2026 | Technical | MW | After Competition Groups | 3.1373 | 0 | 0 | 2335.0166 | 0.0013436 | 56 | Commercial_2026_Technical_MW_After Competition Groups_56 | CO Sensors for parking garage exhaust fans | 0.1344% | 0 | 3.1373 | Commercial_2026_Technical_MW_After Competition Groups_CO Sensors for parking garage exhaust fans
Commercial | Com ¦ Vertical Night Covers | 2026 | Technical | MW | After Competition Groups | 2.9608 | 0 | 0 | 2335.0166 | 0.001268 | 57 | Commercial_2026_Technical_MW_After Competition Groups_57 | Vertical Night Covers | 0.1268% | 0 | 2.9608 | Commercial_2026_Technical_MW_After Competition Groups_Vertical Night Covers
Commercial | Com ¦ Energy Efficient Laboratory Fume Hood | 2026 | Technical | MW | After Competition Groups | 2.8948 | 0 | 0 | 2335.0166 | 0.0012397 | 58 | Commercial_2026_Technical_MW_After Competition Groups_58 | Energy Efficient Laboratory Fume Hood | 0.124% | 0 | 2.8948 | Commercial_2026_Technical_MW_After Competition Groups_Energy Efficient Laboratory Fume Hood
Commercial | Com ¦ Water Heating (DHW) Pipe Insulation (Add 3/4\ Foam)" | 2026 | Technical | MW | After Competition Groups | 2.2594 | 0 | 0 | 2335.0166 | 0.00096762 | 59 | Commercial_2026_Technical_MW_After Competition Groups_59 | Water Heating (DHW) Pipe Insulation (Add 3/4\ Foam)" | 0.09676% | 0 | 2.2594 | Commercial_2026_Technical_MW_After Competition Groups_Water Heating (DHW) Pipe Insulation (Add 3/4\ Foam)"
Commercial | Com ¦ Outside Air Economizer | 2026 | Technical | MW | After Competition Groups | 1.8365 | 0 | 0 | 2335.0166 | 0.0007865 | 60 | Commercial_2026_Technical_MW_After Competition Groups_60 | Outside Air Economizer | 0.07865% | 0 | 1.8365 | Commercial_2026_Technical_MW_After Competition Groups_Outside Air Economizer
Commercial | Com ¦ Ground Source Heat Pump | 2026 | Technical | MW | After Competition Groups | 1.6437 | 0 | 0 | 2335.0166 | 0.00070393 | 61 | Commercial_2026_Technical_MW_After Competition Groups_61 | Ground Source Heat Pump | 0.07039% | 0 | 1.6437 | Commercial_2026_Technical_MW_After Competition Groups_Ground Source Heat Pump
Commercial | Com ¦ Suction Pipe Insulation Freezer/Refrigerator | 2026 | Technical | MW | After Competition Groups | 1.5388 | 0 | 0 | 2335.0166 | 0.00065901 | 62 | Commercial_2026_Technical_MW_After Competition Groups_62 | Suction Pipe Insulation Freezer/Refrigerator | 0.0659% | 0 | 1.5388 | Commercial_2026_Technical_MW_After Competition Groups_Suction Pipe Insulation Freezer/Refrigerator
Commercial | Com ¦ ENERGY STAR Fryer (84% eff) | 2026 | Technical | MW | After Competition Groups | 1.3325 | 0 | 0 | 2335.0166 | 0.00057065 | 63 | Commercial_2026_Technical_MW_After Competition Groups_63 | ENERGY STAR Fryer (84% eff) | 0.05706% | 0 | 1.3325 | Commercial_2026_Technical_MW_After Competition Groups_ENERGY STAR Fryer (84% eff)
Commercial | Com ¦ Evaporator Coil Defrost (Cooler) | 2026 | Technical | MW | After Competition Groups | 1.3092 | 0 | 0 | 2335.0166 | 0.00056067 | 64 | Commercial_2026_Technical_MW_After Competition Groups_64 | Evaporator Coil Defrost (Cooler) | 0.05607% | 0 | 1.3092 | Commercial_2026_Technical_MW_After Competition Groups_Evaporator Coil Defrost (Cooler)
Commercial | Com ¦ LED RECESSED DOWNLIGHTS | 2026 | Technical | MW | After Competition Groups | 1.2815 | 0 | 0 | 2335.0166 | 0.00054882 | 65 | Commercial_2026_Technical_MW_After Competition Groups_65 | LED RECESSED DOWNLIGHTS | 0.05488% | 0 | 1.2815 | Commercial_2026_Technical_MW_After Competition Groups_LED RECESSED DOWNLIGHTS
Commercial | Com ¦ ENERGY STAR Dishwasher | 2026 | Technical | MW | After Competition Groups | 1.2565 | 0 | 0 | 2335.0166 | 0.00053811 | 66 | Commercial_2026_Technical_MW_After Competition Groups_66 | ENERGY STAR Dishwasher | 0.05381% | 0 | 1.2565 | Commercial_2026_Technical_MW_After Competition Groups_ENERGY STAR Dishwasher
Commercial | Com ¦ Room AC (w/ louvered sides) 14 SEER from 12 SEER code | 2026 | Technical | MW | After Competition Groups | 1.1757 | 0 | 0 | 2335.0166 | 0.0005035 | 67 | Commercial_2026_Technical_MW_After Competition Groups_67 | Room AC (w/ louvered sides) 14 SEER from 12 SEER code | 0.05035% | 0 | 1.1757 | Commercial_2026_Technical_MW_After Competition Groups_Room AC (w/ louvered sides) 14 SEER from 12 SEER code
Commercial | Com ¦ ENERGY STAR Steam Cookers | 2026 | Technical | MW | After Competition Groups | 0.87137 | 0 | 0 | 2335.0166 | 0.00037317 | 68 | Commercial_2026_Technical_MW_After Competition Groups_68 | ENERGY STAR Steam Cookers | 0.03732% | 0 | 0.87137 | Commercial_2026_Technical_MW_After Competition Groups_ENERGY STAR Steam Cookers
Commercial | Com ¦ Ozone Laundry Treatment | 2026 | Technical | MW | After Competition Groups | 0.75736 | 0 | 0 | 2335.0166 | 0.00032435 | 69 | Commercial_2026_Technical_MW_After Competition Groups_69 | Ozone Laundry Treatment | 0.03243% | 0 | 0.75736 | Commercial_2026_Technical_MW_After Competition Groups_Ozone Laundry Treatment
Commercial | Com ¦ Wall Insulation | 2026 | Technical | MW | After Competition Groups | 0.70877 | 0 | 0 | 2335.0166 | 0.00030354 | 70 | Commercial_2026_Technical_MW_After Competition Groups_70 | Wall Insulation | 0.03035% | 0 | 0.70877 | Commercial_2026_Technical_MW_After Competition Groups_Wall Insulation
Commercial | Com ¦ Solar Preheat Make up Air | 2026 | Technical | MW | After Competition Groups | 0.69993 | 0 | 0 | 2335.0166 | 0.00029975 | 71 | Commercial_2026_Technical_MW_After Competition Groups_71 | Solar Preheat Make up Air | 0.02998% | 0 | 0.69993 | Commercial_2026_Technical_MW_After Competition Groups_Solar Preheat Make up Air
Commercial | Com ¦ SYNCHRONOUS BELT | 2026 | Technical | MW | After Competition Groups | 0.64553 | 0 | 0 | 2335.0166 | 0.00027646 | 72 | Commercial_2026_Technical_MW_After Competition Groups_72 | SYNCHRONOUS BELT | 0.02765% | 0 | 0.64553 | Commercial_2026_Technical_MW_After Competition Groups_SYNCHRONOUS BELT
Commercial | Com ¦ Thermostat Setback | 2026 | Technical | MW | After Competition Groups | 0.62719 | 0 | 0 | 2335.0166 | 0.0002686 | 73 | Commercial_2026_Technical_MW_After Competition Groups_73 | Thermostat Setback | 0.02686% | 0 | 0.62719 | Commercial_2026_Technical_MW_After Competition Groups_Thermostat Setback
Commercial | Com ¦ Efficient compressor motor | 2026 | Technical | MW | After Competition Groups | 0.53273 | 0 | 0 | 2335.0166 | 0.00022815 | 74 | Commercial_2026_Technical_MW_After Competition Groups_74 | Efficient compressor motor | 0.02281% | 0 | 0.53273 | Commercial_2026_Technical_MW_After Competition Groups_Efficient compressor motor
Commercial | Com ¦ PTAC (12 EER/10,000 BTU) | 2026 | Technical | MW | After Competition Groups | 0.4905 | 0 | 0 | 2335.0166 | 0.00021006 | 75 | Commercial_2026_Technical_MW_After Competition Groups_75 | PTAC (12 EER/10,000 BTU) | 0.02101% | 0 | 0.4905 | Commercial_2026_Technical_MW_After Competition Groups_PTAC (12 EER/10,000 BTU)
Commercial | Com ¦ ECM MOTORS FOR HVAC APPLICATION (FAN-POWERED VAV BOX) | 2026 | Technical | MW | After Competition Groups | 0.30486 | 0 | 0 | 2335.0166 | 0.00013056 | 76 | Commercial_2026_Technical_MW_After Competition Groups_76 | ECM MOTORS FOR HVAC APPLICATION (FAN-POWERED VAV BOX) | 0.01306% | 0 | 0.30486 | Commercial_2026_Technical_MW_After Competition Groups_ECM MOTORS FOR HVAC APPLICATION (FAN-POWERED VAV BOX)
Commercial | Com ¦ Solar Water Preheat (Pools/DHW) | 2026 | Technical | MW | After Competition Groups | 0.26422 | 0 | 0 | 2335.0166 | 0.00011316 | 77 | Commercial_2026_Technical_MW_After Competition Groups_77 | Solar Water Preheat (Pools/DHW) | 0.01132% | 0 | 0.26422 | Commercial_2026_Technical_MW_After Competition Groups_Solar Water Preheat (Pools/DHW)
Commercial | COM ¦ Ductless Mini-Split Heat Pumps | 2026 | Technical | MW | After Competition Groups | 0.25683 | 0 | 0 | 2335.0166 | 0.00010999 | 78 | Commercial_2026_Technical_MW_After Competition Groups_78 | Ductless Mini-Split Heat Pumps | 0.011% | 0 | 0.25683 | Commercial_2026_Technical_MW_After Competition Groups_Ductless Mini-Split Heat Pumps
Commercial | Com ¦ High Efficiency Chiller (avg of water and air cooled) | 2026 | Technical | MW | After Competition Groups | 0.25492 | 0 | 0 | 2335.0166 | 0.00010917 | 79 | Commercial_2026_Technical_MW_After Competition Groups_79 | High Efficiency Chiller (avg of water and air cooled) | 0.01092% | 0 | 0.25492 | Commercial_2026_Technical_MW_After Competition Groups_High Efficiency Chiller (avg of water and air cooled)
Commercial | Com ¦ HVAC Optimization | 2026 | Technical | MW | After Competition Groups | 0.20451 | 0 | 0 | 2335.0166 | 8.7585e-05 | 80 | Commercial_2026_Technical_MW_After Competition Groups_80 | HVAC Optimization | 0.008759% | 0 | 0.20451 | Commercial_2026_Technical_MW_After Competition Groups_HVAC Optimization
Commercial | Com ¦ Commercial Hot Food Holding Cabinets | 2026 | Technical | MW | After Competition Groups | 0.20201 | 0 | 0 | 2335.0166 | 8.6512e-05 | 81 | Commercial_2026_Technical_MW_After Competition Groups_81 | Commercial Hot Food Holding Cabinets | 0.008651% | 0 | 0.20201 | Commercial_2026_Technical_MW_After Competition Groups_Commercial Hot Food Holding Cabinets
Commercial | Com ¦ Auto Off Time Switch or Time Clock control | 2026 | Technical | MW | After Competition Groups | 0.18432 | 0 | 0 | 2335.0166 | 7.8938e-05 | 82 | Commercial_2026_Technical_MW_After Competition Groups_82 | Auto Off Time Switch or Time Clock control | 0.007894% | 0 | 0.18432 | Commercial_2026_Technical_MW_After Competition Groups_Auto Off Time Switch or Time Clock control
Commercial | Com ¦ Demand controlled Circulating Systems | 2026 | Technical | MW | After Competition Groups | 0.14496 | 0 | 0 | 2335.0166 | 6.2082e-05 | 83 | Commercial_2026_Technical_MW_After Competition Groups_83 | Demand controlled Circulating Systems | 0.006208% | 0 | 0.14496 | Commercial_2026_Technical_MW_After Competition Groups_Demand controlled Circulating Systems
Commercial | Com ¦ CEE Tier 2/Energy Star Clothes Washers | 2026 | Technical | MW | After Competition Groups | 0.13397 | 0 | 0 | 2335.0166 | 5.7373e-05 | 84 | Commercial_2026_Technical_MW_After Competition Groups_84 | CEE Tier 2/Energy Star Clothes Washers | 0.005737% | 0 | 0.13397 | Commercial_2026_Technical_MW_After Competition Groups_CEE Tier 2/Energy Star Clothes Washers
Commercial | Com ¦ Low Flow Pre-Rinse Spray Nozzle | 2026 | Technical | MW | After Competition Groups | 0.095866 | 0 | 0 | 2335.0166 | 4.1056e-05 | 85 | Commercial_2026_Technical_MW_After Competition Groups_85 | Low Flow Pre-Rinse Spray Nozzle | 0.004106% | 0 | 0.095866 | Commercial_2026_Technical_MW_After Competition Groups_Low Flow Pre-Rinse Spray Nozzle
Commercial | Com ¦ Heat Pump Water Heater (50 Gallons) | 2026 | Technical | MW | After Competition Groups | 0.081098 | 0 | 0 | 2335.0166 | 3.4731e-05 | 86 | Commercial_2026_Technical_MW_After Competition Groups_86 | Heat Pump Water Heater (50 Gallons) | 0.003473% | 0 | 0.081098 | Commercial_2026_Technical_MW_After Competition Groups_Heat Pump Water Heater (50 Gallons)
Commercial | Com ¦ Condensing Unit Heaters or other Efficient Unit Heating System | 2026 | Technical | MW | After Competition Groups | 0.050487 | 0 | 0 | 2335.0166 | 2.1622e-05 | 87 | Commercial_2026_Technical_MW_After Competition Groups_87 | Condensing Unit Heaters or other Efficient Unit Heating System | 0.002162% | 0 | 0.050487 | Commercial_2026_Technical_MW_After Competition Groups_Condensing Unit Heaters or other Efficient Unit Heating System
Commercial | Com ¦ EC Plug Fan for Data Center (under cabinet) | 2026 | Technical | MW | After Competition Groups | 0.022459 | 0 | 0 | 2335.0166 | 9.6184e-06 | 88 | Commercial_2026_Technical_MW_After Competition Groups_88 | EC Plug Fan for Data Center (under cabinet) | 0.0009618% | 0 | 0.022459 | Commercial_2026_Technical_MW_After Competition Groups_EC Plug Fan for Data Center (under cabinet)
Commercial | Com ¦ VSD Air Compressor | 2026 | Technical | MW | After Competition Groups | 0.021897 | 0 | 0 | 2335.0166 | 9.3778e-06 | 89 | Commercial_2026_Technical_MW_After Competition Groups_89 | VSD Air Compressor | 0.0009378% | 0 | 0.021897 | Commercial_2026_Technical_MW_After Competition Groups_VSD Air Compressor
Commercial | Com ¦ eCube | 2026 | Technical | MW | After Competition Groups | 0.018334 | 0 | 0 | 2335.0166 | 7.8517e-06 | 90 | Commercial_2026_Technical_MW_After Competition Groups_90 | eCube | 0.0007852% | 0 | 0.018334 | Commercial_2026_Technical_MW_After Competition Groups_eCube
Commercial | Com ¦ Exterior Photocell | 2026 | Technical | MW | After Competition Groups | 0.016423 | 0 | 0 | 2335.0166 | 7.0335e-06 | 91 | Commercial_2026_Technical_MW_After Competition Groups_91 | Exterior Photocell | 0.0007034% | 0 | 0.016423 | Commercial_2026_Technical_MW_After Competition Groups_Exterior Photocell
Commercial | Com ¦ Air Curtains | 2026 | Technical | MW | After Competition Groups | 0.0066908 | 0 | 0 | 2335.0166 | 2.8654e-06 | 92 | Commercial_2026_Technical_MW_After Competition Groups_92 | Air Curtains | 0.0002865% | 0 | 0.0066908 | Commercial_2026_Technical_MW_After Competition Groups_Air Curtains
Commercial | Com ¦ High Efficiency Induction Cooking | 2026 | Technical | MW | After Competition Groups | 0.0011997 | 0 | 0 | 2335.0166 | 5.1379e-07 | 93 | Commercial_2026_Technical_MW_After Competition Groups_93 | High Efficiency Induction Cooking | 5.138e-05% | 0 | 0.0011997 | Commercial_2026_Technical_MW_After Competition Groups_High Efficiency Induction Cooking
Commercial | Com ¦ Electric Convection Combination Ovens | 2026 | Technical | MW | After Competition Groups | 0.00027418 | 0 | 0 | 2335.0166 | 1.1742e-07 | 94 | Commercial_2026_Technical_MW_After Competition Groups_94 | Electric Convection Combination Ovens | 1.174e-05% | 0 | 0.00027418 | Commercial_2026_Technical_MW_After Competition Groups_Electric Convection Combination Ovens
Commercial | Com ¦ Building Recommissioning, Operations and Maintenance (O&M) Improvements | 2027 | Economic | MW | After Competition Groups | 263.3003 | 0 | 0 | 1819.8042 | 0.14469 | 1 | Commercial_2027_Economic_MW_After Competition Groups_1 | Building Recommissioning, Operations and Maintenance (O&M) Improvements | 14.47% | 0 | 263.3003 | Commercial_2027_Economic_MW_After Competition Groups_Building Recommissioning, Operations and Maintenance (O&M) Improvements
Commercial | Com ¦ Education and Capacity Building/Energy Behavior | 2027 | Economic | MW | After Competition Groups | 235.1984 | 0 | 0 | 1819.8042 | 0.12924 | 2 | Commercial_2027_Economic_MW_After Competition Groups_2 | Education and Capacity Building/Energy Behavior | 12.92% | 0 | 235.1984 | Commercial_2027_Economic_MW_After Competition Groups_Education and Capacity Building/Energy Behavior
Commercial | Com ¦ LED Low/High Bay | 2027 | Economic | MW | After Competition Groups | 186.7081 | 0 | 0 | 1819.8042 | 0.1026 | 3 | Commercial_2027_Economic_MW_After Competition Groups_3 | LED Low/High Bay | 10.26% | 0 | 186.7081 | Commercial_2027_Economic_MW_After Competition Groups_LED Low/High Bay
Commercial | Com ¦ LED Troffer/Surface/Suspended | 2027 | Economic | MW | After Competition Groups | 140.9856 | 0 | 0 | 1819.8042 | 0.077473 | 4 | Commercial_2027_Economic_MW_After Competition Groups_4 | LED Troffer/Surface/Suspended | 7.747% | 0 | 140.9856 | Commercial_2027_Economic_MW_After Competition Groups_LED Troffer/Surface/Suspended
Commercial | Com ¦ High Efficiency Air Source Heat Pump | 2027 | Economic | MW | After Competition Groups | 127.3778 | 0 | 0 | 1819.8042 | 0.069995 | 5 | Commercial_2027_Economic_MW_After Competition Groups_5 | High Efficiency Air Source Heat Pump | 7% | 0 | 127.3778 | Commercial_2027_Economic_MW_After Competition Groups_High Efficiency Air Source Heat Pump
Commercial | Com ¦ ENERGY STAR LED LAMPS (REFLECTOR LAMPs/MR16/PAR 16) | 2027 | Economic | MW | After Competition Groups | 120.1842 | 0 | 0 | 1819.8042 | 0.066042 | 6 | Commercial_2027_Economic_MW_After Competition Groups_6 | ENERGY STAR LED LAMPS (REFLECTOR LAMPs/MR16/PAR 16) | 6.604% | 0 | 120.1842 | Commercial_2027_Economic_MW_After Competition Groups_ENERGY STAR LED LAMPS (REFLECTOR LAMPs/MR16/PAR 16)
Commercial | Com ¦ Advanced BAS/Controllers | 2027 | Economic | MW | After Competition Groups | 94.0361 | 0 | 0 | 1819.8042 | 0.051674 | 7 | Commercial_2027_Economic_MW_After Competition Groups_7 | Advanced BAS/Controllers | 5.167% | 0 | 94.0361 | Commercial_2027_Economic_MW_After Competition Groups_Advanced BAS/Controllers
Commercial | Com ¦ Unitary Air-Conditioning Unit | 2027 | Economic | MW | After Competition Groups | 84.7574 | 0 | 0 | 1819.8042 | 0.046575 | 8 | Commercial_2027_Economic_MW_After Competition Groups_8 | Unitary Air-Conditioning Unit | 4.658% | 0 | 84.7574 | Commercial_2027_Economic_MW_After Competition Groups_Unitary Air-Conditioning Unit
Commercial | Com ¦ LED Replacement Lamp (Tube) | 2027 | Economic | MW | After Competition Groups | 62.4742 | 0 | 0 | 1819.8042 | 0.03433 | 9 | Commercial_2027_Economic_MW_After Competition Groups_9 | LED Replacement Lamp (Tube) | 3.433% | 0 | 62.4742 | Commercial_2027_Economic_MW_After Competition Groups_LED Replacement Lamp (Tube)
Commercial | Com ¦ Adaptive Thermostats | 2027 | Economic | MW | After Competition Groups | 41.001 | 0 | 0 | 1819.8042 | 0.02253 | 10 | Commercial_2027_Economic_MW_After Competition Groups_10 | Adaptive Thermostats | 2.253% | 0 | 41.001 | Commercial_2027_Economic_MW_After Competition Groups_Adaptive Thermostats
Commercial | Com ¦ Data Center Storage/Server Virtualization | 2027 | Economic | MW | After Competition Groups | 34.9732 | 0 | 0 | 1819.8042 | 0.019218 | 11 | Commercial_2027_Economic_MW_After Competition Groups_11 | Data Center Storage/Server Virtualization | 1.922% | 0 | 34.9732 | Commercial_2027_Economic_MW_After Competition Groups_Data Center Storage/Server Virtualization
Commercial | Com ¦ Furnace Tune-Up | 2027 | Economic | MW | After Competition Groups | 31.4423 | 0 | 0 | 1819.8042 | 0.017278 | 12 | Commercial_2027_Economic_MW_After Competition Groups_12 | Furnace Tune-Up | 1.728% | 0 | 31.4423 | Commercial_2027_Economic_MW_After Competition Groups_Furnace Tune-Up
Commercial | Com ¦ Strip Curtains | 2027 | Economic | MW | After Competition Groups | 30.7226 | 0 | 0 | 1819.8042 | 0.016882 | 13 | Commercial_2027_Economic_MW_After Competition Groups_13 | Strip Curtains | 1.688% | 0 | 30.7226 | Commercial_2027_Economic_MW_After Competition Groups_Strip Curtains
Commercial | Com ¦ Demand Control Ventilation | 2027 | Economic | MW | After Competition Groups | 30.3343 | 0 | 0 | 1819.8042 | 0.016669 | 14 | Commercial_2027_Economic_MW_After Competition Groups_14 | Demand Control Ventilation | 1.667% | 0 | 30.3343 | Commercial_2027_Economic_MW_After Competition Groups_Demand Control Ventilation
Commercial | Com ¦ LED or Equivalent Sign Lighting | 2027 | Economic | MW | After Competition Groups | 25.3332 | 0 | 0 | 1819.8042 | 0.013921 | 15 | Commercial_2027_Economic_MW_After Competition Groups_15 | LED or Equivalent Sign Lighting | 1.392% | 0 | 25.3332 | Commercial_2027_Economic_MW_After Competition Groups_LED or Equivalent Sign Lighting
Commercial | Com ¦ Refrigerated Display Case Doors | 2027 | Economic | MW | After Competition Groups | 25.0312 | 0 | 0 | 1819.8042 | 0.013755 | 16 | Commercial_2027_Economic_MW_After Competition Groups_16 | Refrigerated Display Case Doors | 1.375% | 0 | 25.0312 | Commercial_2027_Economic_MW_After Competition Groups_Refrigerated Display Case Doors
Commercial | Com ¦ Reach-in Shaded Pole to ECM/PSC Evaporator Fan Motor | 2027 | Economic | MW | After Competition Groups | 24.3819 | 0 | 0 | 1819.8042 | 0.013398 | 17 | Commercial_2027_Economic_MW_After Competition Groups_17 | Reach-in Shaded Pole to ECM/PSC Evaporator Fan Motor | 1.34% | 0 | 24.3819 | Commercial_2027_Economic_MW_After Competition Groups_Reach-in Shaded Pole to ECM/PSC Evaporator Fan Motor
Commercial | Com ¦ Centrally controlled desktop PC/NETWORK PC POWER MANAGEMENT SOFTWARE | 2027 | Economic | MW | After Competition Groups | 23.0994 | 0 | 0 | 1819.8042 | 0.012693 | 18 | Commercial_2027_Economic_MW_After Competition Groups_18 | Centrally controlled desktop PC/NETWORK PC POWER MANAGEMENT SOFTWARE | 1.269% | 0 | 23.0994 | Commercial_2027_Economic_MW_After Competition Groups_Centrally controlled desktop PC/NETWORK PC POWER MANAGEMENT SOFTWARE
Commercial | Com ¦ Variable Frequency Drive (VFD) | 2027 | Economic | MW | After Competition Groups | 21.8844 | 0 | 0 | 1819.8042 | 0.012026 | 19 | Commercial_2027_Economic_MW_After Competition Groups_19 | Variable Frequency Drive (VFD) | 1.203% | 0 | 21.8844 | Commercial_2027_Economic_MW_After Competition Groups_Variable Frequency Drive (VFD)
Commercial | Com ¦ Chilled Water Optimization | 2027 | Economic | MW | After Competition Groups | 20.5826 | 0 | 0 | 1819.8042 | 0.01131 | 20 | Commercial_2027_Economic_MW_After Competition Groups_20 | Chilled Water Optimization | 1.131% | 0 | 20.5826 | Commercial_2027_Economic_MW_After Competition Groups_Chilled Water Optimization
Commercial | Com ¦ VFD on Pumps | 2027 | Economic | MW | After Competition Groups | 20.4812 | 0 | 0 | 1819.8042 | 0.011255 | 21 | Commercial_2027_Economic_MW_After Competition Groups_21 | VFD on Pumps | 1.125% | 0 | 20.4812 | Commercial_2027_Economic_MW_After Competition Groups_VFD on Pumps
Commercial | Com ¦ Refrigerated Display Case LED | 2027 | Economic | MW | After Competition Groups | 17.9948 | 0 | 0 | 1819.8042 | 0.0098883 | 22 | Commercial_2027_Economic_MW_After Competition Groups_22 | Refrigerated Display Case LED | 0.9888% | 0 | 17.9948 | Commercial_2027_Economic_MW_After Competition Groups_Refrigerated Display Case LED
Commercial | Com ¦ Air Handler with Dedicated Outdoor Air Systems | 2027 | Economic | MW | After Competition Groups | 16.703 | 0 | 0 | 1819.8042 | 0.0091784 | 23 | Commercial_2027_Economic_MW_After Competition Groups_23 | Air Handler with Dedicated Outdoor Air Systems | 0.9178% | 0 | 16.703 | Commercial_2027_Economic_MW_After Competition Groups_Air Handler with Dedicated Outdoor Air Systems
Commercial | Com ¦ ENERGY STAR LED LAMPS (General Service Lamps) | 2027 | Economic | MW | After Competition Groups | 15.6441 | 0 | 0 | 1819.8042 | 0.0085966 | 24 | Commercial_2027_Economic_MW_After Competition Groups_24 | ENERGY STAR LED LAMPS (General Service Lamps) | 0.8597% | 0 | 15.6441 | Commercial_2027_Economic_MW_After Competition Groups_ENERGY STAR LED LAMPS (General Service Lamps)
Commercial | Com ¦ ECM MOTORS FOR EVAPORATOR FANS for refrigeration (WALK-IN) | 2027 | Economic | MW | After Competition Groups | 11.3843 | 0 | 0 | 1819.8042 | 0.0062558 | 25 | Commercial_2027_Economic_MW_After Competition Groups_25 | ECM MOTORS FOR EVAPORATOR FANS for refrigeration (WALK-IN) | 0.6256% | 0 | 11.3843 | Commercial_2027_Economic_MW_After Competition Groups_ECM MOTORS FOR EVAPORATOR FANS for refrigeration (WALK-IN)
Commercial | Com ¦ Occupancy Sensors | 2027 | Economic | MW | After Competition Groups | 9.9036 | 0 | 0 | 1819.8042 | 0.0054421 | 26 | Commercial_2027_Economic_MW_After Competition Groups_26 | Occupancy Sensors | 0.5442% | 0 | 9.9036 | Commercial_2027_Economic_MW_After Competition Groups_Occupancy Sensors
Commercial | Com ¦ Freezer Case Light Sensor | 2027 | Economic | MW | After Competition Groups | 9.8498 | 0 | 0 | 1819.8042 | 0.0054126 | 27 | Commercial_2027_Economic_MW_After Competition Groups_27 | Freezer Case Light Sensor | 0.5413% | 0 | 9.8498 | Commercial_2027_Economic_MW_After Competition Groups_Freezer Case Light Sensor
Commercial | Com ¦ Demand Control Kitchen Ventilation | 2027 | Economic | MW | After Competition Groups | 9.7124 | 0 | 0 | 1819.8042 | 0.0053371 | 28 | Commercial_2027_Economic_MW_After Competition Groups_28 | Demand Control Kitchen Ventilation | 0.5337% | 0 | 9.7124 | Commercial_2027_Economic_MW_After Competition Groups_Demand Control Kitchen Ventilation
Commercial | Com ¦ Evaporator Fan Controls | 2027 | Economic | MW | After Competition Groups | 9.5962 | 0 | 0 | 1819.8042 | 0.0052732 | 29 | Commercial_2027_Economic_MW_After Competition Groups_29 | Evaporator Fan Controls | 0.5273% | 0 | 9.5962 | Commercial_2027_Economic_MW_After Competition Groups_Evaporator Fan Controls
Commercial | Com ¦ Water Source Heat Pump (4 ton) | 2027 | Economic | MW | After Competition Groups | 6.9381 | 0 | 0 | 1819.8042 | 0.0038126 | 30 | Commercial_2027_Economic_MW_After Competition Groups_30 | Water Source Heat Pump (4 ton) | 0.3813% | 0 | 6.9381 | Commercial_2027_Economic_MW_After Competition Groups_Water Source Heat Pump (4 ton)
Commercial | Com ¦ LED EXTERIOR AREA LIGHTS - LED fixture (200W) | 2027 | Economic | MW | After Competition Groups | 6.4846 | 0 | 0 | 1819.8042 | 0.0035633 | 31 | Commercial_2027_Economic_MW_After Competition Groups_31 | LED EXTERIOR AREA LIGHTS - LED fixture (200W) | 0.3563% | 0 | 6.4846 | Commercial_2027_Economic_MW_After Competition Groups_LED EXTERIOR AREA LIGHTS - LED fixture (200W)
Commercial | Com ¦ LED parking lot fixture | 2027 | Economic | MW | After Competition Groups | 6.2535 | 0 | 0 | 1819.8042 | 0.0034364 | 32 | Commercial_2027_Economic_MW_After Competition Groups_32 | LED parking lot fixture | 0.3436% | 0 | 6.2535 | Commercial_2027_Economic_MW_After Competition Groups_LED parking lot fixture
Commercial | Com ¦ Duct Insulation, R8 | 2027 | Economic | MW | After Competition Groups | 5.772 | 0 | 0 | 1819.8042 | 0.0031718 | 33 | Commercial_2027_Economic_MW_After Competition Groups_33 | Duct Insulation, R8 | 0.3172% | 0 | 5.772 | Commercial_2027_Economic_MW_After Competition Groups_Duct Insulation, R8
Commercial | Com ¦ ENERGY STAR Griddle (74% eff) | 2027 | Economic | MW | After Competition Groups | 5.0597 | 0 | 0 | 1819.8042 | 0.0027803 | 34 | Commercial_2027_Economic_MW_After Competition Groups_34 | ENERGY STAR Griddle (74% eff) | 0.278% | 0 | 5.0597 | Commercial_2027_Economic_MW_After Competition Groups_ENERGY STAR Griddle (74% eff)
Commercial | Com ¦ Door Gasket Freezer/Refrigerator | 2027 | Economic | MW | After Competition Groups | 4.7692 | 0 | 0 | 1819.8042 | 0.0026207 | 35 | Commercial_2027_Economic_MW_After Competition Groups_35 | Door Gasket Freezer/Refrigerator | 0.2621% | 0 | 4.7692 | Commercial_2027_Economic_MW_After Competition Groups_Door Gasket Freezer/Refrigerator
Commercial | Com ¦ Elec Storage WH 2.30 Et | 2027 | Economic | MW | After Competition Groups | 4.7375 | 0 | 0 | 1819.8042 | 0.0026033 | 36 | Commercial_2027_Economic_MW_After Competition Groups_36 | Elec Storage WH 2.30 Et | 0.2603% | 0 | 4.7375 | Commercial_2027_Economic_MW_After Competition Groups_Elec Storage WH 2.30 Et
Commercial | Com ¦ BEVERAGE VENDING MACHINE CONTROLS | 2027 | Economic | MW | After Competition Groups | 4.6084 | 0 | 0 | 1819.8042 | 0.0025324 | 37 | Commercial_2027_Economic_MW_After Competition Groups_37 | BEVERAGE VENDING MACHINE CONTROLS | 0.2532% | 0 | 4.6084 | Commercial_2027_Economic_MW_After Competition Groups_BEVERAGE VENDING MACHINE CONTROLS
Commercial | Com ¦ LED street light fixture | 2027 | Economic | MW | After Competition Groups | 3.8402 | 0 | 0 | 1819.8042 | 0.0021102 | 38 | Commercial_2027_Economic_MW_After Competition Groups_38 | LED street light fixture | 0.211% | 0 | 3.8402 | Commercial_2027_Economic_MW_After Competition Groups_LED street light fixture
Commercial | Com ¦ Temperature Adjustment in Commercial Freezers | 2027 | Economic | MW | After Competition Groups | 3.5083 | 0 | 0 | 1819.8042 | 0.0019279 | 39 | Commercial_2027_Economic_MW_After Competition Groups_39 | Temperature Adjustment in Commercial Freezers | 0.1928% | 0 | 3.5083 | Commercial_2027_Economic_MW_After Competition Groups_Temperature Adjustment in Commercial Freezers
Commercial | Com ¦ CO Sensors for parking garage exhaust fans | 2027 | Economic | MW | After Competition Groups | 3.1643 | 0 | 0 | 1819.8042 | 0.0017388 | 40 | Commercial_2027_Economic_MW_After Competition Groups_40 | CO Sensors for parking garage exhaust fans | 0.1739% | 0 | 3.1643 | Commercial_2027_Economic_MW_After Competition Groups_CO Sensors for parking garage exhaust fans
Commercial | Com ¦ Vertical Night Covers | 2027 | Economic | MW | After Competition Groups | 2.9013 | 0 | 0 | 1819.8042 | 0.0015943 | 41 | Commercial_2027_Economic_MW_After Competition Groups_41 | Vertical Night Covers | 0.1594% | 0 | 2.9013 | Commercial_2027_Economic_MW_After Competition Groups_Vertical Night Covers
Commercial | Com ¦ Energy Efficient Laboratory Fume Hood | 2027 | Economic | MW | After Competition Groups | 2.8366 | 0 | 0 | 1819.8042 | 0.0015588 | 42 | Commercial_2027_Economic_MW_After Competition Groups_42 | Energy Efficient Laboratory Fume Hood | 0.1559% | 0 | 2.8366 | Commercial_2027_Economic_MW_After Competition Groups_Energy Efficient Laboratory Fume Hood
Commercial | Com ¦ Water Heating (DHW) Pipe Insulation (Add 3/4\ Foam)" | 2027 | Economic | MW | After Competition Groups | 2.214 | 0 | 0 | 1819.8042 | 0.0012166 | 43 | Commercial_2027_Economic_MW_After Competition Groups_43 | Water Heating (DHW) Pipe Insulation (Add 3/4\ Foam)" | 0.1217% | 0 | 2.214 | Commercial_2027_Economic_MW_After Competition Groups_Water Heating (DHW) Pipe Insulation (Add 3/4\ Foam)"
Commercial | Com ¦ Outside Air Economizer | 2027 | Economic | MW | After Competition Groups | 1.8515 | 0 | 0 | 1819.8042 | 0.0010174 | 44 | Commercial_2027_Economic_MW_After Competition Groups_44 | Outside Air Economizer | 0.1017% | 0 | 1.8515 | Commercial_2027_Economic_MW_After Competition Groups_Outside Air Economizer
Commercial | Com ¦ Suction Pipe Insulation Freezer/Refrigerator | 2027 | Economic | MW | After Competition Groups | 1.5079 | 0 | 0 | 1819.8042 | 0.00082858 | 45 | Commercial_2027_Economic_MW_After Competition Groups_45 | Suction Pipe Insulation Freezer/Refrigerator | 0.08286% | 0 | 1.5079 | Commercial_2027_Economic_MW_After Competition Groups_Suction Pipe Insulation Freezer/Refrigerator
Commercial | Com ¦ ENERGY STAR Fryer (84% eff) | 2027 | Economic | MW | After Competition Groups | 1.4559 | 0 | 0 | 1819.8042 | 0.00080004 | 46 | Commercial_2027_Economic_MW_After Competition Groups_46 | ENERGY STAR Fryer (84% eff) | 0.08% | 0 | 1.4559 | Commercial_2027_Economic_MW_After Competition Groups_ENERGY STAR Fryer (84% eff)
Commercial | Com ¦ ENERGY STAR Dishwasher | 2027 | Economic | MW | After Competition Groups | 1.2947 | 0 | 0 | 1819.8042 | 0.00071147 | 47 | Commercial_2027_Economic_MW_After Competition Groups_47 | ENERGY STAR Dishwasher | 0.07115% | 0 | 1.2947 | Commercial_2027_Economic_MW_After Competition Groups_ENERGY STAR Dishwasher
Commercial | Com ¦ ENERGY STAR Steam Cookers | 2027 | Economic | MW | After Competition Groups | 0.95258 | 0 | 0 | 1819.8042 | 0.00052345 | 48 | Commercial_2027_Economic_MW_After Competition Groups_48 | ENERGY STAR Steam Cookers | 0.05235% | 0 | 0.95258 | Commercial_2027_Economic_MW_After Competition Groups_ENERGY STAR Steam Cookers
Commercial | Com ¦ Ozone Laundry Treatment | 2027 | Economic | MW | After Competition Groups | 0.76192 | 0 | 0 | 1819.8042 | 0.00041868 | 49 | Commercial_2027_Economic_MW_After Competition Groups_49 | Ozone Laundry Treatment | 0.04187% | 0 | 0.76192 | Commercial_2027_Economic_MW_After Competition Groups_Ozone Laundry Treatment
Commercial | Com ¦ Thermostat Setback | 2027 | Economic | MW | After Competition Groups | 0.65602 | 0 | 0 | 1819.8042 | 0.00036049 | 50 | Commercial_2027_Economic_MW_After Competition Groups_50 | Thermostat Setback | 0.03605% | 0 | 0.65602 | Commercial_2027_Economic_MW_After Competition Groups_Thermostat Setback
Commercial | Com ¦ PTAC (12 EER/10,000 BTU) | 2027 | Economic | MW | After Competition Groups | 0.50989 | 0 | 0 | 1819.8042 | 0.00028019 | 51 | Commercial_2027_Economic_MW_After Competition Groups_51 | PTAC (12 EER/10,000 BTU) | 0.02802% | 0 | 0.50989 | Commercial_2027_Economic_MW_After Competition Groups_PTAC (12 EER/10,000 BTU)
Commercial | Com ¦ Condensing Make Up Air Unit | 2027 | Economic | MW | After Competition Groups | 0.47205 | 0 | 0 | 1819.8042 | 0.00025939 | 52 | Commercial_2027_Economic_MW_After Competition Groups_52 | Condensing Make Up Air Unit | 0.02594% | 0 | 0.47205 | Commercial_2027_Economic_MW_After Competition Groups_Condensing Make Up Air Unit
Commercial | Com ¦ ECM MOTORS FOR HVAC APPLICATION (FAN-POWERED VAV BOX) | 2027 | Economic | MW | After Competition Groups | 0.30516 | 0 | 0 | 1819.8042 | 0.00016769 | 53 | Commercial_2027_Economic_MW_After Competition Groups_53 | ECM MOTORS FOR HVAC APPLICATION (FAN-POWERED VAV BOX) | 0.01677% | 0 | 0.30516 | Commercial_2027_Economic_MW_After Competition Groups_ECM MOTORS FOR HVAC APPLICATION (FAN-POWERED VAV BOX)
Commercial | Com ¦ Solar Water Preheat (Pools/DHW) | 2027 | Economic | MW | After Competition Groups | 0.29079 | 0 | 0 | 1819.8042 | 0.00015979 | 54 | Commercial_2027_Economic_MW_After Competition Groups_54 | Solar Water Preheat (Pools/DHW) | 0.01598% | 0 | 0.29079 | Commercial_2027_Economic_MW_After Competition Groups_Solar Water Preheat (Pools/DHW)
Commercial | COM ¦ Ductless Mini-Split Heat Pumps | 2027 | Economic | MW | After Competition Groups | 0.28209 | 0 | 0 | 1819.8042 | 0.00015501 | 55 | Commercial_2027_Economic_MW_After Competition Groups_55 | Ductless Mini-Split Heat Pumps | 0.0155% | 0 | 0.28209 | Commercial_2027_Economic_MW_After Competition Groups_Ductless Mini-Split Heat Pumps
Commercial | Com ¦ Notched V belts for HVAC Systems | 2027 | Economic | MW | After Competition Groups | 0.23981 | 0 | 0 | 1819.8042 | 0.00013178 | 56 | Commercial_2027_Economic_MW_After Competition Groups_56 | Notched V belts for HVAC Systems | 0.01318% | 0 | 0.23981 | Commercial_2027_Economic_MW_After Competition Groups_Notched V belts for HVAC Systems
Commercial | Com ¦ Auto Off Time Switch or Time Clock control | 2027 | Economic | MW | After Competition Groups | 0.1859 | 0 | 0 | 1819.8042 | 0.00010215 | 57 | Commercial_2027_Economic_MW_After Competition Groups_57 | Auto Off Time Switch or Time Clock control | 0.01022% | 0 | 0.1859 | Commercial_2027_Economic_MW_After Competition Groups_Auto Off Time Switch or Time Clock control
Commercial | Com ¦ CEE Tier 2/Energy Star Clothes Washers | 2027 | Economic | MW | After Competition Groups | 0.14362 | 0 | 0 | 1819.8042 | 7.892e-05 | 58 | Commercial_2027_Economic_MW_After Competition Groups_58 | CEE Tier 2/Energy Star Clothes Washers | 0.007892% | 0 | 0.14362 | Commercial_2027_Economic_MW_After Competition Groups_CEE Tier 2/Energy Star Clothes Washers
Commercial | Com ¦ Demand controlled Circulating Systems | 2027 | Economic | MW | After Competition Groups | 0.14205 | 0 | 0 | 1819.8042 | 7.8057e-05 | 59 | Commercial_2027_Economic_MW_After Competition Groups_59 | Demand controlled Circulating Systems | 0.007806% | 0 | 0.14205 | Commercial_2027_Economic_MW_After Competition Groups_Demand controlled Circulating Systems
Commercial | Com ¦ HVAC Optimization | 2027 | Economic | MW | After Competition Groups | 0.11783 | 0 | 0 | 1819.8042 | 6.4751e-05 | 60 | Commercial_2027_Economic_MW_After Competition Groups_60 | HVAC Optimization | 0.006475% | 0 | 0.11783 | Commercial_2027_Economic_MW_After Competition Groups_HVAC Optimization
Commercial | Com ¦ Low Flow Pre-Rinse Spray Nozzle | 2027 | Economic | MW | After Competition Groups | 0.099731 | 0 | 0 | 1819.8042 | 5.4803e-05 | 61 | Commercial_2027_Economic_MW_After Competition Groups_61 | Low Flow Pre-Rinse Spray Nozzle | 0.00548% | 0 | 0.099731 | Commercial_2027_Economic_MW_After Competition Groups_Low Flow Pre-Rinse Spray Nozzle
Commercial | Com ¦ Commercial Hot Food Holding Cabinets | 2027 | Economic | MW | After Competition Groups | 0.083951 | 0 | 0 | 1819.8042 | 4.6132e-05 | 62 | Commercial_2027_Economic_MW_After Competition Groups_62 | Commercial Hot Food Holding Cabinets | 0.004613% | 0 | 0.083951 | Commercial_2027_Economic_MW_After Competition Groups_Commercial Hot Food Holding Cabinets
Commercial | Com ¦ Room AC (w/ louvered sides) 14 SEER from 12 SEER code | 2027 | Economic | MW | After Competition Groups | 0.0695 | 0 | 0 | 1819.8042 | 3.8191e-05 | 63 | Commercial_2027_Economic_MW_After Competition Groups_63 | Room AC (w/ louvered sides) 14 SEER from 12 SEER code | 0.003819% | 0 | 0.0695 | Commercial_2027_Economic_MW_After Competition Groups_Room AC (w/ louvered sides) 14 SEER from 12 SEER code
Commercial | Com ¦ Wall Insulation | 2027 | Economic | MW | After Competition Groups | 0.053021 | 0 | 0 | 1819.8042 | 2.9135e-05 | 64 | Commercial_2027_Economic_MW_After Competition Groups_64 | Wall Insulation | 0.002914% | 0 | 0.053021 | Commercial_2027_Economic_MW_After Competition Groups_Wall Insulation
Commercial | Com ¦ Condensing Unit Heaters or other Efficient Unit Heating System | 2027 | Economic | MW | After Competition Groups | 0.049472 | 0 | 0 | 1819.8042 | 2.7185e-05 | 65 | Commercial_2027_Economic_MW_After Competition Groups_65 | Condensing Unit Heaters or other Efficient Unit Heating System | 0.002719% | 0 | 0.049472 | Commercial_2027_Economic_MW_After Competition Groups_Condensing Unit Heaters or other Efficient Unit Heating System
Commercial | Com ¦ Energy Recovery Ventilation and Ventilation (Enhanced) | 2027 | Economic | MW | After Competition Groups | 0.04439 | 0 | 0 | 1819.8042 | 2.4393e-05 | 66 | Commercial_2027_Economic_MW_After Competition Groups_66 | Energy Recovery Ventilation and Ventilation (Enhanced) | 0.002439% | 0 | 0.04439 | Commercial_2027_Economic_MW_After Competition Groups_Energy Recovery Ventilation and Ventilation (Enhanced)
Commercial | Com ¦ High Efficiency Chiller (avg of water and air cooled) | 2027 | Economic | MW | After Competition Groups | 0.028567 | 0 | 0 | 1819.8042 | 1.5698e-05 | 67 | Commercial_2027_Economic_MW_After Competition Groups_67 | High Efficiency Chiller (avg of water and air cooled) | 0.00157% | 0 | 0.028567 | Commercial_2027_Economic_MW_After Competition Groups_High Efficiency Chiller (avg of water and air cooled)
Commercial | Com ¦ VSD Air Compressor | 2027 | Economic | MW | After Competition Groups | 0.023917 | 0 | 0 | 1819.8042 | 1.3143e-05 | 68 | Commercial_2027_Economic_MW_After Competition Groups_68 | VSD Air Compressor | 0.001314% | 0 | 0.023917 | Commercial_2027_Economic_MW_After Competition Groups_VSD Air Compressor
Commercial | Com ¦ Air Curtains | 2027 | Economic | MW | After Competition Groups | 0.006788 | 0 | 0 | 1819.8042 | 3.7301e-06 | 69 | Commercial_2027_Economic_MW_After Competition Groups_69 | Air Curtains | 0.000373% | 0 | 0.006788 | Commercial_2027_Economic_MW_After Competition Groups_Air Curtains
Commercial | Com ¦ EC Plug Fan for Data Center (under cabinet) | 2027 | Economic | MW | After Competition Groups | 0.0060248 | 0 | 0 | 1819.8042 | 3.3107e-06 | 70 | Commercial_2027_Economic_MW_After Competition Groups_70 | EC Plug Fan for Data Center (under cabinet) | 0.0003311% | 0 | 0.0060248 | Commercial_2027_Economic_MW_After Competition Groups_EC Plug Fan for Data Center (under cabinet)
Commercial | Com ¦ LED RECESSED DOWNLIGHTS | 2027 | Economic | MW | After Competition Groups | 0.0038513 | 0 | 0 | 1819.8042 | 2.1163e-06 | 71 | Commercial_2027_Economic_MW_After Competition Groups_71 | LED RECESSED DOWNLIGHTS | 0.0002116% | 0 | 0.0038513 | Commercial_2027_Economic_MW_After Competition Groups_LED RECESSED DOWNLIGHTS
Commercial | Com ¦ Electric Convection Combination Ovens | 2027 | Economic | MW | After Competition Groups | 0.00029979 | 0 | 0 | 1819.8042 | 1.6474e-07 | 72 | Commercial_2027_Economic_MW_After Competition Groups_72 | Electric Convection Combination Ovens | 1.647e-05% | 0 | 0.00029979 | Commercial_2027_Economic_MW_After Competition Groups_Electric Convection Combination Ovens
Commercial | Com ¦ Efficient compressor motor | 2027 | Economic | MW | After Competition Groups | 0 | 0 | 0 | 1819.8042 | 0 | 73 | Commercial_2027_Economic_MW_After Competition Groups_73 | Efficient compressor motor | 0% | 0 | 0 | Commercial_2027_Economic_MW_After Competition Groups_Efficient compressor motor
Commercial | Com ¦ Indoor Daylight Sensors/Photocell Dimming Control | 2027 | Economic | MW | After Competition Groups | 0 | 0 | 0 | 1819.8042 | 0 | 74 | Commercial_2027_Economic_MW_After Competition Groups_74 | Indoor Daylight Sensors/Photocell Dimming Control | 0% | 0 | 0 | Commercial_2027_Economic_MW_After Competition Groups_Indoor Daylight Sensors/Photocell Dimming Control
Commercial | Com ¦ Variable Refrigerant Flow Heat Pump | 2027 | Economic | MW | After Competition Groups | 0 | 0 | 0 | 1819.8042 | 0 | 75 | Commercial_2027_Economic_MW_After Competition Groups_75 | Variable Refrigerant Flow Heat Pump | 0% | 0 | 0 | Commercial_2027_Economic_MW_After Competition Groups_Variable Refrigerant Flow Heat Pump
Commercial | Com ¦ ENERGY STAR LED LAMPS (REFLECTOR LAMPs/MR16/PAR 16) | 2027 | SC A | MW | After Competition Groups | 98.8528 | 0 | 0 | 645.6495 | 0.15311 | 1 | Commercial_2027_SC A_MW_After Competition Groups_1 | ENERGY STAR LED LAMPS (REFLECTOR LAMPs/MR16/PAR 16) | 15.31% | 0 | 98.8528 | Commercial_2027_SC A_MW_After Competition Groups_ENERGY STAR LED LAMPS (REFLECTOR LAMPs/MR16/PAR 16)
Commercial | Com ¦ LED Low/High Bay | 2027 | SC A | MW | After Competition Groups | 86.8981 | 0 | 0 | 645.6495 | 0.13459 | 2 | Commercial_2027_SC A_MW_After Competition Groups_2 | LED Low/High Bay | 13.46% | 0 | 86.8981 | Commercial_2027_SC A_MW_After Competition Groups_LED Low/High Bay
Commercial | Com ¦ LED Troffer/Surface/Suspended | 2027 | SC A | MW | After Competition Groups | 81.531 | 0 | 0 | 645.6495 | 0.12628 | 3 | Commercial_2027_SC A_MW_After Competition Groups_3 | LED Troffer/Surface/Suspended | 12.63% | 0 | 81.531 | Commercial_2027_SC A_MW_After Competition Groups_LED Troffer/Surface/Suspended
Commercial | Com ¦ LED Replacement Lamp (Tube) | 2027 | SC A | MW | After Competition Groups | 50.6027 | 0 | 0 | 645.6495 | 0.078375 | 4 | Commercial_2027_SC A_MW_After Competition Groups_4 | LED Replacement Lamp (Tube) | 7.837% | 0 | 50.6027 | Commercial_2027_SC A_MW_After Competition Groups_LED Replacement Lamp (Tube)
Commercial | Com ¦ High Efficiency Air Source Heat Pump | 2027 | SC A | MW | After Competition Groups | 40.8242 | 0 | 0 | 645.6495 | 0.06323 | 5 | Commercial_2027_SC A_MW_After Competition Groups_5 | High Efficiency Air Source Heat Pump | 6.323% | 0 | 40.8242 | Commercial_2027_SC A_MW_After Competition Groups_High Efficiency Air Source Heat Pump
Commercial | Com ¦ Building Recommissioning, Operations and Maintenance (O&M) Improvements | 2027 | SC A | MW | After Competition Groups | 33.1757 | 0 | 0 | 645.6495 | 0.051383 | 6 | Commercial_2027_SC A_MW_After Competition Groups_6 | Building Recommissioning, Operations and Maintenance (O&M) Improvements | 5.138% | 0 | 33.1757 | Commercial_2027_SC A_MW_After Competition Groups_Building Recommissioning, Operations and Maintenance (O&M) Improvements
Commercial | Com ¦ Education and Capacity Building/Energy Behavior | 2027 | SC A | MW | After Competition Groups | 26.7969 | 0 | 0 | 645.6495 | 0.041504 | 7 | Commercial_2027_SC A_MW_After Competition Groups_7 | Education and Capacity Building/Energy Behavior | 4.15% | 0 | 26.7969 | Commercial_2027_SC A_MW_After Competition Groups_Education and Capacity Building/Energy Behavior
Commercial | Com ¦ Data Center Storage/Server Virtualization | 2027 | SC A | MW | After Competition Groups | 20.3979 | 0 | 0 | 645.6495 | 0.031593 | 8 | Commercial_2027_SC A_MW_After Competition Groups_8 | Data Center Storage/Server Virtualization | 3.159% | 0 | 20.3979 | Commercial_2027_SC A_MW_After Competition Groups_Data Center Storage/Server Virtualization
Commercial | Com ¦ Advanced BAS/Controllers | 2027 | SC A | MW | After Competition Groups | 19.0086 | 0 | 0 | 645.6495 | 0.029441 | 9 | Commercial_2027_SC A_MW_After Competition Groups_9 | Advanced BAS/Controllers | 2.944% | 0 | 19.0086 | Commercial_2027_SC A_MW_After Competition Groups_Advanced BAS/Controllers
Commercial | Com ¦ Reach-in Shaded Pole to ECM/PSC Evaporator Fan Motor | 2027 | SC A | MW | After Competition Groups | 15.6897 | 0 | 0 | 645.6495 | 0.024301 | 10 | Commercial_2027_SC A_MW_After Competition Groups_10 | Reach-in Shaded Pole to ECM/PSC Evaporator Fan Motor | 2.43% | 0 | 15.6897 | Commercial_2027_SC A_MW_After Competition Groups_Reach-in Shaded Pole to ECM/PSC Evaporator Fan Motor
Commercial | Com ¦ LED or Equivalent Sign Lighting | 2027 | SC A | MW | After Competition Groups | 14.2286 | 0 | 0 | 645.6495 | 0.022038 | 11 | Commercial_2027_SC A_MW_After Competition Groups_11 | LED or Equivalent Sign Lighting | 2.204% | 0 | 14.2286 | Commercial_2027_SC A_MW_After Competition Groups_LED or Equivalent Sign Lighting
Commercial | Com ¦ ENERGY STAR LED LAMPS (General Service Lamps) | 2027 | SC A | MW | After Competition Groups | 12.7275 | 0 | 0 | 645.6495 | 0.019713 | 12 | Commercial_2027_SC A_MW_After Competition Groups_12 | ENERGY STAR LED LAMPS (General Service Lamps) | 1.971% | 0 | 12.7275 | Commercial_2027_SC A_MW_After Competition Groups_ENERGY STAR LED LAMPS (General Service Lamps)
Commercial | Com ¦ Adaptive Thermostats | 2027 | SC A | MW | After Competition Groups | 12.7065 | 0 | 0 | 645.6495 | 0.01968 | 13 | Commercial_2027_SC A_MW_After Competition Groups_13 | Adaptive Thermostats | 1.968% | 0 | 12.7065 | Commercial_2027_SC A_MW_After Competition Groups_Adaptive Thermostats
Commercial | Com ¦ Strip Curtains | 2027 | SC A | MW | After Competition Groups | 11.73 | 0 | 0 | 645.6495 | 0.018168 | 14 | Commercial_2027_SC A_MW_After Competition Groups_14 | Strip Curtains | 1.817% | 0 | 11.73 | Commercial_2027_SC A_MW_After Competition Groups_Strip Curtains
Commercial | Com ¦ Unitary Air-Conditioning Unit | 2027 | SC A | MW | After Competition Groups | 10.8261 | 0 | 0 | 645.6495 | 0.016768 | 15 | Commercial_2027_SC A_MW_After Competition Groups_15 | Unitary Air-Conditioning Unit | 1.677% | 0 | 10.8261 | Commercial_2027_SC A_MW_After Competition Groups_Unitary Air-Conditioning Unit
Commercial | Com ¦ Refrigerated Display Case Doors | 2027 | SC A | MW | After Competition Groups | 10.3782 | 0 | 0 | 645.6495 | 0.016074 | 16 | Commercial_2027_SC A_MW_After Competition Groups_16 | Refrigerated Display Case Doors | 1.607% | 0 | 10.3782 | Commercial_2027_SC A_MW_After Competition Groups_Refrigerated Display Case Doors
Commercial | Com ¦ Furnace Tune-Up | 2027 | SC A | MW | After Competition Groups | 9.6105 | 0 | 0 | 645.6495 | 0.014885 | 17 | Commercial_2027_SC A_MW_After Competition Groups_17 | Furnace Tune-Up | 1.488% | 0 | 9.6105 | Commercial_2027_SC A_MW_After Competition Groups_Furnace Tune-Up
Commercial | Com ¦ Chilled Water Optimization | 2027 | SC A | MW | After Competition Groups | 7.9299 | 0 | 0 | 645.6495 | 0.012282 | 18 | Commercial_2027_SC A_MW_After Competition Groups_18 | Chilled Water Optimization | 1.228% | 0 | 7.9299 | Commercial_2027_SC A_MW_After Competition Groups_Chilled Water Optimization
Commercial | Com ¦ Centrally controlled desktop PC/NETWORK PC POWER MANAGEMENT SOFTWARE | 2027 | SC A | MW | After Competition Groups | 7.8776 | 0 | 0 | 645.6495 | 0.012201 | 19 | Commercial_2027_SC A_MW_After Competition Groups_19 | Centrally controlled desktop PC/NETWORK PC POWER MANAGEMENT SOFTWARE | 1.22% | 0 | 7.8776 | Commercial_2027_SC A_MW_After Competition Groups_Centrally controlled desktop PC/NETWORK PC POWER MANAGEMENT SOFTWARE
Commercial | Com ¦ Variable Frequency Drive (VFD) | 2027 | SC A | MW | After Competition Groups | 6.7743 | 0 | 0 | 645.6495 | 0.010492 | 20 | Commercial_2027_SC A_MW_After Competition Groups_20 | Variable Frequency Drive (VFD) | 1.049% | 0 | 6.7743 | Commercial_2027_SC A_MW_After Competition Groups_Variable Frequency Drive (VFD)
Commercial | Com ¦ Demand Control Ventilation | 2027 | SC A | MW | After Competition Groups | 6.4755 | 0 | 0 | 645.6495 | 0.01003 | 21 | Commercial_2027_SC A_MW_After Competition Groups_21 | Demand Control Ventilation | 1.003% | 0 | 6.4755 | Commercial_2027_SC A_MW_After Competition Groups_Demand Control Ventilation
Commercial | Com ¦ VFD on Pumps | 2027 | SC A | MW | After Competition Groups | 6.2894 | 0 | 0 | 645.6495 | 0.0097412 | 22 | Commercial_2027_SC A_MW_After Competition Groups_22 | VFD on Pumps | 0.9741% | 0 | 6.2894 | Commercial_2027_SC A_MW_After Competition Groups_VFD on Pumps
Commercial | Com ¦ Refrigerated Display Case LED | 2027 | SC A | MW | After Competition Groups | 5.2375 | 0 | 0 | 645.6495 | 0.008112 | 23 | Commercial_2027_SC A_MW_After Competition Groups_23 | Refrigerated Display Case LED | 0.8112% | 0 | 5.2375 | Commercial_2027_SC A_MW_After Competition Groups_Refrigerated Display Case LED
Commercial | Com ¦ LED EXTERIOR AREA LIGHTS - LED fixture (200W) | 2027 | SC A | MW | After Competition Groups | 5.0724 | 0 | 0 | 645.6495 | 0.0078562 | 24 | Commercial_2027_SC A_MW_After Competition Groups_24 | LED EXTERIOR AREA LIGHTS - LED fixture (200W) | 0.7856% | 0 | 5.0724 | Commercial_2027_SC A_MW_After Competition Groups_LED EXTERIOR AREA LIGHTS - LED fixture (200W)
Commercial | Com ¦ LED parking lot fixture | 2027 | SC A | MW | After Competition Groups | 4.9344 | 0 | 0 | 645.6495 | 0.0076426 | 25 | Commercial_2027_SC A_MW_After Competition Groups_25 | LED parking lot fixture | 0.7643% | 0 | 4.9344 | Commercial_2027_SC A_MW_After Competition Groups_LED parking lot fixture
Commercial | Com ¦ ECM MOTORS FOR EVAPORATOR FANS for refrigeration (WALK-IN) | 2027 | SC A | MW | After Competition Groups | 3.4656 | 0 | 0 | 645.6495 | 0.0053677 | 26 | Commercial_2027_SC A_MW_After Competition Groups_26 | ECM MOTORS FOR EVAPORATOR FANS for refrigeration (WALK-IN) | 0.5368% | 0 | 3.4656 | Commercial_2027_SC A_MW_After Competition Groups_ECM MOTORS FOR EVAPORATOR FANS for refrigeration (WALK-IN)
Commercial | Com ¦ Air Handler with Dedicated Outdoor Air Systems | 2027 | SC A | MW | After Competition Groups | 3.1369 | 0 | 0 | 645.6495 | 0.0048585 | 27 | Commercial_2027_SC A_MW_After Competition Groups_27 | Air Handler with Dedicated Outdoor Air Systems | 0.4858% | 0 | 3.1369 | Commercial_2027_SC A_MW_After Competition Groups_Air Handler with Dedicated Outdoor Air Systems
Commercial | Com ¦ ENERGY STAR Griddle (74% eff) | 2027 | SC A | MW | After Competition Groups | 2.9812 | 0 | 0 | 645.6495 | 0.0046174 | 28 | Commercial_2027_SC A_MW_After Competition Groups_28 | ENERGY STAR Griddle (74% eff) | 0.4617% | 0 | 2.9812 | Commercial_2027_SC A_MW_After Competition Groups_ENERGY STAR Griddle (74% eff)
Commercial | Com ¦ LED street light fixture | 2027 | SC A | MW | After Competition Groups | 2.9389 | 0 | 0 | 645.6495 | 0.0045519 | 29 | Commercial_2027_SC A_MW_After Competition Groups_29 | LED street light fixture | 0.4552% | 0 | 2.9389 | Commercial_2027_SC A_MW_After Competition Groups_LED street light fixture
Commercial | Com ¦ Evaporator Fan Controls | 2027 | SC A | MW | After Competition Groups | 2.9116 | 0 | 0 | 645.6495 | 0.0045096 | 30 | Commercial_2027_SC A_MW_After Competition Groups_30 | Evaporator Fan Controls | 0.451% | 0 | 2.9116 | Commercial_2027_SC A_MW_After Competition Groups_Evaporator Fan Controls
Commercial | Com ¦ Demand Control Kitchen Ventilation | 2027 | SC A | MW | After Competition Groups | 2.6814 | 0 | 0 | 645.6495 | 0.0041531 | 31 | Commercial_2027_SC A_MW_After Competition Groups_31 | Demand Control Kitchen Ventilation | 0.4153% | 0 | 2.6814 | Commercial_2027_SC A_MW_After Competition Groups_Demand Control Kitchen Ventilation
Commercial | Com ¦ Freezer Case Light Sensor | 2027 | SC A | MW | After Competition Groups | 2.4399 | 0 | 0 | 645.6495 | 0.003779 | 32 | Commercial_2027_SC A_MW_After Competition Groups_32 | Freezer Case Light Sensor | 0.3779% | 0 | 2.4399 | Commercial_2027_SC A_MW_After Competition Groups_Freezer Case Light Sensor
Commercial | Com ¦ Door Gasket Freezer/Refrigerator | 2027 | SC A | MW | After Competition Groups | 2.3334 | 0 | 0 | 645.6495 | 0.003614 | 33 | Commercial_2027_SC A_MW_After Competition Groups_33 | Door Gasket Freezer/Refrigerator | 0.3614% | 0 | 2.3334 | Commercial_2027_SC A_MW_After Competition Groups_Door Gasket Freezer/Refrigerator
Commercial | Com ¦ Occupancy Sensors | 2027 | SC A | MW | After Competition Groups | 2.123 | 0 | 0 | 645.6495 | 0.0032882 | 34 | Commercial_2027_SC A_MW_After Competition Groups_34 | Occupancy Sensors | 0.3288% | 0 | 2.123 | Commercial_2027_SC A_MW_After Competition Groups_Occupancy Sensors
Commercial | Com ¦ Duct Insulation, R8 | 2027 | SC A | MW | After Competition Groups | 1.7497 | 0 | 0 | 645.6495 | 0.0027099 | 35 | Commercial_2027_SC A_MW_After Competition Groups_35 | Duct Insulation, R8 | 0.271% | 0 | 1.7497 | Commercial_2027_SC A_MW_After Competition Groups_Duct Insulation, R8
Commercial | Com ¦ Water Source Heat Pump (4 ton) | 2027 | SC A | MW | After Competition Groups | 1.4031 | 0 | 0 | 645.6495 | 0.0021732 | 36 | Commercial_2027_SC A_MW_After Competition Groups_36 | Water Source Heat Pump (4 ton) | 0.2173% | 0 | 1.4031 | Commercial_2027_SC A_MW_After Competition Groups_Water Source Heat Pump (4 ton)
Commercial | Com ¦ Elec Storage WH 2.30 Et | 2027 | SC A | MW | After Competition Groups | 1.0811 | 0 | 0 | 645.6495 | 0.0016744 | 37 | Commercial_2027_SC A_MW_After Competition Groups_37 | Elec Storage WH 2.30 Et | 0.1674% | 0 | 1.0811 | Commercial_2027_SC A_MW_After Competition Groups_Elec Storage WH 2.30 Et
Commercial | Com ¦ Temperature Adjustment in Commercial Freezers | 2027 | SC A | MW | After Competition Groups | 1.0657 | 0 | 0 | 645.6495 | 0.0016505 | 38 | Commercial_2027_SC A_MW_After Competition Groups_38 | Temperature Adjustment in Commercial Freezers | 0.1651% | 0 | 1.0657 | Commercial_2027_SC A_MW_After Competition Groups_Temperature Adjustment in Commercial Freezers
Commercial | Com ¦ BEVERAGE VENDING MACHINE CONTROLS | 2027 | SC A | MW | After Competition Groups | 1.0311 | 0 | 0 | 645.6495 | 0.0015971 | 39 | Commercial_2027_SC A_MW_After Competition Groups_39 | BEVERAGE VENDING MACHINE CONTROLS | 0.1597% | 0 | 1.0311 | Commercial_2027_SC A_MW_After Competition Groups_BEVERAGE VENDING MACHINE CONTROLS
Commercial | Com ¦ ENERGY STAR Fryer (84% eff) | 2027 | SC A | MW | After Competition Groups | 0.87533 | 0 | 0 | 645.6495 | 0.0013557 | 40 | Commercial_2027_SC A_MW_After Competition Groups_40 | ENERGY STAR Fryer (84% eff) | 0.1356% | 0 | 0.87533 | Commercial_2027_SC A_MW_After Competition Groups_ENERGY STAR Fryer (84% eff)
Commercial | Com ¦ Vertical Night Covers | 2027 | SC A | MW | After Competition Groups | 0.86088 | 0 | 0 | 645.6495 | 0.0013334 | 41 | Commercial_2027_SC A_MW_After Competition Groups_41 | Vertical Night Covers | 0.1333% | 0 | 0.86088 | Commercial_2027_SC A_MW_After Competition Groups_Vertical Night Covers
Commercial | Com ¦ CO Sensors for parking garage exhaust fans | 2027 | SC A | MW | After Competition Groups | 0.80962 | 0 | 0 | 645.6495 | 0.001254 | 42 | Commercial_2027_SC A_MW_After Competition Groups_42 | CO Sensors for parking garage exhaust fans | 0.1254% | 0 | 0.80962 | Commercial_2027_SC A_MW_After Competition Groups_CO Sensors for parking garage exhaust fans
Commercial | Com ¦ Energy Efficient Laboratory Fume Hood | 2027 | SC A | MW | After Competition Groups | 0.77231 | 0 | 0 | 645.6495 | 0.0011962 | 43 | Commercial_2027_SC A_MW_After Competition Groups_43 | Energy Efficient Laboratory Fume Hood | 0.1196% | 0 | 0.77231 | Commercial_2027_SC A_MW_After Competition Groups_Energy Efficient Laboratory Fume Hood
Commercial | Com ¦ Outside Air Economizer | 2027 | SC A | MW | After Competition Groups | 0.73006 | 0 | 0 | 645.6495 | 0.0011307 | 44 | Commercial_2027_SC A_MW_After Competition Groups_44 | Outside Air Economizer | 0.1131% | 0 | 0.73006 | Commercial_2027_SC A_MW_After Competition Groups_Outside Air Economizer
Commercial | Com ¦ Water Heating (DHW) Pipe Insulation (Add 3/4\ Foam)" | 2027 | SC A | MW | After Competition Groups | 0.67615 | 0 | 0 | 645.6495 | 0.0010472 | 45 | Commercial_2027_SC A_MW_After Competition Groups_45 | Water Heating (DHW) Pipe Insulation (Add 3/4\ Foam)" | 0.1047% | 0 | 0.67615 | Commercial_2027_SC A_MW_After Competition Groups_Water Heating (DHW) Pipe Insulation (Add 3/4\ Foam)"
Commercial | Com ¦ Thermostat Setback | 2027 | SC A | MW | After Competition Groups | 0.56653 | 0 | 0 | 645.6495 | 0.00087746 | 46 | Commercial_2027_SC A_MW_After Competition Groups_46 | Thermostat Setback | 0.08775% | 0 | 0.56653 | Commercial_2027_SC A_MW_After Competition Groups_Thermostat Setback
Commercial | Com ¦ ENERGY STAR Steam Cookers | 2027 | SC A | MW | After Competition Groups | 0.56016 | 0 | 0 | 645.6495 | 0.00086759 | 47 | Commercial_2027_SC A_MW_After Competition Groups_47 | ENERGY STAR Steam Cookers | 0.08676% | 0 | 0.56016 | Commercial_2027_SC A_MW_After Competition Groups_ENERGY STAR Steam Cookers
Commercial | Com ¦ Suction Pipe Insulation Freezer/Refrigerator | 2027 | SC A | MW | After Competition Groups | 0.44255 | 0 | 0 | 645.6495 | 0.00068544 | 48 | Commercial_2027_SC A_MW_After Competition Groups_48 | Suction Pipe Insulation Freezer/Refrigerator | 0.06854% | 0 | 0.44255 | Commercial_2027_SC A_MW_After Competition Groups_Suction Pipe Insulation Freezer/Refrigerator
Commercial | Com ¦ ENERGY STAR Dishwasher | 2027 | SC A | MW | After Competition Groups | 0.38547 | 0 | 0 | 645.6495 | 0.00059702 | 49 | Commercial_2027_SC A_MW_After Competition Groups_49 | ENERGY STAR Dishwasher | 0.0597% | 0 | 0.38547 | Commercial_2027_SC A_MW_After Competition Groups_ENERGY STAR Dishwasher
Commercial | Com ¦ Ozone Laundry Treatment | 2027 | SC A | MW | After Competition Groups | 0.17698 | 0 | 0 | 645.6495 | 0.00027412 | 50 | Commercial_2027_SC A_MW_After Competition Groups_50 | Ozone Laundry Treatment | 0.02741% | 0 | 0.17698 | Commercial_2027_SC A_MW_After Competition Groups_Ozone Laundry Treatment
Commercial | Com ¦ Condensing Make Up Air Unit | 2027 | SC A | MW | After Competition Groups | 0.14565 | 0 | 0 | 645.6495 | 0.00022559 | 51 | Commercial_2027_SC A_MW_After Competition Groups_51 | Condensing Make Up Air Unit | 0.02256% | 0 | 0.14565 | Commercial_2027_SC A_MW_After Competition Groups_Condensing Make Up Air Unit
Commercial | Com ¦ ECM MOTORS FOR HVAC APPLICATION (FAN-POWERED VAV BOX) | 2027 | SC A | MW | After Competition Groups | 0.10282 | 0 | 0 | 645.6495 | 0.00015924 | 52 | Commercial_2027_SC A_MW_After Competition Groups_52 | ECM MOTORS FOR HVAC APPLICATION (FAN-POWERED VAV BOX) | 0.01592% | 0 | 0.10282 | Commercial_2027_SC A_MW_After Competition Groups_ECM MOTORS FOR HVAC APPLICATION (FAN-POWERED VAV BOX)
Commercial | COM ¦ Ductless Mini-Split Heat Pumps | 2027 | SC A | MW | After Competition Groups | 0.093919 | 0 | 0 | 645.6495 | 0.00014546 | 53 | Commercial_2027_SC A_MW_After Competition Groups_53 | Ductless Mini-Split Heat Pumps | 0.01455% | 0 | 0.093919 | Commercial_2027_SC A_MW_After Competition Groups_Ductless Mini-Split Heat Pumps
Commercial | Com ¦ CEE Tier 2/Energy Star Clothes Washers | 2027 | SC A | MW | After Competition Groups | 0.078068 | 0 | 0 | 645.6495 | 0.00012091 | 54 | Commercial_2027_SC A_MW_After Competition Groups_54 | CEE Tier 2/Energy Star Clothes Washers | 0.01209% | 0 | 0.078068 | Commercial_2027_SC A_MW_After Competition Groups_CEE Tier 2/Energy Star Clothes Washers
Commercial | Com ¦ HVAC Optimization | 2027 | SC A | MW | After Competition Groups | 0.067972 | 0 | 0 | 645.6495 | 0.00010528 | 55 | Commercial_2027_SC A_MW_After Competition Groups_55 | HVAC Optimization | 0.01053% | 0 | 0.067972 | Commercial_2027_SC A_MW_After Competition Groups_HVAC Optimization
Commercial | Com ¦ PTAC (12 EER/10,000 BTU) | 2027 | SC A | MW | After Competition Groups | 0.060689 | 0 | 0 | 645.6495 | 9.3998e-05 | 56 | Commercial_2027_SC A_MW_After Competition Groups_56 | PTAC (12 EER/10,000 BTU) | 0.0094% | 0 | 0.060689 | Commercial_2027_SC A_MW_After Competition Groups_PTAC (12 EER/10,000 BTU)
Commercial | Com ¦ Auto Off Time Switch or Time Clock control | 2027 | SC A | MW | After Competition Groups | 0.050322 | 0 | 0 | 645.6495 | 7.7941e-05 | 57 | Commercial_2027_SC A_MW_After Competition Groups_57 | Auto Off Time Switch or Time Clock control | 0.007794% | 0 | 0.050322 | Commercial_2027_SC A_MW_After Competition Groups_Auto Off Time Switch or Time Clock control
Commercial | Com ¦ Demand controlled Circulating Systems | 2027 | SC A | MW | After Competition Groups | 0.046102 | 0 | 0 | 645.6495 | 7.1403e-05 | 58 | Commercial_2027_SC A_MW_After Competition Groups_58 | Demand controlled Circulating Systems | 0.00714% | 0 | 0.046102 | Commercial_2027_SC A_MW_After Competition Groups_Demand controlled Circulating Systems
Commercial | Com ¦ Low Flow Pre-Rinse Spray Nozzle | 2027 | SC A | MW | After Competition Groups | 0.045007 | 0 | 0 | 645.6495 | 6.9708e-05 | 59 | Commercial_2027_SC A_MW_After Competition Groups_59 | Low Flow Pre-Rinse Spray Nozzle | 0.006971% | 0 | 0.045007 | Commercial_2027_SC A_MW_After Competition Groups_Low Flow Pre-Rinse Spray Nozzle
Commercial | Com ¦ Notched V belts for HVAC Systems | 2027 | SC A | MW | After Competition Groups | 0.042306 | 0 | 0 | 645.6495 | 6.5525e-05 | 60 | Commercial_2027_SC A_MW_After Competition Groups_60 | Notched V belts for HVAC Systems | 0.006553% | 0 | 0.042306 | Commercial_2027_SC A_MW_After Competition Groups_Notched V belts for HVAC Systems
Commercial | Com ¦ Solar Water Preheat (Pools/DHW) | 2027 | SC A | MW | After Competition Groups | 0.03369 | 0 | 0 | 645.6495 | 5.2181e-05 | 61 | Commercial_2027_SC A_MW_After Competition Groups_61 | Solar Water Preheat (Pools/DHW) | 0.005218% | 0 | 0.03369 | Commercial_2027_SC A_MW_After Competition Groups_Solar Water Preheat (Pools/DHW)
Commercial | Com ¦ Commercial Hot Food Holding Cabinets | 2027 | SC A | MW | After Competition Groups | 0.026013 | 0 | 0 | 645.6495 | 4.0289e-05 | 62 | Commercial_2027_SC A_MW_After Competition Groups_62 | Commercial Hot Food Holding Cabinets | 0.004029% | 0 | 0.026013 | Commercial_2027_SC A_MW_After Competition Groups_Commercial Hot Food Holding Cabinets
Commercial | Com ¦ Wall Insulation | 2027 | SC A | MW | After Competition Groups | 0.015855 | 0 | 0 | 645.6495 | 2.4557e-05 | 63 | Commercial_2027_SC A_MW_After Competition Groups_63 | Wall Insulation | 0.002456% | 0 | 0.015855 | Commercial_2027_SC A_MW_After Competition Groups_Wall Insulation
Commercial | Com ¦ Condensing Unit Heaters or other Efficient Unit Heating System | 2027 | SC A | MW | After Competition Groups | 0.01522 | 0 | 0 | 645.6495 | 2.3573e-05 | 64 | Commercial_2027_SC A_MW_After Competition Groups_64 | Condensing Unit Heaters or other Efficient Unit Heating System | 0.002357% | 0 | 0.01522 | Commercial_2027_SC A_MW_After Competition Groups_Condensing Unit Heaters or other Efficient Unit Heating System
Commercial | Com ¦ VSD Air Compressor | 2027 | SC A | MW | After Competition Groups | 0.011836 | 0 | 0 | 645.6495 | 1.8332e-05 | 65 | Commercial_2027_SC A_MW_After Competition Groups_65 | VSD Air Compressor | 0.001833% | 0 | 0.011836 | Commercial_2027_SC A_MW_After Competition Groups_VSD Air Compressor
Commercial | Com ¦ Air Curtains | 2027 | SC A | MW | After Competition Groups | 0.011416 | 0 | 0 | 645.6495 | 1.7682e-05 | 66 | Commercial_2027_SC A_MW_After Competition Groups_66 | Air Curtains | 0.001768% | 0 | 0.011416 | Commercial_2027_SC A_MW_After Competition Groups_Air Curtains
Commercial | Com ¦ Room AC (w/ louvered sides) 14 SEER from 12 SEER code | 2027 | SC A | MW | After Competition Groups | 0.0065908 | 0 | 0 | 645.6495 | 1.0208e-05 | 67 | Commercial_2027_SC A_MW_After Competition Groups_67 | Room AC (w/ louvered sides) 14 SEER from 12 SEER code | 0.001021% | 0 | 0.0065908 | Commercial_2027_SC A_MW_After Competition Groups_Room AC (w/ louvered sides) 14 SEER from 12 SEER code
Commercial | Com ¦ LED RECESSED DOWNLIGHTS | 2027 | SC A | MW | After Competition Groups | 0.0049613 | 0 | 0 | 645.6495 | 7.6842e-06 | 68 | Commercial_2027_SC A_MW_After Competition Groups_68 | LED RECESSED DOWNLIGHTS | 0.0007684% | 0 | 0.0049613 | Commercial_2027_SC A_MW_After Competition Groups_LED RECESSED DOWNLIGHTS
Commercial | Com ¦ Energy Recovery Ventilation and Ventilation (Enhanced) | 2027 | SC A | MW | After Competition Groups | 0.0033905 | 0 | 0 | 645.6495 | 5.2513e-06 | 69 | Commercial_2027_SC A_MW_After Competition Groups_69 | Energy Recovery Ventilation and Ventilation (Enhanced) | 0.0005251% | 0 | 0.0033905 | Commercial_2027_SC A_MW_After Competition Groups_Energy Recovery Ventilation and Ventilation (Enhanced)
Commercial | Com ¦ LLLC - Low Impact Application | 2027 | SC A | MW | After Competition Groups | 0.0032099 | 0 | 0 | 645.6495 | 4.9716e-06 | 70 | Commercial_2027_SC A_MW_After Competition Groups_70 | LLLC - Low Impact Application | 0.0004972% | 0 | 0.0032099 | Commercial_2027_SC A_MW_After Competition Groups_LLLC - Low Impact Application
Commercial | Com ¦ High Efficiency Small Instantaneous Water Heater | 2027 | SC A | MW | After Competition Groups | 0.0029326 | 0 | 0 | 645.6495 | 4.542e-06 | 71 | Commercial_2027_SC A_MW_After Competition Groups_71 | High Efficiency Small Instantaneous Water Heater | 0.0004542% | 0 | 0.0029326 | Commercial_2027_SC A_MW_After Competition Groups_High Efficiency Small Instantaneous Water Heater
Commercial | Com ¦ LLLC - High Impact Application | 2027 | SC A | MW | After Competition Groups | 0.0029069 | 0 | 0 | 645.6495 | 4.5022e-06 | 72 | Commercial_2027_SC A_MW_After Competition Groups_72 | LLLC - High Impact Application | 0.0004502% | 0 | 0.0029069 | Commercial_2027_SC A_MW_After Competition Groups_LLLC - High Impact Application
Commercial | Com ¦ High Efficiency Chiller (avg of water and air cooled) | 2027 | SC A | MW | After Competition Groups | 0.0023433 | 0 | 0 | 645.6495 | 3.6294e-06 | 73 | Commercial_2027_SC A_MW_After Competition Groups_73 | High Efficiency Chiller (avg of water and air cooled) | 0.0003629% | 0 | 0.0023433 | Commercial_2027_SC A_MW_After Competition Groups_High Efficiency Chiller (avg of water and air cooled)
Commercial | Com ¦ EC Plug Fan for Data Center (under cabinet) | 2027 | SC A | MW | After Competition Groups | 0.0013584 | 0 | 0 | 645.6495 | 2.1039e-06 | 74 | Commercial_2027_SC A_MW_After Competition Groups_74 | EC Plug Fan for Data Center (under cabinet) | 0.0002104% | 0 | 0.0013584 | Commercial_2027_SC A_MW_After Competition Groups_EC Plug Fan for Data Center (under cabinet)
Commercial | Com ¦ Electric Convection Combination Ovens | 2027 | SC A | MW | After Competition Groups | 0.00020322 | 0 | 0 | 645.6495 | 3.1475e-07 | 75 | Commercial_2027_SC A_MW_After Competition Groups_75 | Electric Convection Combination Ovens | 3.147e-05% | 0 | 0.00020322 | Commercial_2027_SC A_MW_After Competition Groups_Electric Convection Combination Ovens
Commercial | Com ¦ Networked/Connected - High Impact Application | 2027 | SC A | MW | After Competition Groups | 6.173e-05 | 0 | 0 | 645.6495 | 9.5609e-08 | 76 | Commercial_2027_SC A_MW_After Competition Groups_76 | Networked/Connected - High Impact Application | 9.561e-06% | 0 | 6.173e-05 | Commercial_2027_SC A_MW_After Competition Groups_Networked/Connected - High Impact Application
Commercial | Com ¦ Networked/Connected - Low Impact Application | 2027 | SC A | MW | After Competition Groups | 2.83e-06 | 0 | 0 | 645.6495 | 4.3832e-09 | 77 | Commercial_2027_SC A_MW_After Competition Groups_77 | Networked/Connected - Low Impact Application | 4.383e-07% | 0 | 2.83e-06 | Commercial_2027_SC A_MW_After Competition Groups_Networked/Connected - Low Impact Application
Commercial | Com ¦ Efficient compressor motor | 2027 | SC A | MW | After Competition Groups | 0 | 0 | 0 | 645.6495 | 0 | 78 | Commercial_2027_SC A_MW_After Competition Groups_78 | Efficient compressor motor | 0% | 0 | 0 | Commercial_2027_SC A_MW_After Competition Groups_Efficient compressor motor
Commercial | Com ¦ Indoor Daylight Sensors/Photocell Dimming Control | 2027 | SC A | MW | After Competition Groups | 0 | 0 | 0 | 645.6495 | 0 | 79 | Commercial_2027_SC A_MW_After Competition Groups_79 | Indoor Daylight Sensors/Photocell Dimming Control | 0% | 0 | 0 | Commercial_2027_SC A_MW_After Competition Groups_Indoor Daylight Sensors/Photocell Dimming Control
Commercial | Com ¦ Variable Refrigerant Flow Heat Pump | 2027 | SC A | MW | After Competition Groups | 0 | 0 | 0 | 645.6495 | 0 | 80 | Commercial_2027_SC A_MW_After Competition Groups_80 | Variable Refrigerant Flow Heat Pump | 0% | 0 | 0 | Commercial_2027_SC A_MW_After Competition Groups_Variable Refrigerant Flow Heat Pump
Commercial | Com ¦ Education and Capacity Building/Energy Behavior | 2027 | SC B | MW | After Competition Groups | 133.9844 | 0 | 0 | 966.0855 | 0.13869 | 1 | Commercial_2027_SC B_MW_After Competition Groups_1 | Education and Capacity Building/Energy Behavior | 13.87% | 0 | 133.9844 | Commercial_2027_SC B_MW_After Competition Groups_Education and Capacity Building/Energy Behavior
Commercial | Com ¦ ENERGY STAR LED LAMPS (REFLECTOR LAMPs/MR16/PAR 16) | 2027 | SC B | MW | After Competition Groups | 98.8528 | 0 | 0 | 966.0855 | 0.10232 | 2 | Commercial_2027_SC B_MW_After Competition Groups_2 | ENERGY STAR LED LAMPS (REFLECTOR LAMPs/MR16/PAR 16) | 10.23% | 0 | 98.8528 | Commercial_2027_SC B_MW_After Competition Groups_ENERGY STAR LED LAMPS (REFLECTOR LAMPs/MR16/PAR 16)
Commercial | Com ¦ LED Low/High Bay | 2027 | SC B | MW | After Competition Groups | 98.079 | 0 | 0 | 966.0855 | 0.10152 | 3 | Commercial_2027_SC B_MW_After Competition Groups_3 | LED Low/High Bay | 10.15% | 0 | 98.079 | Commercial_2027_SC B_MW_After Competition Groups_LED Low/High Bay
Commercial | Com ¦ LED Troffer/Surface/Suspended | 2027 | SC B | MW | After Competition Groups | 87.5604 | 0 | 0 | 966.0855 | 0.090634 | 4 | Commercial_2027_SC B_MW_After Competition Groups_4 | LED Troffer/Surface/Suspended | 9.063% | 0 | 87.5604 | Commercial_2027_SC B_MW_After Competition Groups_LED Troffer/Surface/Suspended
Commercial | Com ¦ Building Recommissioning, Operations and Maintenance (O&M) Improvements | 2027 | SC B | MW | After Competition Groups | 55.7286 | 0 | 0 | 966.0855 | 0.057685 | 5 | Commercial_2027_SC B_MW_After Competition Groups_5 | Building Recommissioning, Operations and Maintenance (O&M) Improvements | 5.768% | 0 | 55.7286 | Commercial_2027_SC B_MW_After Competition Groups_Building Recommissioning, Operations and Maintenance (O&M) Improvements
Commercial | Com ¦ LED Replacement Lamp (Tube) | 2027 | SC B | MW | After Competition Groups | 50.6027 | 0 | 0 | 966.0855 | 0.052379 | 6 | Commercial_2027_SC B_MW_After Competition Groups_6 | LED Replacement Lamp (Tube) | 5.238% | 0 | 50.6027 | Commercial_2027_SC B_MW_After Competition Groups_LED Replacement Lamp (Tube)
Commercial | Com ¦ High Efficiency Air Source Heat Pump | 2027 | SC B | MW | After Competition Groups | 40.8241 | 0 | 0 | 966.0855 | 0.042257 | 7 | Commercial_2027_SC B_MW_After Competition Groups_7 | High Efficiency Air Source Heat Pump | 4.226% | 0 | 40.8241 | Commercial_2027_SC B_MW_After Competition Groups_High Efficiency Air Source Heat Pump
Commercial | Com ¦ Unitary Air-Conditioning Unit | 2027 | SC B | MW | After Competition Groups | 34.9676 | 0 | 0 | 966.0855 | 0.036195 | 8 | Commercial_2027_SC B_MW_After Competition Groups_8 | Unitary Air-Conditioning Unit | 3.62% | 0 | 34.9676 | Commercial_2027_SC B_MW_After Competition Groups_Unitary Air-Conditioning Unit
Commercial | Com ¦ Advanced BAS/Controllers | 2027 | SC B | MW | After Competition Groups | 28.3809 | 0 | 0 | 966.0855 | 0.029377 | 9 | Commercial_2027_SC B_MW_After Competition Groups_9 | Advanced BAS/Controllers | 2.938% | 0 | 28.3809 | Commercial_2027_SC B_MW_After Competition Groups_Advanced BAS/Controllers
Commercial | Com ¦ Adaptive Thermostats | 2027 | SC B | MW | After Competition Groups | 27.8164 | 0 | 0 | 966.0855 | 0.028793 | 10 | Commercial_2027_SC B_MW_After Competition Groups_10 | Adaptive Thermostats | 2.879% | 0 | 27.8164 | Commercial_2027_SC B_MW_After Competition Groups_Adaptive Thermostats
Commercial | Com ¦ Data Center Storage/Server Virtualization | 2027 | SC B | MW | After Competition Groups | 24.1038 | 0 | 0 | 966.0855 | 0.02495 | 11 | Commercial_2027_SC B_MW_After Competition Groups_11 | Data Center Storage/Server Virtualization | 2.495% | 0 | 24.1038 | Commercial_2027_SC B_MW_After Competition Groups_Data Center Storage/Server Virtualization
Commercial | Com ¦ Furnace Tune-Up | 2027 | SC B | MW | After Competition Groups | 22.5105 | 0 | 0 | 966.0855 | 0.023301 | 12 | Commercial_2027_SC B_MW_After Competition Groups_12 | Furnace Tune-Up | 2.33% | 0 | 22.5105 | Commercial_2027_SC B_MW_After Competition Groups_Furnace Tune-Up
Commercial | Com ¦ Strip Curtains | 2027 | SC B | MW | After Competition Groups | 21.6165 | 0 | 0 | 966.0855 | 0.022375 | 13 | Commercial_2027_SC B_MW_After Competition Groups_13 | Strip Curtains | 2.238% | 0 | 21.6165 | Commercial_2027_SC B_MW_After Competition Groups_Strip Curtains
Commercial | Com ¦ LED or Equivalent Sign Lighting | 2027 | SC B | MW | After Competition Groups | 19.6769 | 0 | 0 | 966.0855 | 0.020368 | 14 | Commercial_2027_SC B_MW_After Competition Groups_14 | LED or Equivalent Sign Lighting | 2.037% | 0 | 19.6769 | Commercial_2027_SC B_MW_After Competition Groups_LED or Equivalent Sign Lighting
Commercial | Com ¦ Demand Control Ventilation | 2027 | SC B | MW | After Competition Groups | 17.6503 | 0 | 0 | 966.0855 | 0.01827 | 15 | Commercial_2027_SC B_MW_After Competition Groups_15 | Demand Control Ventilation | 1.827% | 0 | 17.6503 | Commercial_2027_SC B_MW_After Competition Groups_Demand Control Ventilation
Commercial | Com ¦ Reach-in Shaded Pole to ECM/PSC Evaporator Fan Motor | 2027 | SC B | MW | After Competition Groups | 17.2239 | 0 | 0 | 966.0855 | 0.017829 | 16 | Commercial_2027_SC B_MW_After Competition Groups_16 | Reach-in Shaded Pole to ECM/PSC Evaporator Fan Motor | 1.783% | 0 | 17.2239 | Commercial_2027_SC B_MW_After Competition Groups_Reach-in Shaded Pole to ECM/PSC Evaporator Fan Motor
Commercial | Com ¦ Refrigerated Display Case Doors | 2027 | SC B | MW | After Competition Groups | 17.2151 | 0 | 0 | 966.0855 | 0.017819 | 17 | Commercial_2027_SC B_MW_After Competition Groups_17 | Refrigerated Display Case Doors | 1.782% | 0 | 17.2151 | Commercial_2027_SC B_MW_After Competition Groups_Refrigerated Display Case Doors
Commercial | Com ¦ Variable Frequency Drive (VFD) | 2027 | SC B | MW | After Competition Groups | 15.8045 | 0 | 0 | 966.0855 | 0.016359 | 18 | Commercial_2027_SC B_MW_After Competition Groups_18 | Variable Frequency Drive (VFD) | 1.636% | 0 | 15.8045 | Commercial_2027_SC B_MW_After Competition Groups_Variable Frequency Drive (VFD)
Commercial | Com ¦ VFD on Pumps | 2027 | SC B | MW | After Competition Groups | 14.7678 | 0 | 0 | 966.0855 | 0.015286 | 19 | Commercial_2027_SC B_MW_After Competition Groups_19 | VFD on Pumps | 1.529% | 0 | 14.7678 | Commercial_2027_SC B_MW_After Competition Groups_VFD on Pumps
Commercial | Com ¦ Centrally controlled desktop PC/NETWORK PC POWER MANAGEMENT SOFTWARE | 2027 | SC B | MW | After Competition Groups | 14.1738 | 0 | 0 | 966.0855 | 0.014671 | 20 | Commercial_2027_SC B_MW_After Competition Groups_20 | Centrally controlled desktop PC/NETWORK PC POWER MANAGEMENT SOFTWARE | 1.467% | 0 | 14.1738 | Commercial_2027_SC B_MW_After Competition Groups_Centrally controlled desktop PC/NETWORK PC POWER MANAGEMENT SOFTWARE
Commercial | Com ¦ ENERGY STAR LED LAMPS (General Service Lamps) | 2027 | SC B | MW | After Competition Groups | 12.7275 | 0 | 0 | 966.0855 | 0.013174 | 21 | Commercial_2027_SC B_MW_After Competition Groups_21 | ENERGY STAR LED LAMPS (General Service Lamps) | 1.317% | 0 | 12.7275 | Commercial_2027_SC B_MW_After Competition Groups_ENERGY STAR LED LAMPS (General Service Lamps)
Commercial | Com ¦ Air Handler with Dedicated Outdoor Air Systems | 2027 | SC B | MW | After Competition Groups | 11.9404 | 0 | 0 | 966.0855 | 0.01236 | 22 | Commercial_2027_SC B_MW_After Competition Groups_22 | Air Handler with Dedicated Outdoor Air Systems | 1.236% | 0 | 11.9404 | Commercial_2027_SC B_MW_After Competition Groups_Air Handler with Dedicated Outdoor Air Systems
Commercial | Com ¦ Chilled Water Optimization | 2027 | SC B | MW | After Competition Groups | 10.3268 | 0 | 0 | 966.0855 | 0.010689 | 23 | Commercial_2027_SC B_MW_After Competition Groups_23 | Chilled Water Optimization | 1.069% | 0 | 10.3268 | Commercial_2027_SC B_MW_After Competition Groups_Chilled Water Optimization
Commercial | Com ¦ Refrigerated Display Case LED | 2027 | SC B | MW | After Competition Groups | 9.6322 | 0 | 0 | 966.0855 | 0.0099704 | 24 | Commercial_2027_SC B_MW_After Competition Groups_24 | Refrigerated Display Case LED | 0.997% | 0 | 9.6322 | Commercial_2027_SC B_MW_After Competition Groups_Refrigerated Display Case LED
Commercial | Com ¦ ECM MOTORS FOR EVAPORATOR FANS for refrigeration (WALK-IN) | 2027 | SC B | MW | After Competition Groups | 8.1278 | 0 | 0 | 966.0855 | 0.0084131 | 25 | Commercial_2027_SC B_MW_After Competition Groups_25 | ECM MOTORS FOR EVAPORATOR FANS for refrigeration (WALK-IN) | 0.8413% | 0 | 8.1278 | Commercial_2027_SC B_MW_After Competition Groups_ECM MOTORS FOR EVAPORATOR FANS for refrigeration (WALK-IN)
Commercial | Com ¦ Freezer Case Light Sensor | 2027 | SC B | MW | After Competition Groups | 7.0161 | 0 | 0 | 966.0855 | 0.0072624 | 26 | Commercial_2027_SC B_MW_After Competition Groups_26 | Freezer Case Light Sensor | 0.7262% | 0 | 7.0161 | Commercial_2027_SC B_MW_After Competition Groups_Freezer Case Light Sensor
Commercial | Com ¦ Evaporator Fan Controls | 2027 | SC B | MW | After Competition Groups | 6.8357 | 0 | 0 | 966.0855 | 0.0070756 | 27 | Commercial_2027_SC B_MW_After Competition Groups_27 | Evaporator Fan Controls | 0.7076% | 0 | 6.8357 | Commercial_2027_SC B_MW_After Competition Groups_Evaporator Fan Controls
Commercial | Com ¦ Door Gasket Freezer/Refrigerator | 2027 | SC B | MW | After Competition Groups | 5.5597 | 0 | 0 | 966.0855 | 0.0057548 | 28 | Commercial_2027_SC B_MW_After Competition Groups_28 | Door Gasket Freezer/Refrigerator | 0.5755% | 0 | 5.5597 | Commercial_2027_SC B_MW_After Competition Groups_Door Gasket Freezer/Refrigerator
Commercial | Com ¦ Demand Control Kitchen Ventilation | 2027 | SC B | MW | After Competition Groups | 5.5091 | 0 | 0 | 966.0855 | 0.0057025 | 29 | Commercial_2027_SC B_MW_After Competition Groups_29 | Demand Control Kitchen Ventilation | 0.5703% | 0 | 5.5091 | Commercial_2027_SC B_MW_After Competition Groups_Demand Control Kitchen Ventilation
Commercial | Com ¦ LED EXTERIOR AREA LIGHTS - LED fixture (200W) | 2027 | SC B | MW | After Competition Groups | 5.0841 | 0 | 0 | 966.0855 | 0.0052626 | 30 | Commercial_2027_SC B_MW_After Competition Groups_30 | LED EXTERIOR AREA LIGHTS - LED fixture (200W) | 0.5263% | 0 | 5.0841 | Commercial_2027_SC B_MW_After Competition Groups_LED EXTERIOR AREA LIGHTS - LED fixture (200W)
Commercial | Com ¦ LED parking lot fixture | 2027 | SC B | MW | After Competition Groups | 4.9344 | 0 | 0 | 966.0855 | 0.0051077 | 31 | Commercial_2027_SC B_MW_After Competition Groups_31 | LED parking lot fixture | 0.5108% | 0 | 4.9344 | Commercial_2027_SC B_MW_After Competition Groups_LED parking lot fixture
Commercial | Com ¦ Duct Insulation, R8 | 2027 | SC B | MW | After Competition Groups | 4.167 | 0 | 0 | 966.0855 | 0.0043133 | 32 | Commercial_2027_SC B_MW_After Competition Groups_32 | Duct Insulation, R8 | 0.4313% | 0 | 4.167 | Commercial_2027_SC B_MW_After Competition Groups_Duct Insulation, R8
Commercial | Com ¦ LED street light fixture | 2027 | SC B | MW | After Competition Groups | 2.9893 | 0 | 0 | 966.0855 | 0.0030943 | 33 | Commercial_2027_SC B_MW_After Competition Groups_33 | LED street light fixture | 0.3094% | 0 | 2.9893 | Commercial_2027_SC B_MW_After Competition Groups_LED street light fixture
Commercial | Com ¦ ENERGY STAR Griddle (74% eff) | 2027 | SC B | MW | After Competition Groups | 2.9812 | 0 | 0 | 966.0855 | 0.0030859 | 34 | Commercial_2027_SC B_MW_After Competition Groups_34 | ENERGY STAR Griddle (74% eff) | 0.3086% | 0 | 2.9812 | Commercial_2027_SC B_MW_After Competition Groups_ENERGY STAR Griddle (74% eff)
Commercial | Com ¦ Water Source Heat Pump (4 ton) | 2027 | SC B | MW | After Competition Groups | 2.8653 | 0 | 0 | 966.0855 | 0.0029658 | 35 | Commercial_2027_SC B_MW_After Competition Groups_35 | Water Source Heat Pump (4 ton) | 0.2966% | 0 | 2.8653 | Commercial_2027_SC B_MW_After Competition Groups_Water Source Heat Pump (4 ton)
Commercial | Com ¦ Temperature Adjustment in Commercial Freezers | 2027 | SC B | MW | After Competition Groups | 2.501 | 0 | 0 | 966.0855 | 0.0025888 | 36 | Commercial_2027_SC B_MW_After Competition Groups_36 | Temperature Adjustment in Commercial Freezers | 0.2589% | 0 | 2.501 | Commercial_2027_SC B_MW_After Competition Groups_Temperature Adjustment in Commercial Freezers
Commercial | Com ¦ BEVERAGE VENDING MACHINE CONTROLS | 2027 | SC B | MW | After Competition Groups | 2.4226 | 0 | 0 | 966.0855 | 0.0025076 | 37 | Commercial_2027_SC B_MW_After Competition Groups_37 | BEVERAGE VENDING MACHINE CONTROLS | 0.2508% | 0 | 2.4226 | Commercial_2027_SC B_MW_After Competition Groups_BEVERAGE VENDING MACHINE CONTROLS
Commercial | Com ¦ Elec Storage WH 2.30 Et | 2027 | SC B | MW | After Competition Groups | 2.2429 | 0 | 0 | 966.0855 | 0.0023216 | 38 | Commercial_2027_SC B_MW_After Competition Groups_38 | Elec Storage WH 2.30 Et | 0.2322% | 0 | 2.2429 | Commercial_2027_SC B_MW_After Competition Groups_Elec Storage WH 2.30 Et
Commercial | Com ¦ Occupancy Sensors | 2027 | SC B | MW | After Competition Groups | 2.123 | 0 | 0 | 966.0855 | 0.0021976 | 39 | Commercial_2027_SC B_MW_After Competition Groups_39 | Occupancy Sensors | 0.2198% | 0 | 2.123 | Commercial_2027_SC B_MW_After Competition Groups_Occupancy Sensors
Commercial | Com ¦ Vertical Night Covers | 2027 | SC B | MW | After Competition Groups | 2.0666 | 0 | 0 | 966.0855 | 0.0021392 | 40 | Commercial_2027_SC B_MW_After Competition Groups_40 | Vertical Night Covers | 0.2139% | 0 | 2.0666 | Commercial_2027_SC B_MW_After Competition Groups_Vertical Night Covers
Commercial | Com ¦ CO Sensors for parking garage exhaust fans | 2027 | SC B | MW | After Competition Groups | 1.9716 | 0 | 0 | 966.0855 | 0.0020408 | 41 | Commercial_2027_SC B_MW_After Competition Groups_41 | CO Sensors for parking garage exhaust fans | 0.2041% | 0 | 1.9716 | Commercial_2027_SC B_MW_After Competition Groups_CO Sensors for parking garage exhaust fans
Commercial | Com ¦ Energy Efficient Laboratory Fume Hood | 2027 | SC B | MW | After Competition Groups | 1.9655 | 0 | 0 | 966.0855 | 0.0020345 | 42 | Commercial_2027_SC B_MW_After Competition Groups_42 | Energy Efficient Laboratory Fume Hood | 0.2035% | 0 | 1.9655 | Commercial_2027_SC B_MW_After Competition Groups_Energy Efficient Laboratory Fume Hood
Commercial | Com ¦ Water Heating (DHW) Pipe Insulation (Add 3/4\ Foam)" | 2027 | SC B | MW | After Competition Groups | 1.5841 | 0 | 0 | 966.0855 | 0.0016397 | 43 | Commercial_2027_SC B_MW_After Competition Groups_43 | Water Heating (DHW) Pipe Insulation (Add 3/4\ Foam)" | 0.164% | 0 | 1.5841 | Commercial_2027_SC B_MW_After Competition Groups_Water Heating (DHW) Pipe Insulation (Add 3/4\ Foam)"
Commercial | Com ¦ Outside Air Economizer | 2027 | SC B | MW | After Competition Groups | 1.3213 | 0 | 0 | 966.0855 | 0.0013677 | 44 | Commercial_2027_SC B_MW_After Competition Groups_44 | Outside Air Economizer | 0.1368% | 0 | 1.3213 | Commercial_2027_SC B_MW_After Competition Groups_Outside Air Economizer
Commercial | Com ¦ Suction Pipe Insulation Freezer/Refrigerator | 2027 | SC B | MW | After Competition Groups | 1.0754 | 0 | 0 | 966.0855 | 0.0011131 | 45 | Commercial_2027_SC B_MW_After Competition Groups_45 | Suction Pipe Insulation Freezer/Refrigerator | 0.1113% | 0 | 1.0754 | Commercial_2027_SC B_MW_After Competition Groups_Suction Pipe Insulation Freezer/Refrigerator
Commercial | Com ¦ ENERGY STAR Fryer (84% eff) | 2027 | SC B | MW | After Competition Groups | 0.87532 | 0 | 0 | 966.0855 | 0.00090605 | 46 | Commercial_2027_SC B_MW_After Competition Groups_46 | ENERGY STAR Fryer (84% eff) | 0.0906% | 0 | 0.87532 | Commercial_2027_SC B_MW_After Competition Groups_ENERGY STAR Fryer (84% eff)
Commercial | Com ¦ Thermostat Setback | 2027 | SC B | MW | After Competition Groups | 0.57405 | 0 | 0 | 966.0855 | 0.0005942 | 47 | Commercial_2027_SC B_MW_After Competition Groups_47 | Thermostat Setback | 0.05942% | 0 | 0.57405 | Commercial_2027_SC B_MW_After Competition Groups_Thermostat Setback
Commercial | Com ¦ ENERGY STAR Steam Cookers | 2027 | SC B | MW | After Competition Groups | 0.56016 | 0 | 0 | 966.0855 | 0.00057982 | 48 | Commercial_2027_SC B_MW_After Competition Groups_48 | ENERGY STAR Steam Cookers | 0.05798% | 0 | 0.56016 | Commercial_2027_SC B_MW_After Competition Groups_ENERGY STAR Steam Cookers
Commercial | Com ¦ Ozone Laundry Treatment | 2027 | SC B | MW | After Competition Groups | 0.49212 | 0 | 0 | 966.0855 | 0.0005094 | 49 | Commercial_2027_SC B_MW_After Competition Groups_49 | Ozone Laundry Treatment | 0.05094% | 0 | 0.49212 | Commercial_2027_SC B_MW_After Competition Groups_Ozone Laundry Treatment
Commercial | Com ¦ ENERGY STAR Dishwasher | 2027 | SC B | MW | After Competition Groups | 0.4384 | 0 | 0 | 966.0855 | 0.00045379 | 50 | Commercial_2027_SC B_MW_After Competition Groups_50 | ENERGY STAR Dishwasher | 0.04538% | 0 | 0.4384 | Commercial_2027_SC B_MW_After Competition Groups_ENERGY STAR Dishwasher
Commercial | Com ¦ Condensing Make Up Air Unit | 2027 | SC B | MW | After Competition Groups | 0.30306 | 0 | 0 | 966.0855 | 0.0003137 | 51 | Commercial_2027_SC B_MW_After Competition Groups_51 | Condensing Make Up Air Unit | 0.03137% | 0 | 0.30306 | Commercial_2027_SC B_MW_After Competition Groups_Condensing Make Up Air Unit
Commercial | Com ¦ ECM MOTORS FOR HVAC APPLICATION (FAN-POWERED VAV BOX) | 2027 | SC B | MW | After Competition Groups | 0.20291 | 0 | 0 | 966.0855 | 0.00021003 | 52 | Commercial_2027_SC B_MW_After Competition Groups_52 | ECM MOTORS FOR HVAC APPLICATION (FAN-POWERED VAV BOX) | 0.021% | 0 | 0.20291 | Commercial_2027_SC B_MW_After Competition Groups_ECM MOTORS FOR HVAC APPLICATION (FAN-POWERED VAV BOX)
Commercial | Com ¦ PTAC (12 EER/10,000 BTU) | 2027 | SC B | MW | After Competition Groups | 0.1624 | 0 | 0 | 966.0855 | 0.0001681 | 53 | Commercial_2027_SC B_MW_After Competition Groups_53 | PTAC (12 EER/10,000 BTU) | 0.01681% | 0 | 0.1624 | Commercial_2027_SC B_MW_After Competition Groups_PTAC (12 EER/10,000 BTU)
Commercial | COM ¦ Ductless Mini-Split Heat Pumps | 2027 | SC B | MW | After Competition Groups | 0.13232 | 0 | 0 | 966.0855 | 0.00013696 | 54 | Commercial_2027_SC B_MW_After Competition Groups_54 | Ductless Mini-Split Heat Pumps | 0.0137% | 0 | 0.13232 | Commercial_2027_SC B_MW_After Competition Groups_Ductless Mini-Split Heat Pumps
Commercial | Com ¦ Auto Off Time Switch or Time Clock control | 2027 | SC B | MW | After Competition Groups | 0.11338 | 0 | 0 | 966.0855 | 0.00011736 | 55 | Commercial_2027_SC B_MW_After Competition Groups_55 | Auto Off Time Switch or Time Clock control | 0.01174% | 0 | 0.11338 | Commercial_2027_SC B_MW_After Competition Groups_Auto Off Time Switch or Time Clock control
Commercial | Com ¦ Demand controlled Circulating Systems | 2027 | SC B | MW | After Competition Groups | 0.106 | 0 | 0 | 966.0855 | 0.00010973 | 56 | Commercial_2027_SC B_MW_After Competition Groups_56 | Demand controlled Circulating Systems | 0.01097% | 0 | 0.106 | Commercial_2027_SC B_MW_After Competition Groups_Demand controlled Circulating Systems
Commercial | Com ¦ CEE Tier 2/Energy Star Clothes Washers | 2027 | SC B | MW | After Competition Groups | 0.095207 | 0 | 0 | 966.0855 | 9.8549e-05 | 57 | Commercial_2027_SC B_MW_After Competition Groups_57 | CEE Tier 2/Energy Star Clothes Washers | 0.009855% | 0 | 0.095207 | Commercial_2027_SC B_MW_After Competition Groups_CEE Tier 2/Energy Star Clothes Washers
Commercial | Com ¦ Notched V belts for HVAC Systems | 2027 | SC B | MW | After Competition Groups | 0.091635 | 0 | 0 | 966.0855 | 9.4851e-05 | 58 | Commercial_2027_SC B_MW_After Competition Groups_58 | Notched V belts for HVAC Systems | 0.009485% | 0 | 0.091635 | Commercial_2027_SC B_MW_After Competition Groups_Notched V belts for HVAC Systems
Commercial | Com ¦ Solar Water Preheat (Pools/DHW) | 2027 | SC B | MW | After Competition Groups | 0.084582 | 0 | 0 | 966.0855 | 8.7551e-05 | 59 | Commercial_2027_SC B_MW_After Competition Groups_59 | Solar Water Preheat (Pools/DHW) | 0.008755% | 0 | 0.084582 | Commercial_2027_SC B_MW_After Competition Groups_Solar Water Preheat (Pools/DHW)
Commercial | Com ¦ HVAC Optimization | 2027 | SC B | MW | After Competition Groups | 0.067972 | 0 | 0 | 966.0855 | 7.0359e-05 | 60 | Commercial_2027_SC B_MW_After Competition Groups_60 | HVAC Optimization | 0.007036% | 0 | 0.067972 | Commercial_2027_SC B_MW_After Competition Groups_HVAC Optimization
Commercial | Com ¦ Low Flow Pre-Rinse Spray Nozzle | 2027 | SC B | MW | After Competition Groups | 0.058844 | 0 | 0 | 966.0855 | 6.091e-05 | 61 | Commercial_2027_SC B_MW_After Competition Groups_61 | Low Flow Pre-Rinse Spray Nozzle | 0.006091% | 0 | 0.058844 | Commercial_2027_SC B_MW_After Competition Groups_Low Flow Pre-Rinse Spray Nozzle
Commercial | Com ¦ Commercial Hot Food Holding Cabinets | 2027 | SC B | MW | After Competition Groups | 0.037948 | 0 | 0 | 966.0855 | 3.928e-05 | 62 | Commercial_2027_SC B_MW_After Competition Groups_62 | Commercial Hot Food Holding Cabinets | 0.003928% | 0 | 0.037948 | Commercial_2027_SC B_MW_After Competition Groups_Commercial Hot Food Holding Cabinets
Commercial | Com ¦ Wall Insulation | 2027 | SC B | MW | After Competition Groups | 0.037873 | 0 | 0 | 966.0855 | 3.9202e-05 | 63 | Commercial_2027_SC B_MW_After Competition Groups_63 | Wall Insulation | 0.00392% | 0 | 0.037873 | Commercial_2027_SC B_MW_After Competition Groups_Wall Insulation
Commercial | Com ¦ Condensing Unit Heaters or other Efficient Unit Heating System | 2027 | SC B | MW | After Competition Groups | 0.035577 | 0 | 0 | 966.0855 | 3.6826e-05 | 64 | Commercial_2027_SC B_MW_After Competition Groups_64 | Condensing Unit Heaters or other Efficient Unit Heating System | 0.003683% | 0 | 0.035577 | Commercial_2027_SC B_MW_After Competition Groups_Condensing Unit Heaters or other Efficient Unit Heating System
Commercial | Com ¦ High Efficiency Small Instantaneous Water Heater | 2027 | SC B | MW | After Competition Groups | 0.024009 | 0 | 0 | 966.0855 | 2.4852e-05 | 65 | Commercial_2027_SC B_MW_After Competition Groups_65 | High Efficiency Small Instantaneous Water Heater | 0.002485% | 0 | 0.024009 | Commercial_2027_SC B_MW_After Competition Groups_High Efficiency Small Instantaneous Water Heater
Commercial | Com ¦ Room AC (w/ louvered sides) 14 SEER from 12 SEER code | 2027 | SC B | MW | After Competition Groups | 0.021837 | 0 | 0 | 966.0855 | 2.2604e-05 | 66 | Commercial_2027_SC B_MW_After Competition Groups_66 | Room AC (w/ louvered sides) 14 SEER from 12 SEER code | 0.00226% | 0 | 0.021837 | Commercial_2027_SC B_MW_After Competition Groups_Room AC (w/ louvered sides) 14 SEER from 12 SEER code
Commercial | Com ¦ High Efficiency Chiller (avg of water and air cooled) | 2027 | SC B | MW | After Competition Groups | 0.018207 | 0 | 0 | 966.0855 | 1.8846e-05 | 67 | Commercial_2027_SC B_MW_After Competition Groups_67 | High Efficiency Chiller (avg of water and air cooled) | 0.001885% | 0 | 0.018207 | Commercial_2027_SC B_MW_After Competition Groups_High Efficiency Chiller (avg of water and air cooled)
Commercial | Com ¦ Energy Recovery Ventilation and Ventilation (Enhanced) | 2027 | SC B | MW | After Competition Groups | 0.01454 | 0 | 0 | 966.0855 | 1.5051e-05 | 68 | Commercial_2027_SC B_MW_After Competition Groups_68 | Energy Recovery Ventilation and Ventilation (Enhanced) | 0.001505% | 0 | 0.01454 | Commercial_2027_SC B_MW_After Competition Groups_Energy Recovery Ventilation and Ventilation (Enhanced)
Commercial | Com ¦ VSD Air Compressor | 2027 | SC B | MW | After Competition Groups | 0.01428 | 0 | 0 | 966.0855 | 1.4782e-05 | 69 | Commercial_2027_SC B_MW_After Competition Groups_69 | VSD Air Compressor | 0.001478% | 0 | 0.01428 | Commercial_2027_SC B_MW_After Competition Groups_VSD Air Compressor
Commercial | Com ¦ LED RECESSED DOWNLIGHTS | 2027 | SC B | MW | After Competition Groups | 0.0054545 | 0 | 0 | 966.0855 | 5.6459e-06 | 70 | Commercial_2027_SC B_MW_After Competition Groups_70 | LED RECESSED DOWNLIGHTS | 0.0005646% | 0 | 0.0054545 | Commercial_2027_SC B_MW_After Competition Groups_LED RECESSED DOWNLIGHTS
Commercial | Com ¦ Air Curtains | 2027 | SC B | MW | After Competition Groups | 0.0043962 | 0 | 0 | 966.0855 | 4.5505e-06 | 71 | Commercial_2027_SC B_MW_After Competition Groups_71 | Air Curtains | 0.000455% | 0 | 0.0043962 | Commercial_2027_SC B_MW_After Competition Groups_Air Curtains
Commercial | Com ¦ EC Plug Fan for Data Center (under cabinet) | 2027 | SC B | MW | After Competition Groups | 0.0021204 | 0 | 0 | 966.0855 | 2.1949e-06 | 72 | Commercial_2027_SC B_MW_After Competition Groups_72 | EC Plug Fan for Data Center (under cabinet) | 0.0002195% | 0 | 0.0021204 | Commercial_2027_SC B_MW_After Competition Groups_EC Plug Fan for Data Center (under cabinet)
Commercial | Com ¦ Electric Convection Combination Ovens | 2027 | SC B | MW | After Competition Groups | 0.00022313 | 0 | 0 | 966.0855 | 2.3096e-07 | 73 | Commercial_2027_SC B_MW_After Competition Groups_73 | Electric Convection Combination Ovens | 2.31e-05% | 0 | 0.00022313 | Commercial_2027_SC B_MW_After Competition Groups_Electric Convection Combination Ovens
Commercial | Com ¦ LLLC - Low Impact Application | 2027 | SC B | MW | After Competition Groups | 3.6012e-19 | 0 | 0 | 966.0855 | 3.7277e-22 | 74 | Commercial_2027_SC B_MW_After Competition Groups_74 | LLLC - Low Impact Application | 3.728e-20% | 0 | 3.6012e-19 | Commercial_2027_SC B_MW_After Competition Groups_LLLC - Low Impact Application
Commercial | Com ¦ LLLC - High Impact Application | 2027 | SC B | MW | After Competition Groups | 1.2241e-19 | 0 | 0 | 966.0855 | 1.2671e-22 | 75 | Commercial_2027_SC B_MW_After Competition Groups_75 | LLLC - High Impact Application | 1.267e-20% | 0 | 1.2241e-19 | Commercial_2027_SC B_MW_After Competition Groups_LLLC - High Impact Application
Commercial | Com ¦ Networked/Connected - High Impact Application | 2027 | SC B | MW | After Competition Groups | 1.235e-21 | 0 | 0 | 966.0855 | 1.2783e-24 | 76 | Commercial_2027_SC B_MW_After Competition Groups_76 | Networked/Connected - High Impact Application | 1.278e-22% | 0 | 1.235e-21 | Commercial_2027_SC B_MW_After Competition Groups_Networked/Connected - High Impact Application
Commercial | Com ¦ Networked/Connected - Low Impact Application | 2027 | SC B | MW | After Competition Groups | 6.6379e-22 | 0 | 0 | 966.0855 | 6.8709e-25 | 77 | Commercial_2027_SC B_MW_After Competition Groups_77 | Networked/Connected - Low Impact Application | 6.871e-23% | 0 | 6.6379e-22 | Commercial_2027_SC B_MW_After Competition Groups_Networked/Connected - Low Impact Application
Commercial | Com ¦ Efficient compressor motor | 2027 | SC B | MW | After Competition Groups | 0 | 0 | 0 | 966.0855 | 0 | 78 | Commercial_2027_SC B_MW_After Competition Groups_78 | Efficient compressor motor | 0% | 0 | 0 | Commercial_2027_SC B_MW_After Competition Groups_Efficient compressor motor
Commercial | Com ¦ Indoor Daylight Sensors/Photocell Dimming Control | 2027 | SC B | MW | After Competition Groups | 0 | 0 | 0 | 966.0855 | 0 | 79 | Commercial_2027_SC B_MW_After Competition Groups_79 | Indoor Daylight Sensors/Photocell Dimming Control | 0% | 0 | 0 | Commercial_2027_SC B_MW_After Competition Groups_Indoor Daylight Sensors/Photocell Dimming Control
Commercial | Com ¦ Variable Refrigerant Flow Heat Pump | 2027 | SC B | MW | After Competition Groups | 0 | 0 | 0 | 966.0855 | 0 | 80 | Commercial_2027_SC B_MW_After Competition Groups_80 | Variable Refrigerant Flow Heat Pump | 0% | 0 | 0 | Commercial_2027_SC B_MW_After Competition Groups_Variable Refrigerant Flow Heat Pump
Commercial | Com ¦ ENERGY STAR LED LAMPS (REFLECTOR LAMPs/MR16/PAR 16) | 2027 | SC C | MW | After Competition Groups | 98.8528 | 0 | 0 | 692.427 | 0.14276 | 1 | Commercial_2027_SC C_MW_After Competition Groups_1 | ENERGY STAR LED LAMPS (REFLECTOR LAMPs/MR16/PAR 16) | 14.28% | 0 | 98.8528 | Commercial_2027_SC C_MW_After Competition Groups_ENERGY STAR LED LAMPS (REFLECTOR LAMPs/MR16/PAR 16)
Commercial | Com ¦ LED Low/High Bay | 2027 | SC C | MW | After Competition Groups | 97.8093 | 0 | 0 | 692.427 | 0.14126 | 2 | Commercial_2027_SC C_MW_After Competition Groups_2 | LED Low/High Bay | 14.13% | 0 | 97.8093 | Commercial_2027_SC C_MW_After Competition Groups_LED Low/High Bay
Commercial | Com ¦ LED Troffer/Surface/Suspended | 2027 | SC C | MW | After Competition Groups | 87.2968 | 0 | 0 | 692.427 | 0.12607 | 3 | Commercial_2027_SC C_MW_After Competition Groups_3 | LED Troffer/Surface/Suspended | 12.61% | 0 | 87.2968 | Commercial_2027_SC C_MW_After Competition Groups_LED Troffer/Surface/Suspended
Commercial | Com ¦ LED Replacement Lamp (Tube) | 2027 | SC C | MW | After Competition Groups | 50.6027 | 0 | 0 | 692.427 | 0.07308 | 4 | Commercial_2027_SC C_MW_After Competition Groups_4 | LED Replacement Lamp (Tube) | 7.308% | 0 | 50.6027 | Commercial_2027_SC C_MW_After Competition Groups_LED Replacement Lamp (Tube)
Commercial | Com ¦ High Efficiency Air Source Heat Pump | 2027 | SC C | MW | After Competition Groups | 40.8242 | 0 | 0 | 692.427 | 0.058958 | 5 | Commercial_2027_SC C_MW_After Competition Groups_5 | High Efficiency Air Source Heat Pump | 5.896% | 0 | 40.8242 | Commercial_2027_SC C_MW_After Competition Groups_High Efficiency Air Source Heat Pump
Commercial | Com ¦ Building Recommissioning, Operations and Maintenance (O&M) Improvements | 2027 | SC C | MW | After Competition Groups | 33.8918 | 0 | 0 | 692.427 | 0.048946 | 6 | Commercial_2027_SC C_MW_After Competition Groups_6 | Building Recommissioning, Operations and Maintenance (O&M) Improvements | 4.895% | 0 | 33.8918 | Commercial_2027_SC C_MW_After Competition Groups_Building Recommissioning, Operations and Maintenance (O&M) Improvements
Commercial | Com ¦ Education and Capacity Building/Energy Behavior | 2027 | SC C | MW | After Competition Groups | 26.7969 | 0 | 0 | 692.427 | 0.0387 | 7 | Commercial_2027_SC C_MW_After Competition Groups_7 | Education and Capacity Building/Energy Behavior | 3.87% | 0 | 26.7969 | Commercial_2027_SC C_MW_After Competition Groups_Education and Capacity Building/Energy Behavior
Commercial | Com ¦ Unitary Air-Conditioning Unit | 2027 | SC C | MW | After Competition Groups | 22.5413 | 0 | 0 | 692.427 | 0.032554 | 8 | Commercial_2027_SC C_MW_After Competition Groups_8 | Unitary Air-Conditioning Unit | 3.255% | 0 | 22.5413 | Commercial_2027_SC C_MW_After Competition Groups_Unitary Air-Conditioning Unit
Commercial | Com ¦ Data Center Storage/Server Virtualization | 2027 | SC C | MW | After Competition Groups | 20.3979 | 0 | 0 | 692.427 | 0.029459 | 9 | Commercial_2027_SC C_MW_After Competition Groups_9 | Data Center Storage/Server Virtualization | 2.946% | 0 | 20.3979 | Commercial_2027_SC C_MW_After Competition Groups_Data Center Storage/Server Virtualization
Commercial | Com ¦ Advanced BAS/Controllers | 2027 | SC C | MW | After Competition Groups | 19.8089 | 0 | 0 | 692.427 | 0.028608 | 10 | Commercial_2027_SC C_MW_After Competition Groups_10 | Advanced BAS/Controllers | 2.861% | 0 | 19.8089 | Commercial_2027_SC C_MW_After Competition Groups_Advanced BAS/Controllers
Commercial | Com ¦ LED or Equivalent Sign Lighting | 2027 | SC C | MW | After Competition Groups | 19.6769 | 0 | 0 | 692.427 | 0.028417 | 11 | Commercial_2027_SC C_MW_After Competition Groups_11 | LED or Equivalent Sign Lighting | 2.842% | 0 | 19.6769 | Commercial_2027_SC C_MW_After Competition Groups_LED or Equivalent Sign Lighting
Commercial | Com ¦ Reach-in Shaded Pole to ECM/PSC Evaporator Fan Motor | 2027 | SC C | MW | After Competition Groups | 15.6897 | 0 | 0 | 692.427 | 0.022659 | 12 | Commercial_2027_SC C_MW_After Competition Groups_12 | Reach-in Shaded Pole to ECM/PSC Evaporator Fan Motor | 2.266% | 0 | 15.6897 | Commercial_2027_SC C_MW_After Competition Groups_Reach-in Shaded Pole to ECM/PSC Evaporator Fan Motor
Commercial | Com ¦ Adaptive Thermostats | 2027 | SC C | MW | After Competition Groups | 14.0943 | 0 | 0 | 692.427 | 0.020355 | 13 | Commercial_2027_SC C_MW_After Competition Groups_13 | Adaptive Thermostats | 2.035% | 0 | 14.0943 | Commercial_2027_SC C_MW_After Competition Groups_Adaptive Thermostats
Commercial | Com ¦ Refrigerated Display Case Doors | 2027 | SC C | MW | After Competition Groups | 13.1293 | 0 | 0 | 692.427 | 0.018961 | 14 | Commercial_2027_SC C_MW_After Competition Groups_14 | Refrigerated Display Case Doors | 1.896% | 0 | 13.1293 | Commercial_2027_SC C_MW_After Competition Groups_Refrigerated Display Case Doors
Commercial | Com ¦ ENERGY STAR LED LAMPS (General Service Lamps) | 2027 | SC C | MW | After Competition Groups | 12.7275 | 0 | 0 | 692.427 | 0.018381 | 15 | Commercial_2027_SC C_MW_After Competition Groups_15 | ENERGY STAR LED LAMPS (General Service Lamps) | 1.838% | 0 | 12.7275 | Commercial_2027_SC C_MW_After Competition Groups_ENERGY STAR LED LAMPS (General Service Lamps)
Commercial | Com ¦ Strip Curtains | 2027 | SC C | MW | After Competition Groups | 11.7304 | 0 | 0 | 692.427 | 0.016941 | 16 | Commercial_2027_SC C_MW_After Competition Groups_16 | Strip Curtains | 1.694% | 0 | 11.7304 | Commercial_2027_SC C_MW_After Competition Groups_Strip Curtains
Commercial | Com ¦ Chilled Water Optimization | 2027 | SC C | MW | After Competition Groups | 10.3271 | 0 | 0 | 692.427 | 0.014914 | 17 | Commercial_2027_SC C_MW_After Competition Groups_17 | Chilled Water Optimization | 1.491% | 0 | 10.3271 | Commercial_2027_SC C_MW_After Competition Groups_Chilled Water Optimization
Commercial | Com ¦ Furnace Tune-Up | 2027 | SC C | MW | After Competition Groups | 9.6105 | 0 | 0 | 692.427 | 0.013879 | 18 | Commercial_2027_SC C_MW_After Competition Groups_18 | Furnace Tune-Up | 1.388% | 0 | 9.6105 | Commercial_2027_SC C_MW_After Competition Groups_Furnace Tune-Up
Commercial | Com ¦ Demand Control Ventilation | 2027 | SC C | MW | After Competition Groups | 7.8956 | 0 | 0 | 692.427 | 0.011403 | 19 | Commercial_2027_SC C_MW_After Competition Groups_19 | Demand Control Ventilation | 1.14% | 0 | 7.8956 | Commercial_2027_SC C_MW_After Competition Groups_Demand Control Ventilation
Commercial | Com ¦ Centrally controlled desktop PC/NETWORK PC POWER MANAGEMENT SOFTWARE | 2027 | SC C | MW | After Competition Groups | 7.8776 | 0 | 0 | 692.427 | 0.011377 | 20 | Commercial_2027_SC C_MW_After Competition Groups_20 | Centrally controlled desktop PC/NETWORK PC POWER MANAGEMENT SOFTWARE | 1.138% | 0 | 7.8776 | Commercial_2027_SC C_MW_After Competition Groups_Centrally controlled desktop PC/NETWORK PC POWER MANAGEMENT SOFTWARE
Commercial | Com ¦ Variable Frequency Drive (VFD) | 2027 | SC C | MW | After Competition Groups | 6.7743 | 0 | 0 | 692.427 | 0.0097834 | 21 | Commercial_2027_SC C_MW_After Competition Groups_21 | Variable Frequency Drive (VFD) | 0.9783% | 0 | 6.7743 | Commercial_2027_SC C_MW_After Competition Groups_Variable Frequency Drive (VFD)
Commercial | Com ¦ VFD on Pumps | 2027 | SC C | MW | After Competition Groups | 6.3255 | 0 | 0 | 692.427 | 0.0091352 | 22 | Commercial_2027_SC C_MW_After Competition Groups_22 | VFD on Pumps | 0.9135% | 0 | 6.3255 | Commercial_2027_SC C_MW_After Competition Groups_VFD on Pumps
Commercial | Com ¦ Refrigerated Display Case LED | 2027 | SC C | MW | After Competition Groups | 6.1707 | 0 | 0 | 692.427 | 0.0089117 | 23 | Commercial_2027_SC C_MW_After Competition Groups_23 | Refrigerated Display Case LED | 0.8912% | 0 | 6.1707 | Commercial_2027_SC C_MW_After Competition Groups_Refrigerated Display Case LED
Commercial | Com ¦ LED EXTERIOR AREA LIGHTS - LED fixture (200W) | 2027 | SC C | MW | After Competition Groups | 5.0726 | 0 | 0 | 692.427 | 0.0073259 | 24 | Commercial_2027_SC C_MW_After Competition Groups_24 | LED EXTERIOR AREA LIGHTS - LED fixture (200W) | 0.7326% | 0 | 5.0726 | Commercial_2027_SC C_MW_After Competition Groups_LED EXTERIOR AREA LIGHTS - LED fixture (200W)
Commercial | Com ¦ LED parking lot fixture | 2027 | SC C | MW | After Competition Groups | 4.9344 | 0 | 0 | 692.427 | 0.0071263 | 25 | Commercial_2027_SC C_MW_After Competition Groups_25 | LED parking lot fixture | 0.7126% | 0 | 4.9344 | Commercial_2027_SC C_MW_After Competition Groups_LED parking lot fixture
Commercial | Com ¦ Air Handler with Dedicated Outdoor Air Systems | 2027 | SC C | MW | After Competition Groups | 3.7522 | 0 | 0 | 692.427 | 0.0054189 | 26 | Commercial_2027_SC C_MW_After Competition Groups_26 | Air Handler with Dedicated Outdoor Air Systems | 0.5419% | 0 | 3.7522 | Commercial_2027_SC C_MW_After Competition Groups_Air Handler with Dedicated Outdoor Air Systems
Commercial | Com ¦ ECM MOTORS FOR EVAPORATOR FANS for refrigeration (WALK-IN) | 2027 | SC C | MW | After Competition Groups | 3.4656 | 0 | 0 | 692.427 | 0.005005 | 27 | Commercial_2027_SC C_MW_After Competition Groups_27 | ECM MOTORS FOR EVAPORATOR FANS for refrigeration (WALK-IN) | 0.5005% | 0 | 3.4656 | Commercial_2027_SC C_MW_After Competition Groups_ECM MOTORS FOR EVAPORATOR FANS for refrigeration (WALK-IN)
Commercial | Com ¦ LED street light fixture | 2027 | SC C | MW | After Competition Groups | 2.9893 | 0 | 0 | 692.427 | 0.0043172 | 28 | Commercial_2027_SC C_MW_After Competition Groups_28 | LED street light fixture | 0.4317% | 0 | 2.9893 | Commercial_2027_SC C_MW_After Competition Groups_LED street light fixture
Commercial | Com ¦ Freezer Case Light Sensor | 2027 | SC C | MW | After Competition Groups | 2.9886 | 0 | 0 | 692.427 | 0.0043161 | 29 | Commercial_2027_SC C_MW_After Competition Groups_29 | Freezer Case Light Sensor | 0.4316% | 0 | 2.9886 | Commercial_2027_SC C_MW_After Competition Groups_Freezer Case Light Sensor
Commercial | Com ¦ ENERGY STAR Griddle (74% eff) | 2027 | SC C | MW | After Competition Groups | 2.9812 | 0 | 0 | 692.427 | 0.0043055 | 30 | Commercial_2027_SC C_MW_After Competition Groups_30 | ENERGY STAR Griddle (74% eff) | 0.4305% | 0 | 2.9812 | Commercial_2027_SC C_MW_After Competition Groups_ENERGY STAR Griddle (74% eff)
Commercial | Com ¦ Evaporator Fan Controls | 2027 | SC C | MW | After Competition Groups | 2.9116 | 0 | 0 | 692.427 | 0.0042049 | 31 | Commercial_2027_SC C_MW_After Competition Groups_31 | Evaporator Fan Controls | 0.4205% | 0 | 2.9116 | Commercial_2027_SC C_MW_After Competition Groups_Evaporator Fan Controls
Commercial | Com ¦ Demand Control Kitchen Ventilation | 2027 | SC C | MW | After Competition Groups | 2.7965 | 0 | 0 | 692.427 | 0.0040387 | 32 | Commercial_2027_SC C_MW_After Competition Groups_32 | Demand Control Kitchen Ventilation | 0.4039% | 0 | 2.7965 | Commercial_2027_SC C_MW_After Competition Groups_Demand Control Kitchen Ventilation
Commercial | Com ¦ Door Gasket Freezer/Refrigerator | 2027 | SC C | MW | After Competition Groups | 2.4928 | 0 | 0 | 692.427 | 0.0036001 | 33 | Commercial_2027_SC C_MW_After Competition Groups_33 | Door Gasket Freezer/Refrigerator | 0.36% | 0 | 2.4928 | Commercial_2027_SC C_MW_After Competition Groups_Door Gasket Freezer/Refrigerator
Commercial | Com ¦ Occupancy Sensors | 2027 | SC C | MW | After Competition Groups | 2.123 | 0 | 0 | 692.427 | 0.0030661 | 34 | Commercial_2027_SC C_MW_After Competition Groups_34 | Occupancy Sensors | 0.3066% | 0 | 2.123 | Commercial_2027_SC C_MW_After Competition Groups_Occupancy Sensors
Commercial | Com ¦ Water Source Heat Pump (4 ton) | 2027 | SC C | MW | After Competition Groups | 1.8483 | 0 | 0 | 692.427 | 0.0026692 | 35 | Commercial_2027_SC C_MW_After Competition Groups_35 | Water Source Heat Pump (4 ton) | 0.2669% | 0 | 1.8483 | Commercial_2027_SC C_MW_After Competition Groups_Water Source Heat Pump (4 ton)
Commercial | Com ¦ Duct Insulation, R8 | 2027 | SC C | MW | After Competition Groups | 1.7849 | 0 | 0 | 692.427 | 0.0025778 | 36 | Commercial_2027_SC C_MW_After Competition Groups_36 | Duct Insulation, R8 | 0.2578% | 0 | 1.7849 | Commercial_2027_SC C_MW_After Competition Groups_Duct Insulation, R8
Commercial | Com ¦ Elec Storage WH 2.30 Et | 2027 | SC C | MW | After Competition Groups | 1.0836 | 0 | 0 | 692.427 | 0.0015649 | 37 | Commercial_2027_SC C_MW_After Competition Groups_37 | Elec Storage WH 2.30 Et | 0.1565% | 0 | 1.0836 | Commercial_2027_SC C_MW_After Competition Groups_Elec Storage WH 2.30 Et
Commercial | Com ¦ Temperature Adjustment in Commercial Freezers | 2027 | SC C | MW | After Competition Groups | 1.0657 | 0 | 0 | 692.427 | 0.001539 | 38 | Commercial_2027_SC C_MW_After Competition Groups_38 | Temperature Adjustment in Commercial Freezers | 0.1539% | 0 | 1.0657 | Commercial_2027_SC C_MW_After Competition Groups_Temperature Adjustment in Commercial Freezers
Commercial | Com ¦ BEVERAGE VENDING MACHINE CONTROLS | 2027 | SC C | MW | After Competition Groups | 1.0482 | 0 | 0 | 692.427 | 0.0015139 | 39 | Commercial_2027_SC C_MW_After Competition Groups_39 | BEVERAGE VENDING MACHINE CONTROLS | 0.1514% | 0 | 1.0482 | Commercial_2027_SC C_MW_After Competition Groups_BEVERAGE VENDING MACHINE CONTROLS
Commercial | Com ¦ CO Sensors for parking garage exhaust fans | 2027 | SC C | MW | After Competition Groups | 0.91282 | 0 | 0 | 692.427 | 0.0013183 | 40 | Commercial_2027_SC C_MW_After Competition Groups_40 | CO Sensors for parking garage exhaust fans | 0.1318% | 0 | 0.91282 | Commercial_2027_SC C_MW_After Competition Groups_CO Sensors for parking garage exhaust fans
Commercial | Com ¦ Vertical Night Covers | 2027 | SC C | MW | After Competition Groups | 0.88028 | 0 | 0 | 692.427 | 0.0012713 | 41 | Commercial_2027_SC C_MW_After Competition Groups_41 | Vertical Night Covers | 0.1271% | 0 | 0.88028 | Commercial_2027_SC C_MW_After Competition Groups_Vertical Night Covers
Commercial | Com ¦ ENERGY STAR Fryer (84% eff) | 2027 | SC C | MW | After Competition Groups | 0.87533 | 0 | 0 | 692.427 | 0.0012641 | 42 | Commercial_2027_SC C_MW_After Competition Groups_42 | ENERGY STAR Fryer (84% eff) | 0.1264% | 0 | 0.87533 | Commercial_2027_SC C_MW_After Competition Groups_ENERGY STAR Fryer (84% eff)
Commercial | Com ¦ Energy Efficient Laboratory Fume Hood | 2027 | SC C | MW | After Competition Groups | 0.84145 | 0 | 0 | 692.427 | 0.0012152 | 43 | Commercial_2027_SC C_MW_After Competition Groups_43 | Energy Efficient Laboratory Fume Hood | 0.1215% | 0 | 0.84145 | Commercial_2027_SC C_MW_After Competition Groups_Energy Efficient Laboratory Fume Hood
Commercial | Com ¦ Outside Air Economizer | 2027 | SC C | MW | After Competition Groups | 0.73006 | 0 | 0 | 692.427 | 0.0010544 | 44 | Commercial_2027_SC C_MW_After Competition Groups_44 | Outside Air Economizer | 0.1054% | 0 | 0.73006 | Commercial_2027_SC C_MW_After Competition Groups_Outside Air Economizer
Commercial | Com ¦ Water Heating (DHW) Pipe Insulation (Add 3/4\ Foam)" | 2027 | SC C | MW | After Competition Groups | 0.67615 | 0 | 0 | 692.427 | 0.00097649 | 45 | Commercial_2027_SC C_MW_After Competition Groups_45 | Water Heating (DHW) Pipe Insulation (Add 3/4\ Foam)" | 0.09765% | 0 | 0.67615 | Commercial_2027_SC C_MW_After Competition Groups_Water Heating (DHW) Pipe Insulation (Add 3/4\ Foam)"
Commercial | Com ¦ Thermostat Setback | 2027 | SC C | MW | After Competition Groups | 0.56653 | 0 | 0 | 692.427 | 0.00081818 | 46 | Commercial_2027_SC C_MW_After Competition Groups_46 | Thermostat Setback | 0.08182% | 0 | 0.56653 | Commercial_2027_SC C_MW_After Competition Groups_Thermostat Setback
Commercial | Com ¦ ENERGY STAR Steam Cookers | 2027 | SC C | MW | After Competition Groups | 0.56016 | 0 | 0 | 692.427 | 0.00080898 | 47 | Commercial_2027_SC C_MW_After Competition Groups_47 | ENERGY STAR Steam Cookers | 0.0809% | 0 | 0.56016 | Commercial_2027_SC C_MW_After Competition Groups_ENERGY STAR Steam Cookers
Commercial | Com ¦ Suction Pipe Insulation Freezer/Refrigerator | 2027 | SC C | MW | After Competition Groups | 0.4583 | 0 | 0 | 692.427 | 0.00066188 | 48 | Commercial_2027_SC C_MW_After Competition Groups_48 | Suction Pipe Insulation Freezer/Refrigerator | 0.06619% | 0 | 0.4583 | Commercial_2027_SC C_MW_After Competition Groups_Suction Pipe Insulation Freezer/Refrigerator
Commercial | Com ¦ ENERGY STAR Dishwasher | 2027 | SC C | MW | After Competition Groups | 0.40619 | 0 | 0 | 692.427 | 0.00058662 | 49 | Commercial_2027_SC C_MW_After Competition Groups_49 | ENERGY STAR Dishwasher | 0.05866% | 0 | 0.40619 | Commercial_2027_SC C_MW_After Competition Groups_ENERGY STAR Dishwasher
Commercial | Com ¦ Ozone Laundry Treatment | 2027 | SC C | MW | After Competition Groups | 0.22271 | 0 | 0 | 692.427 | 0.00032164 | 50 | Commercial_2027_SC C_MW_After Competition Groups_50 | Ozone Laundry Treatment | 0.03216% | 0 | 0.22271 | Commercial_2027_SC C_MW_After Competition Groups_Ozone Laundry Treatment
Commercial | Com ¦ Condensing Make Up Air Unit | 2027 | SC C | MW | After Competition Groups | 0.21051 | 0 | 0 | 692.427 | 0.00030401 | 51 | Commercial_2027_SC C_MW_After Competition Groups_51 | Condensing Make Up Air Unit | 0.0304% | 0 | 0.21051 | Commercial_2027_SC C_MW_After Competition Groups_Condensing Make Up Air Unit
Commercial | Com ¦ ECM MOTORS FOR HVAC APPLICATION (FAN-POWERED VAV BOX) | 2027 | SC C | MW | After Competition Groups | 0.10343 | 0 | 0 | 692.427 | 0.00014938 | 52 | Commercial_2027_SC C_MW_After Competition Groups_52 | ECM MOTORS FOR HVAC APPLICATION (FAN-POWERED VAV BOX) | 0.01494% | 0 | 0.10343 | Commercial_2027_SC C_MW_After Competition Groups_ECM MOTORS FOR HVAC APPLICATION (FAN-POWERED VAV BOX)
Commercial | COM ¦ Ductless Mini-Split Heat Pumps | 2027 | SC C | MW | After Competition Groups | 0.093919 | 0 | 0 | 692.427 | 0.00013564 | 53 | Commercial_2027_SC C_MW_After Competition Groups_53 | Ductless Mini-Split Heat Pumps | 0.01356% | 0 | 0.093919 | Commercial_2027_SC C_MW_After Competition Groups_Ductless Mini-Split Heat Pumps
Commercial | Com ¦ LLLC - High Impact Application | 2027 | SC C | MW | After Competition Groups | 0.086419 | 0 | 0 | 692.427 | 0.00012481 | 54 | Commercial_2027_SC C_MW_After Competition Groups_54 | LLLC - High Impact Application | 0.01248% | 0 | 0.086419 | Commercial_2027_SC C_MW_After Competition Groups_LLLC - High Impact Application
Commercial | Com ¦ CEE Tier 2/Energy Star Clothes Washers | 2027 | SC C | MW | After Competition Groups | 0.080272 | 0 | 0 | 692.427 | 0.00011593 | 55 | Commercial_2027_SC C_MW_After Competition Groups_55 | CEE Tier 2/Energy Star Clothes Washers | 0.01159% | 0 | 0.080272 | Commercial_2027_SC C_MW_After Competition Groups_CEE Tier 2/Energy Star Clothes Washers
Commercial | Com ¦ HVAC Optimization | 2027 | SC C | MW | After Competition Groups | 0.067972 | 0 | 0 | 692.427 | 9.8165e-05 | 56 | Commercial_2027_SC C_MW_After Competition Groups_56 | HVAC Optimization | 0.009817% | 0 | 0.067972 | Commercial_2027_SC C_MW_After Competition Groups_HVAC Optimization
Commercial | Com ¦ PTAC (12 EER/10,000 BTU) | 2027 | SC C | MW | After Competition Groups | 0.064403 | 0 | 0 | 692.427 | 9.301e-05 | 57 | Commercial_2027_SC C_MW_After Competition Groups_57 | PTAC (12 EER/10,000 BTU) | 0.009301% | 0 | 0.064403 | Commercial_2027_SC C_MW_After Competition Groups_PTAC (12 EER/10,000 BTU)
Commercial | Com ¦ LLLC - Low Impact Application | 2027 | SC C | MW | After Competition Groups | 0.057203 | 0 | 0 | 692.427 | 8.2612e-05 | 58 | Commercial_2027_SC C_MW_After Competition Groups_58 | LLLC - Low Impact Application | 0.008261% | 0 | 0.057203 | Commercial_2027_SC C_MW_After Competition Groups_LLLC - Low Impact Application
Commercial | Com ¦ Auto Off Time Switch or Time Clock control | 2027 | SC C | MW | After Competition Groups | 0.050322 | 0 | 0 | 692.427 | 7.2675e-05 | 59 | Commercial_2027_SC C_MW_After Competition Groups_59 | Auto Off Time Switch or Time Clock control | 0.007268% | 0 | 0.050322 | Commercial_2027_SC C_MW_After Competition Groups_Auto Off Time Switch or Time Clock control
Commercial | Com ¦ Demand controlled Circulating Systems | 2027 | SC C | MW | After Competition Groups | 0.046102 | 0 | 0 | 692.427 | 6.658e-05 | 60 | Commercial_2027_SC C_MW_After Competition Groups_60 | Demand controlled Circulating Systems | 0.006658% | 0 | 0.046102 | Commercial_2027_SC C_MW_After Competition Groups_Demand controlled Circulating Systems
Commercial | Com ¦ Low Flow Pre-Rinse Spray Nozzle | 2027 | SC C | MW | After Competition Groups | 0.045007 | 0 | 0 | 692.427 | 6.4999e-05 | 61 | Commercial_2027_SC C_MW_After Competition Groups_61 | Low Flow Pre-Rinse Spray Nozzle | 0.0065% | 0 | 0.045007 | Commercial_2027_SC C_MW_After Competition Groups_Low Flow Pre-Rinse Spray Nozzle
Commercial | Com ¦ Notched V belts for HVAC Systems | 2027 | SC C | MW | After Competition Groups | 0.043923 | 0 | 0 | 692.427 | 6.3434e-05 | 62 | Commercial_2027_SC C_MW_After Competition Groups_62 | Notched V belts for HVAC Systems | 0.006343% | 0 | 0.043923 | Commercial_2027_SC C_MW_After Competition Groups_Notched V belts for HVAC Systems
Commercial | Com ¦ Solar Water Preheat (Pools/DHW) | 2027 | SC C | MW | After Competition Groups | 0.03369 | 0 | 0 | 692.427 | 4.8656e-05 | 63 | Commercial_2027_SC C_MW_After Competition Groups_63 | Solar Water Preheat (Pools/DHW) | 0.004866% | 0 | 0.03369 | Commercial_2027_SC C_MW_After Competition Groups_Solar Water Preheat (Pools/DHW)
Commercial | Com ¦ Commercial Hot Food Holding Cabinets | 2027 | SC C | MW | After Competition Groups | 0.026013 | 0 | 0 | 692.427 | 3.7568e-05 | 64 | Commercial_2027_SC C_MW_After Competition Groups_64 | Commercial Hot Food Holding Cabinets | 0.003757% | 0 | 0.026013 | Commercial_2027_SC C_MW_After Competition Groups_Commercial Hot Food Holding Cabinets
Commercial | Com ¦ High Efficiency Chiller (avg of water and air cooled) | 2027 | SC C | MW | After Competition Groups | 0.018208 | 0 | 0 | 692.427 | 2.6296e-05 | 65 | Commercial_2027_SC C_MW_After Competition Groups_65 | High Efficiency Chiller (avg of water and air cooled) | 0.00263% | 0 | 0.018208 | Commercial_2027_SC C_MW_After Competition Groups_High Efficiency Chiller (avg of water and air cooled)
Commercial | Com ¦ Wall Insulation | 2027 | SC C | MW | After Competition Groups | 0.016215 | 0 | 0 | 692.427 | 2.3418e-05 | 66 | Commercial_2027_SC C_MW_After Competition Groups_66 | Wall Insulation | 0.002342% | 0 | 0.016215 | Commercial_2027_SC C_MW_After Competition Groups_Wall Insulation
Commercial | Com ¦ Condensing Unit Heaters or other Efficient Unit Heating System | 2027 | SC C | MW | After Competition Groups | 0.01522 | 0 | 0 | 692.427 | 2.198e-05 | 67 | Commercial_2027_SC C_MW_After Competition Groups_67 | Condensing Unit Heaters or other Efficient Unit Heating System | 0.002198% | 0 | 0.01522 | Commercial_2027_SC C_MW_After Competition Groups_Condensing Unit Heaters or other Efficient Unit Heating System
Commercial | Com ¦ Air Curtains | 2027 | SC C | MW | After Competition Groups | 0.012212 | 0 | 0 | 692.427 | 1.7636e-05 | 68 | Commercial_2027_SC C_MW_After Competition Groups_68 | Air Curtains | 0.001764% | 0 | 0.012212 | Commercial_2027_SC C_MW_After Competition Groups_Air Curtains
Commercial | Com ¦ VSD Air Compressor | 2027 | SC C | MW | After Competition Groups | 0.011836 | 0 | 0 | 692.427 | 1.7093e-05 | 69 | Commercial_2027_SC C_MW_After Competition Groups_69 | VSD Air Compressor | 0.001709% | 0 | 0.011836 | Commercial_2027_SC C_MW_After Competition Groups_VSD Air Compressor
Commercial | Com ¦ Room AC (w/ louvered sides) 14 SEER from 12 SEER code | 2027 | SC C | MW | After Competition Groups | 0.008766 | 0 | 0 | 692.427 | 1.266e-05 | 70 | Commercial_2027_SC C_MW_After Competition Groups_70 | Room AC (w/ louvered sides) 14 SEER from 12 SEER code | 0.001266% | 0 | 0.008766 | Commercial_2027_SC C_MW_After Competition Groups_Room AC (w/ louvered sides) 14 SEER from 12 SEER code
Commercial | Com ¦ LED RECESSED DOWNLIGHTS | 2027 | SC C | MW | After Competition Groups | 0.0054545 | 0 | 0 | 692.427 | 7.8773e-06 | 71 | Commercial_2027_SC C_MW_After Competition Groups_71 | LED RECESSED DOWNLIGHTS | 0.0007877% | 0 | 0.0054545 | Commercial_2027_SC C_MW_After Competition Groups_LED RECESSED DOWNLIGHTS
Commercial | Com ¦ Energy Recovery Ventilation and Ventilation (Enhanced) | 2027 | SC C | MW | After Competition Groups | 0.0043933 | 0 | 0 | 692.427 | 6.3447e-06 | 72 | Commercial_2027_SC C_MW_After Competition Groups_72 | Energy Recovery Ventilation and Ventilation (Enhanced) | 0.0006345% | 0 | 0.0043933 | Commercial_2027_SC C_MW_After Competition Groups_Energy Recovery Ventilation and Ventilation (Enhanced)
Commercial | Com ¦ High Efficiency Small Instantaneous Water Heater | 2027 | SC C | MW | After Competition Groups | 0.0032012 | 0 | 0 | 692.427 | 4.6231e-06 | 73 | Commercial_2027_SC C_MW_After Competition Groups_73 | High Efficiency Small Instantaneous Water Heater | 0.0004623% | 0 | 0.0032012 | Commercial_2027_SC C_MW_After Competition Groups_High Efficiency Small Instantaneous Water Heater
Commercial | Com ¦ EC Plug Fan for Data Center (under cabinet) | 2027 | SC C | MW | After Competition Groups | 0.0014145 | 0 | 0 | 692.427 | 2.0429e-06 | 74 | Commercial_2027_SC C_MW_After Competition Groups_74 | EC Plug Fan for Data Center (under cabinet) | 0.0002043% | 0 | 0.0014145 | Commercial_2027_SC C_MW_After Competition Groups_EC Plug Fan for Data Center (under cabinet)
Commercial | Com ¦ Networked/Connected - High Impact Application | 2027 | SC C | MW | After Competition Groups | 0.00024706 | 0 | 0 | 692.427 | 3.5681e-07 | 75 | Commercial_2027_SC C_MW_After Competition Groups_75 | Networked/Connected - High Impact Application | 3.568e-05% | 0 | 0.00024706 | Commercial_2027_SC C_MW_After Competition Groups_Networked/Connected - High Impact Application
Commercial | Com ¦ Electric Convection Combination Ovens | 2027 | SC C | MW | After Competition Groups | 0.00020322 | 0 | 0 | 692.427 | 2.9348e-07 | 76 | Commercial_2027_SC C_MW_After Competition Groups_76 | Electric Convection Combination Ovens | 2.935e-05% | 0 | 0.00020322 | Commercial_2027_SC C_MW_After Competition Groups_Electric Convection Combination Ovens
Commercial | Com ¦ Networked/Connected - Low Impact Application | 2027 | SC C | MW | After Competition Groups | 1.2046e-05 | 0 | 0 | 692.427 | 1.7397e-08 | 77 | Commercial_2027_SC C_MW_After Competition Groups_77 | Networked/Connected - Low Impact Application | 1.74e-06% | 0 | 1.2046e-05 | Commercial_2027_SC C_MW_After Competition Groups_Networked/Connected - Low Impact Application
Commercial | Com ¦ Efficient compressor motor | 2027 | SC C | MW | After Competition Groups | 0 | 0 | 0 | 692.427 | 0 | 78 | Commercial_2027_SC C_MW_After Competition Groups_78 | Efficient compressor motor | 0% | 0 | 0 | Commercial_2027_SC C_MW_After Competition Groups_Efficient compressor motor
Commercial | Com ¦ Indoor Daylight Sensors/Photocell Dimming Control | 2027 | SC C | MW | After Competition Groups | 0 | 0 | 0 | 692.427 | 0 | 79 | Commercial_2027_SC C_MW_After Competition Groups_79 | Indoor Daylight Sensors/Photocell Dimming Control | 0% | 0 | 0 | Commercial_2027_SC C_MW_After Competition Groups_Indoor Daylight Sensors/Photocell Dimming Control
Commercial | Com ¦ Variable Refrigerant Flow Heat Pump | 2027 | SC C | MW | After Competition Groups | 0 | 0 | 0 | 692.427 | 0 | 80 | Commercial_2027_SC C_MW_After Competition Groups_80 | Variable Refrigerant Flow Heat Pump | 0% | 0 | 0 | Commercial_2027_SC C_MW_After Competition Groups_Variable Refrigerant Flow Heat Pump
Commercial | Com ¦ ENERGY STAR LED LAMPS (REFLECTOR LAMPs/MR16/PAR 16) | 2027 | SC D | MW | After Competition Groups | 98.8512 | 3868179.5364 | 3.8682 | 639.4939 | 0.15458 | 1 | Commercial_2027_SC D_MW_After Competition Groups_1 | ENERGY STAR LED LAMPS (REFLECTOR LAMPs/MR16/PAR 16) | 15.46% | 3.8682 | 98.8512 | Commercial_2027_SC D_MW_After Competition Groups_ENERGY STAR LED LAMPS (REFLECTOR LAMPs/MR16/PAR 16)
Commercial | Com ¦ LED Low/High Bay | 2027 | SC D | MW | After Competition Groups | 80.4976 | 34121447.6721 | 34.1214 | 639.4939 | 0.12588 | 2 | Commercial_2027_SC D_MW_After Competition Groups_2 | LED Low/High Bay | 12.59% | 34.1214 | 80.4976 | Commercial_2027_SC D_MW_After Competition Groups_LED Low/High Bay
Commercial | Com ¦ LED Troffer/Surface/Suspended | 2027 | SC D | MW | After Competition Groups | 72.2917 | 44065594.344 | 44.0656 | 639.4939 | 0.11305 | 3 | Commercial_2027_SC D_MW_After Competition Groups_3 | LED Troffer/Surface/Suspended | 11.3% | 44.0656 | 72.2917 | Commercial_2027_SC D_MW_After Competition Groups_LED Troffer/Surface/Suspended
Commercial | Com ¦ LED Replacement Lamp (Tube) | 2027 | SC D | MW | After Competition Groups | 50.6027 | 0 | 0 | 639.4939 | 0.079129 | 4 | Commercial_2027_SC D_MW_After Competition Groups_4 | LED Replacement Lamp (Tube) | 7.913% | 0 | 50.6027 | Commercial_2027_SC D_MW_After Competition Groups_LED Replacement Lamp (Tube)
Commercial | Com ¦ High Efficiency Air Source Heat Pump | 2027 | SC D | MW | After Competition Groups | 40.8242 | 1093377.2309 | 1.0934 | 639.4939 | 0.063838 | 5 | Commercial_2027_SC D_MW_After Competition Groups_5 | High Efficiency Air Source Heat Pump | 6.384% | 1.0934 | 40.8242 | Commercial_2027_SC D_MW_After Competition Groups_High Efficiency Air Source Heat Pump
Commercial | Com ¦ Building Recommissioning, Operations and Maintenance (O&M) Improvements | 2027 | SC D | MW | After Competition Groups | 33.7466 | 4304285.4348 | 4.3043 | 639.4939 | 0.052771 | 6 | Commercial_2027_SC D_MW_After Competition Groups_6 | Building Recommissioning, Operations and Maintenance (O&M) Improvements | 5.277% | 4.3043 | 33.7466 | Commercial_2027_SC D_MW_After Competition Groups_Building Recommissioning, Operations and Maintenance (O&M) Improvements
Commercial | Com ¦ Education and Capacity Building/Energy Behavior | 2027 | SC D | MW | After Competition Groups | 26.7969 | 7532940.9007 | 7.5329 | 639.4939 | 0.041903 | 7 | Commercial_2027_SC D_MW_After Competition Groups_7 | Education and Capacity Building/Energy Behavior | 4.19% | 7.5329 | 26.7969 | Commercial_2027_SC D_MW_After Competition Groups_Education and Capacity Building/Energy Behavior
Commercial | Com ¦ Advanced BAS/Controllers | 2027 | SC D | MW | After Competition Groups | 20.9015 | 3683520.9964 | 3.6835 | 639.4939 | 0.032684 | 8 | Commercial_2027_SC D_MW_After Competition Groups_8 | Advanced BAS/Controllers | 3.268% | 3.6835 | 20.9015 | Commercial_2027_SC D_MW_After Competition Groups_Advanced BAS/Controllers
Commercial | Com ¦ Data Center Storage/Server Virtualization | 2027 | SC D | MW | After Competition Groups | 20.3979 | 0 | 0 | 639.4939 | 0.031897 | 9 | Commercial_2027_SC D_MW_After Competition Groups_9 | Data Center Storage/Server Virtualization | 3.19% | 0 | 20.3979 | Commercial_2027_SC D_MW_After Competition Groups_Data Center Storage/Server Virtualization
Commercial | Com ¦ Unitary Air-Conditioning Unit | 2027 | SC D | MW | After Competition Groups | 19.6056 | 4622397.064 | 4.6224 | 639.4939 | 0.030658 | 10 | Commercial_2027_SC D_MW_After Competition Groups_10 | Unitary Air-Conditioning Unit | 3.066% | 4.6224 | 19.6056 | Commercial_2027_SC D_MW_After Competition Groups_Unitary Air-Conditioning Unit
Commercial | Com ¦ Reach-in Shaded Pole to ECM/PSC Evaporator Fan Motor | 2027 | SC D | MW | After Competition Groups | 15.6897 | 2505343.9209 | 2.5053 | 639.4939 | 0.024535 | 11 | Commercial_2027_SC D_MW_After Competition Groups_11 | Reach-in Shaded Pole to ECM/PSC Evaporator Fan Motor | 2.453% | 2.5053 | 15.6897 | Commercial_2027_SC D_MW_After Competition Groups_Reach-in Shaded Pole to ECM/PSC Evaporator Fan Motor
Commercial | Com ¦ Adaptive Thermostats | 2027 | SC D | MW | After Competition Groups | 13.4555 | 2852323.5491 | 2.8523 | 639.4939 | 0.021041 | 12 | Commercial_2027_SC D_MW_After Competition Groups_12 | Adaptive Thermostats | 2.104% | 2.8523 | 13.4555 | Commercial_2027_SC D_MW_After Competition Groups_Adaptive Thermostats
Commercial | Com ¦ LED or Equivalent Sign Lighting | 2027 | SC D | MW | After Competition Groups | 12.8666 | 1699342.3752 | 1.6993 | 639.4939 | 0.02012 | 13 | Commercial_2027_SC D_MW_After Competition Groups_13 | LED or Equivalent Sign Lighting | 2.012% | 1.6993 | 12.8666 | Commercial_2027_SC D_MW_After Competition Groups_LED or Equivalent Sign Lighting
Commercial | Com ¦ ENERGY STAR LED LAMPS (General Service Lamps) | 2027 | SC D | MW | After Competition Groups | 12.7271 | 478593.7767 | 0.47859 | 639.4939 | 0.019902 | 14 | Commercial_2027_SC D_MW_After Competition Groups_14 | ENERGY STAR LED LAMPS (General Service Lamps) | 1.99% | 0.47859 | 12.7271 | Commercial_2027_SC D_MW_After Competition Groups_ENERGY STAR LED LAMPS (General Service Lamps)
Commercial | Com ¦ Strip Curtains | 2027 | SC D | MW | After Competition Groups | 11.7253 | 149068.212 | 0.14907 | 639.4939 | 0.018335 | 15 | Commercial_2027_SC D_MW_After Competition Groups_15 | Strip Curtains | 1.834% | 0.14907 | 11.7253 | Commercial_2027_SC D_MW_After Competition Groups_Strip Curtains
Commercial | Com ¦ Chilled Water Optimization | 2027 | SC D | MW | After Competition Groups | 10.3271 | 1520395.855 | 1.5204 | 639.4939 | 0.016149 | 16 | Commercial_2027_SC D_MW_After Competition Groups_16 | Chilled Water Optimization | 1.615% | 1.5204 | 10.3271 | Commercial_2027_SC D_MW_After Competition Groups_Chilled Water Optimization
Commercial | Com ¦ Refrigerated Display Case Doors | 2027 | SC D | MW | After Competition Groups | 9.6222 | 2236103.6883 | 2.2361 | 639.4939 | 0.015047 | 17 | Commercial_2027_SC D_MW_After Competition Groups_17 | Refrigerated Display Case Doors | 1.505% | 2.2361 | 9.6222 | Commercial_2027_SC D_MW_After Competition Groups_Refrigerated Display Case Doors
Commercial | Com ¦ Furnace Tune-Up | 2027 | SC D | MW | After Competition Groups | 9.6104 | 96472.9473 | 0.096473 | 639.4939 | 0.015028 | 18 | Commercial_2027_SC D_MW_After Competition Groups_18 | Furnace Tune-Up | 1.503% | 0.096473 | 9.6104 | Commercial_2027_SC D_MW_After Competition Groups_Furnace Tune-Up
Commercial | Com ¦ Centrally controlled desktop PC/NETWORK PC POWER MANAGEMENT SOFTWARE | 2027 | SC D | MW | After Competition Groups | 7.8689 | 728992.1235 | 0.72899 | 639.4939 | 0.012305 | 19 | Commercial_2027_SC D_MW_After Competition Groups_19 | Centrally controlled desktop PC/NETWORK PC POWER MANAGEMENT SOFTWARE | 1.23% | 0.72899 | 7.8689 | Commercial_2027_SC D_MW_After Competition Groups_Centrally controlled desktop PC/NETWORK PC POWER MANAGEMENT SOFTWARE
Commercial | Com ¦ Variable Frequency Drive (VFD) | 2027 | SC D | MW | After Competition Groups | 6.5683 | 1202361.7169 | 1.2024 | 639.4939 | 0.010271 | 20 | Commercial_2027_SC D_MW_After Competition Groups_20 | Variable Frequency Drive (VFD) | 1.027% | 1.2024 | 6.5683 | Commercial_2027_SC D_MW_After Competition Groups_Variable Frequency Drive (VFD)
Commercial | Com ¦ Demand Control Ventilation | 2027 | SC D | MW | After Competition Groups | 6.1154 | 998928.092 | 0.99893 | 639.4939 | 0.0095628 | 21 | Commercial_2027_SC D_MW_After Competition Groups_21 | Demand Control Ventilation | 0.9563% | 0.99893 | 6.1154 | Commercial_2027_SC D_MW_After Competition Groups_Demand Control Ventilation
Commercial | Com ¦ VFD on Pumps | 2027 | SC D | MW | After Competition Groups | 6.0936 | 1164119.2442 | 1.1641 | 639.4939 | 0.0095287 | 22 | Commercial_2027_SC D_MW_After Competition Groups_22 | VFD on Pumps | 0.9529% | 1.1641 | 6.0936 | Commercial_2027_SC D_MW_After Competition Groups_VFD on Pumps
Commercial | Com ¦ Refrigerated Display Case LED | 2027 | SC D | MW | After Competition Groups | 5.3074 | 841971.9295 | 0.84197 | 639.4939 | 0.0082993 | 23 | Commercial_2027_SC D_MW_After Competition Groups_23 | Refrigerated Display Case LED | 0.8299% | 0.84197 | 5.3074 | Commercial_2027_SC D_MW_After Competition Groups_Refrigerated Display Case LED
Commercial | Com ¦ LED EXTERIOR AREA LIGHTS - LED fixture (200W) | 2027 | SC D | MW | After Competition Groups | 4.9382 | 0 | 0 | 639.4939 | 0.007722 | 24 | Commercial_2027_SC D_MW_After Competition Groups_24 | LED EXTERIOR AREA LIGHTS - LED fixture (200W) | 0.7722% | 0 | 4.9382 | Commercial_2027_SC D_MW_After Competition Groups_LED EXTERIOR AREA LIGHTS - LED fixture (200W)
Commercial | Com ¦ LED parking lot fixture | 2027 | SC D | MW | After Competition Groups | 4.9344 | 10784910.2579 | 10.7849 | 639.4939 | 0.0077162 | 25 | Commercial_2027_SC D_MW_After Competition Groups_25 | LED parking lot fixture | 0.7716% | 10.7849 | 4.9344 | Commercial_2027_SC D_MW_After Competition Groups_LED parking lot fixture
Commercial | Com ¦ ECM MOTORS FOR EVAPORATOR FANS for refrigeration (WALK-IN) | 2027 | SC D | MW | After Competition Groups | 3.4248 | 953995.012 | 0.954 | 639.4939 | 0.0053555 | 26 | Commercial_2027_SC D_MW_After Competition Groups_26 | ECM MOTORS FOR EVAPORATOR FANS for refrigeration (WALK-IN) | 0.5355% | 0.954 | 3.4248 | Commercial_2027_SC D_MW_After Competition Groups_ECM MOTORS FOR EVAPORATOR FANS for refrigeration (WALK-IN)
Commercial | Com ¦ ENERGY STAR Griddle (74% eff) | 2027 | SC D | MW | After Competition Groups | 2.9812 | 221120.7702 | 0.22112 | 639.4939 | 0.0046618 | 27 | Commercial_2027_SC D_MW_After Competition Groups_27 | ENERGY STAR Griddle (74% eff) | 0.4662% | 0.22112 | 2.9812 | Commercial_2027_SC D_MW_After Competition Groups_ENERGY STAR Griddle (74% eff)
Commercial | Com ¦ Evaporator Fan Controls | 2027 | SC D | MW | After Competition Groups | 2.9116 | 164062.3171 | 0.16406 | 639.4939 | 0.004553 | 28 | Commercial_2027_SC D_MW_After Competition Groups_28 | Evaporator Fan Controls | 0.4553% | 0.16406 | 2.9116 | Commercial_2027_SC D_MW_After Competition Groups_Evaporator Fan Controls
Commercial | Com ¦ Air Handler with Dedicated Outdoor Air Systems | 2027 | SC D | MW | After Competition Groups | 2.8001 | 195606.7646 | 0.19561 | 639.4939 | 0.0043786 | 29 | Commercial_2027_SC D_MW_After Competition Groups_29 | Air Handler with Dedicated Outdoor Air Systems | 0.4379% | 0.19561 | 2.8001 | Commercial_2027_SC D_MW_After Competition Groups_Air Handler with Dedicated Outdoor Air Systems
Commercial | Com ¦ Demand Control Kitchen Ventilation | 2027 | SC D | MW | After Competition Groups | 2.5917 | 764782.3534 | 0.76478 | 639.4939 | 0.0040528 | 30 | Commercial_2027_SC D_MW_After Competition Groups_30 | Demand Control Kitchen Ventilation | 0.4053% | 0.76478 | 2.5917 | Commercial_2027_SC D_MW_After Competition Groups_Demand Control Kitchen Ventilation
Commercial | Com ¦ Door Gasket Freezer/Refrigerator | 2027 | SC D | MW | After Competition Groups | 2.2809 | 284472.9179 | 0.28447 | 639.4939 | 0.0035667 | 31 | Commercial_2027_SC D_MW_After Competition Groups_31 | Door Gasket Freezer/Refrigerator | 0.3567% | 0.28447 | 2.2809 | Commercial_2027_SC D_MW_After Competition Groups_Door Gasket Freezer/Refrigerator
Commercial | Com ¦ LED street light fixture | 2027 | SC D | MW | After Competition Groups | 2.2325 | 0 | 0 | 639.4939 | 0.003491 | 32 | Commercial_2027_SC D_MW_After Competition Groups_32 | LED street light fixture | 0.3491% | 0 | 2.2325 | Commercial_2027_SC D_MW_After Competition Groups_LED street light fixture
Commercial | Com ¦ Occupancy Sensors | 2027 | SC D | MW | After Competition Groups | 2.123 | 5126.8922 | 0.0051269 | 639.4939 | 0.0033199 | 33 | Commercial_2027_SC D_MW_After Competition Groups_33 | Occupancy Sensors | 0.332% | 0.0051269 | 2.123 | Commercial_2027_SC D_MW_After Competition Groups_Occupancy Sensors
Commercial | Com ¦ Freezer Case Light Sensor | 2027 | SC D | MW | After Competition Groups | 2.0364 | 582003.892 | 0.582 | 639.4939 | 0.0031844 | 34 | Commercial_2027_SC D_MW_After Competition Groups_34 | Freezer Case Light Sensor | 0.3184% | 0.582 | 2.0364 | Commercial_2027_SC D_MW_After Competition Groups_Freezer Case Light Sensor
Commercial | Com ¦ Duct Insulation, R8 | 2027 | SC D | MW | After Competition Groups | 1.7747 | 315949.8645 | 0.31595 | 639.4939 | 0.0027752 | 35 | Commercial_2027_SC D_MW_After Competition Groups_35 | Duct Insulation, R8 | 0.2775% | 0.31595 | 1.7747 | Commercial_2027_SC D_MW_After Competition Groups_Duct Insulation, R8
Commercial | Com ¦ Water Source Heat Pump (4 ton) | 2027 | SC D | MW | After Competition Groups | 1.5469 | 401241.1116 | 0.40124 | 639.4939 | 0.002419 | 36 | Commercial_2027_SC D_MW_After Competition Groups_36 | Water Source Heat Pump (4 ton) | 0.2419% | 0.40124 | 1.5469 | Commercial_2027_SC D_MW_After Competition Groups_Water Source Heat Pump (4 ton)
Commercial | Com ¦ Temperature Adjustment in Commercial Freezers | 2027 | SC D | MW | After Competition Groups | 1.0657 | 0 | 0 | 639.4939 | 0.0016664 | 37 | Commercial_2027_SC D_MW_After Competition Groups_37 | Temperature Adjustment in Commercial Freezers | 0.1666% | 0 | 1.0657 | Commercial_2027_SC D_MW_After Competition Groups_Temperature Adjustment in Commercial Freezers
Commercial | Com ¦ BEVERAGE VENDING MACHINE CONTROLS | 2027 | SC D | MW | After Competition Groups | 1.0057 | 111204.4307 | 0.1112 | 639.4939 | 0.0015726 | 38 | Commercial_2027_SC D_MW_After Competition Groups_38 | BEVERAGE VENDING MACHINE CONTROLS | 0.1573% | 0.1112 | 1.0057 | Commercial_2027_SC D_MW_After Competition Groups_BEVERAGE VENDING MACHINE CONTROLS
Commercial | Com ¦ Elec Storage WH 2.30 Et | 2027 | SC D | MW | After Competition Groups | 0.9704 | 260893.9887 | 0.26089 | 639.4939 | 0.0015175 | 39 | Commercial_2027_SC D_MW_After Competition Groups_39 | Elec Storage WH 2.30 Et | 0.1517% | 0.26089 | 0.9704 | Commercial_2027_SC D_MW_After Competition Groups_Elec Storage WH 2.30 Et
Commercial | Com ¦ ENERGY STAR Fryer (84% eff) | 2027 | SC D | MW | After Competition Groups | 0.86908 | 115928.3729 | 0.11593 | 639.4939 | 0.001359 | 40 | Commercial_2027_SC D_MW_After Competition Groups_40 | ENERGY STAR Fryer (84% eff) | 0.1359% | 0.11593 | 0.86908 | Commercial_2027_SC D_MW_After Competition Groups_ENERGY STAR Fryer (84% eff)
Commercial | Com ¦ Vertical Night Covers | 2027 | SC D | MW | After Competition Groups | 0.83593 | 76268.4333 | 0.076268 | 639.4939 | 0.0013072 | 41 | Commercial_2027_SC D_MW_After Competition Groups_41 | Vertical Night Covers | 0.1307% | 0.076268 | 0.83593 | Commercial_2027_SC D_MW_After Competition Groups_Vertical Night Covers
Commercial | Com ¦ Outside Air Economizer | 2027 | SC D | MW | After Competition Groups | 0.73006 | 105023.8445 | 0.10502 | 639.4939 | 0.0011416 | 42 | Commercial_2027_SC D_MW_After Competition Groups_42 | Outside Air Economizer | 0.1142% | 0.10502 | 0.73006 | Commercial_2027_SC D_MW_After Competition Groups_Outside Air Economizer
Commercial | Com ¦ CO Sensors for parking garage exhaust fans | 2027 | SC D | MW | After Competition Groups | 0.71438 | 154385.9506 | 0.15439 | 639.4939 | 0.0011171 | 43 | Commercial_2027_SC D_MW_After Competition Groups_43 | CO Sensors for parking garage exhaust fans | 0.1117% | 0.15439 | 0.71438 | Commercial_2027_SC D_MW_After Competition Groups_CO Sensors for parking garage exhaust fans
Commercial | Com ¦ Energy Efficient Laboratory Fume Hood | 2027 | SC D | MW | After Competition Groups | 0.68536 | 159724.547 | 0.15972 | 639.4939 | 0.0010717 | 44 | Commercial_2027_SC D_MW_After Competition Groups_44 | Energy Efficient Laboratory Fume Hood | 0.1072% | 0.15972 | 0.68536 | Commercial_2027_SC D_MW_After Competition Groups_Energy Efficient Laboratory Fume Hood
Commercial | Com ¦ Water Heating (DHW) Pipe Insulation (Add 3/4\ Foam)" | 2027 | SC D | MW | After Competition Groups | 0.63918 | 134068.2589 | 0.13407 | 639.4939 | 0.00099951 | 45 | Commercial_2027_SC D_MW_After Competition Groups_45 | Water Heating (DHW) Pipe Insulation (Add 3/4\ Foam)" | 0.09995% | 0.13407 | 0.63918 | Commercial_2027_SC D_MW_After Competition Groups_Water Heating (DHW) Pipe Insulation (Add 3/4\ Foam)"
Commercial | Com ¦ Thermostat Setback | 2027 | SC D | MW | After Competition Groups | 0.56653 | 0 | 0 | 639.4939 | 0.0008859 | 46 | Commercial_2027_SC D_MW_After Competition Groups_46 | Thermostat Setback | 0.08859% | 0 | 0.56653 | Commercial_2027_SC D_MW_After Competition Groups_Thermostat Setback
Commercial | Com ¦ ENERGY STAR Steam Cookers | 2027 | SC D | MW | After Competition Groups | 0.55728 | 74105.477 | 0.074105 | 639.4939 | 0.00087145 | 47 | Commercial_2027_SC D_MW_After Competition Groups_47 | ENERGY STAR Steam Cookers | 0.08714% | 0.074105 | 0.55728 | Commercial_2027_SC D_MW_After Competition Groups_ENERGY STAR Steam Cookers
Commercial | Com ¦ Suction Pipe Insulation Freezer/Refrigerator | 2027 | SC D | MW | After Competition Groups | 0.41957 | 71314.7861 | 0.071315 | 639.4939 | 0.00065609 | 48 | Commercial_2027_SC D_MW_After Competition Groups_48 | Suction Pipe Insulation Freezer/Refrigerator | 0.06561% | 0.071315 | 0.41957 | Commercial_2027_SC D_MW_After Competition Groups_Suction Pipe Insulation Freezer/Refrigerator
Commercial | Com ¦ ENERGY STAR Dishwasher | 2027 | SC D | MW | After Competition Groups | 0.36094 | 31457.288 | 0.031457 | 639.4939 | 0.00056442 | 49 | Commercial_2027_SC D_MW_After Competition Groups_49 | ENERGY STAR Dishwasher | 0.05644% | 0.031457 | 0.36094 | Commercial_2027_SC D_MW_After Competition Groups_ENERGY STAR Dishwasher
Commercial | Com ¦ Ozone Laundry Treatment | 2027 | SC D | MW | After Competition Groups | 0.15464 | 32638.6243 | 0.032639 | 639.4939 | 0.00024181 | 50 | Commercial_2027_SC D_MW_After Competition Groups_50 | Ozone Laundry Treatment | 0.02418% | 0.032639 | 0.15464 | Commercial_2027_SC D_MW_After Competition Groups_Ozone Laundry Treatment
Commercial | Com ¦ Condensing Make Up Air Unit | 2027 | SC D | MW | After Competition Groups | 0.12853 | 70547.8176 | 0.070548 | 639.4939 | 0.00020099 | 51 | Commercial_2027_SC D_MW_After Competition Groups_51 | Condensing Make Up Air Unit | 0.0201% | 0.070548 | 0.12853 | Commercial_2027_SC D_MW_After Competition Groups_Condensing Make Up Air Unit
Commercial | Com ¦ ECM MOTORS FOR HVAC APPLICATION (FAN-POWERED VAV BOX) | 2027 | SC D | MW | After Competition Groups | 0.098252 | 21729.9993 | 0.02173 | 639.4939 | 0.00015364 | 52 | Commercial_2027_SC D_MW_After Competition Groups_52 | ECM MOTORS FOR HVAC APPLICATION (FAN-POWERED VAV BOX) | 0.01536% | 0.02173 | 0.098252 | Commercial_2027_SC D_MW_After Competition Groups_ECM MOTORS FOR HVAC APPLICATION (FAN-POWERED VAV BOX)
Commercial | COM ¦ Ductless Mini-Split Heat Pumps | 2027 | SC D | MW | After Competition Groups | 0.093919 | 165.248 | 0.00016525 | 639.4939 | 0.00014686 | 53 | Commercial_2027_SC D_MW_After Competition Groups_53 | Ductless Mini-Split Heat Pumps | 0.01469% | 0.00016525 | 0.093919 | Commercial_2027_SC D_MW_After Competition Groups_Ductless Mini-Split Heat Pumps
Commercial | Com ¦ CEE Tier 2/Energy Star Clothes Washers | 2027 | SC D | MW | After Competition Groups | 0.076443 | 7443.8569 | 0.0074439 | 639.4939 | 0.00011954 | 54 | Commercial_2027_SC D_MW_After Competition Groups_54 | CEE Tier 2/Energy Star Clothes Washers | 0.01195% | 0.0074439 | 0.076443 | Commercial_2027_SC D_MW_After Competition Groups_CEE Tier 2/Energy Star Clothes Washers
Commercial | Com ¦ HVAC Optimization | 2027 | SC D | MW | After Competition Groups | 0.067972 | 216.0976 | 0.0002161 | 639.4939 | 0.00010629 | 55 | Commercial_2027_SC D_MW_After Competition Groups_55 | HVAC Optimization | 0.01063% | 0.0002161 | 0.067972 | Commercial_2027_SC D_MW_After Competition Groups_HVAC Optimization
Commercial | Com ¦ PTAC (12 EER/10,000 BTU) | 2027 | SC D | MW | After Competition Groups | 0.062343 | 12737.5858 | 0.012738 | 639.4939 | 9.7488e-05 | 56 | Commercial_2027_SC D_MW_After Competition Groups_56 | PTAC (12 EER/10,000 BTU) | 0.009749% | 0.012738 | 0.062343 | Commercial_2027_SC D_MW_After Competition Groups_PTAC (12 EER/10,000 BTU)
Commercial | Com ¦ Auto Off Time Switch or Time Clock control | 2027 | SC D | MW | After Competition Groups | 0.050322 | 71.4385 | 7.1439e-05 | 639.4939 | 7.8691e-05 | 57 | Commercial_2027_SC D_MW_After Competition Groups_57 | Auto Off Time Switch or Time Clock control | 0.007869% | 7.1439e-05 | 0.050322 | Commercial_2027_SC D_MW_After Competition Groups_Auto Off Time Switch or Time Clock control
Commercial | Com ¦ Demand controlled Circulating Systems | 2027 | SC D | MW | After Competition Groups | 0.045436 | 10335.0831 | 0.010335 | 639.4939 | 7.1049e-05 | 58 | Commercial_2027_SC D_MW_After Competition Groups_58 | Demand controlled Circulating Systems | 0.007105% | 0.010335 | 0.045436 | Commercial_2027_SC D_MW_After Competition Groups_Demand controlled Circulating Systems
Commercial | Com ¦ Low Flow Pre-Rinse Spray Nozzle | 2027 | SC D | MW | After Competition Groups | 0.044878 | 2639.0551 | 0.0026391 | 639.4939 | 7.0177e-05 | 59 | Commercial_2027_SC D_MW_After Competition Groups_59 | Low Flow Pre-Rinse Spray Nozzle | 0.007018% | 0.0026391 | 0.044878 | Commercial_2027_SC D_MW_After Competition Groups_Low Flow Pre-Rinse Spray Nozzle
Commercial | Com ¦ Notched V belts for HVAC Systems | 2027 | SC D | MW | After Competition Groups | 0.039164 | 6020.0108 | 0.00602 | 639.4939 | 6.1242e-05 | 60 | Commercial_2027_SC D_MW_After Competition Groups_60 | Notched V belts for HVAC Systems | 0.006124% | 0.00602 | 0.039164 | Commercial_2027_SC D_MW_After Competition Groups_Notched V belts for HVAC Systems
Commercial | Com ¦ Solar Water Preheat (Pools/DHW) | 2027 | SC D | MW | After Competition Groups | 0.03369 | 1742.3796 | 0.0017424 | 639.4939 | 5.2683e-05 | 61 | Commercial_2027_SC D_MW_After Competition Groups_61 | Solar Water Preheat (Pools/DHW) | 0.005268% | 0.0017424 | 0.03369 | Commercial_2027_SC D_MW_After Competition Groups_Solar Water Preheat (Pools/DHW)
Commercial | Com ¦ Commercial Hot Food Holding Cabinets | 2027 | SC D | MW | After Competition Groups | 0.026013 | 2535.7164 | 0.0025357 | 639.4939 | 4.0677e-05 | 62 | Commercial_2027_SC D_MW_After Competition Groups_62 | Commercial Hot Food Holding Cabinets | 0.004068% | 0.0025357 | 0.026013 | Commercial_2027_SC D_MW_After Competition Groups_Commercial Hot Food Holding Cabinets
Commercial | Com ¦ Condensing Unit Heaters or other Efficient Unit Heating System | 2027 | SC D | MW | After Competition Groups | 0.015153 | 0 | 0 | 639.4939 | 2.3695e-05 | 63 | Commercial_2027_SC D_MW_After Competition Groups_63 | Condensing Unit Heaters or other Efficient Unit Heating System | 0.00237% | 0 | 0.015153 | Commercial_2027_SC D_MW_After Competition Groups_Condensing Unit Heaters or other Efficient Unit Heating System
Commercial | Com ¦ Wall Insulation | 2027 | SC D | MW | After Competition Groups | 0.014547 | 77.2276 | 7.7228e-05 | 639.4939 | 2.2748e-05 | 64 | Commercial_2027_SC D_MW_After Competition Groups_64 | Wall Insulation | 0.002275% | 7.7228e-05 | 0.014547 | Commercial_2027_SC D_MW_After Competition Groups_Wall Insulation
Commercial | Com ¦ VSD Air Compressor | 2027 | SC D | MW | After Competition Groups | 0.011836 | 515.6574 | 0.00051566 | 639.4939 | 1.8508e-05 | 65 | Commercial_2027_SC D_MW_After Competition Groups_65 | VSD Air Compressor | 0.001851% | 0.00051566 | 0.011836 | Commercial_2027_SC D_MW_After Competition Groups_VSD Air Compressor
Commercial | Com ¦ Air Curtains | 2027 | SC D | MW | After Competition Groups | 0.010644 | 2197.5915 | 0.0021976 | 639.4939 | 1.6645e-05 | 66 | Commercial_2027_SC D_MW_After Competition Groups_66 | Air Curtains | 0.001664% | 0.0021976 | 0.010644 | Commercial_2027_SC D_MW_After Competition Groups_Air Curtains
Commercial | Com ¦ High Efficiency Chiller (avg of water and air cooled) | 2027 | SC D | MW | After Competition Groups | 0.0093678 | 2072.0606 | 0.0020721 | 639.4939 | 1.4649e-05 | 67 | Commercial_2027_SC D_MW_After Competition Groups_67 | High Efficiency Chiller (avg of water and air cooled) | 0.001465% | 0.0020721 | 0.0093678 | Commercial_2027_SC D_MW_After Competition Groups_High Efficiency Chiller (avg of water and air cooled)
Commercial | Com ¦ Room AC (w/ louvered sides) 14 SEER from 12 SEER code | 2027 | SC D | MW | After Competition Groups | 0.0087583 | 2188.574 | 0.0021886 | 639.4939 | 1.3696e-05 | 68 | Commercial_2027_SC D_MW_After Competition Groups_68 | Room AC (w/ louvered sides) 14 SEER from 12 SEER code | 0.00137% | 0.0021886 | 0.0087583 | Commercial_2027_SC D_MW_After Competition Groups_Room AC (w/ louvered sides) 14 SEER from 12 SEER code
Commercial | Com ¦ LED RECESSED DOWNLIGHTS | 2027 | SC D | MW | After Competition Groups | 0.004514 | 1556.2863 | 0.0015563 | 639.4939 | 7.0587e-06 | 69 | Commercial_2027_SC D_MW_After Competition Groups_69 | LED RECESSED DOWNLIGHTS | 0.0007059% | 0.0015563 | 0.004514 | Commercial_2027_SC D_MW_After Competition Groups_LED RECESSED DOWNLIGHTS
Commercial | Com ¦ Energy Recovery Ventilation and Ventilation (Enhanced) | 2027 | SC D | MW | After Competition Groups | 0.0028491 | 0 | 0 | 639.4939 | 4.4552e-06 | 70 | Commercial_2027_SC D_MW_After Competition Groups_70 | Energy Recovery Ventilation and Ventilation (Enhanced) | 0.0004455% | 0 | 0.0028491 | Commercial_2027_SC D_MW_After Competition Groups_Energy Recovery Ventilation and Ventilation (Enhanced)
Commercial | Com ¦ High Efficiency Small Instantaneous Water Heater | 2027 | SC D | MW | After Competition Groups | 0.0027253 | 1937.2193 | 0.0019372 | 639.4939 | 4.2617e-06 | 71 | Commercial_2027_SC D_MW_After Competition Groups_71 | High Efficiency Small Instantaneous Water Heater | 0.0004262% | 0.0019372 | 0.0027253 | Commercial_2027_SC D_MW_After Competition Groups_High Efficiency Small Instantaneous Water Heater
Commercial | Com ¦ EC Plug Fan for Data Center (under cabinet) | 2027 | SC D | MW | After Competition Groups | 0.0012687 | 421.8315 | 0.00042183 | 639.4939 | 1.9839e-06 | 72 | Commercial_2027_SC D_MW_After Competition Groups_72 | EC Plug Fan for Data Center (under cabinet) | 0.0001984% | 0.00042183 | 0.0012687 | Commercial_2027_SC D_MW_After Competition Groups_EC Plug Fan for Data Center (under cabinet)
Commercial | Com ¦ LLLC - High Impact Application | 2027 | SC D | MW | After Competition Groups | 0.00077116 | 1.1762 | 1.1762e-06 | 639.4939 | 1.2059e-06 | 73 | Commercial_2027_SC D_MW_After Competition Groups_73 | LLLC - High Impact Application | 0.0001206% | 1.1762e-06 | 0.00077116 | Commercial_2027_SC D_MW_After Competition Groups_LLLC - High Impact Application
Commercial | Com ¦ Electric Convection Combination Ovens | 2027 | SC D | MW | After Competition Groups | 0.00020322 | 3.7524 | 3.7524e-06 | 639.4939 | 3.1778e-07 | 74 | Commercial_2027_SC D_MW_After Competition Groups_74 | Electric Convection Combination Ovens | 3.178e-05% | 3.7524e-06 | 0.00020322 | Commercial_2027_SC D_MW_After Competition Groups_Electric Convection Combination Ovens
Commercial | Com ¦ LLLC - Low Impact Application | 2027 | SC D | MW | After Competition Groups | 7.3031e-05 | 20.6843 | 2.0684e-05 | 639.4939 | 1.142e-07 | 75 | Commercial_2027_SC D_MW_After Competition Groups_75 | LLLC - Low Impact Application | 1.142e-05% | 2.0684e-05 | 7.3031e-05 | Commercial_2027_SC D_MW_After Competition Groups_LLLC - Low Impact Application
Commercial | Com ¦ Networked/Connected - Low Impact Application | 2027 | SC D | MW | After Competition Groups | 1.6022e-08 | 0.0052782 | 5.2782e-09 | 639.4939 | 2.5054e-11 | 76 | Commercial_2027_SC D_MW_After Competition Groups_76 | Networked/Connected - Low Impact Application | 2.505e-09% | 5.2782e-09 | 1.6022e-08 | Commercial_2027_SC D_MW_After Competition Groups_Networked/Connected - Low Impact Application
Commercial | Com ¦ Networked/Connected - High Impact Application | 2027 | SC D | MW | After Competition Groups | 6.1271e-10 | 2.7753e-17 | 2.7753e-23 | 639.4939 | 9.5812e-13 | 77 | Commercial_2027_SC D_MW_After Competition Groups_77 | Networked/Connected - High Impact Application | 9.581e-11% | 2.7753e-23 | 6.1271e-10 | Commercial_2027_SC D_MW_After Competition Groups_Networked/Connected - High Impact Application
Commercial | Com ¦ Efficient compressor motor | 2027 | SC D | MW | After Competition Groups | 0 | 0 | 0 | 639.4939 | 0 | 78 | Commercial_2027_SC D_MW_After Competition Groups_78 | Efficient compressor motor | 0% | 0 | 0 | Commercial_2027_SC D_MW_After Competition Groups_Efficient compressor motor
Commercial | Com ¦ Indoor Daylight Sensors/Photocell Dimming Control | 2027 | SC D | MW | After Competition Groups | 0 | 0 | 0 | 639.4939 | 0 | 79 | Commercial_2027_SC D_MW_After Competition Groups_79 | Indoor Daylight Sensors/Photocell Dimming Control | 0% | 0 | 0 | Commercial_2027_SC D_MW_After Competition Groups_Indoor Daylight Sensors/Photocell Dimming Control
Commercial | Com ¦ Variable Refrigerant Flow Heat Pump | 2027 | SC D | MW | After Competition Groups | 0 | 0 | 0 | 639.4939 | 0 | 80 | Commercial_2027_SC D_MW_After Competition Groups_80 | Variable Refrigerant Flow Heat Pump | 0% | 0 | 0 | Commercial_2027_SC D_MW_After Competition Groups_Variable Refrigerant Flow Heat Pump
Commercial | Com ¦ Building Recommissioning, Operations and Maintenance (O&M) Improvements | 2027 | Technical | MW | After Competition Groups | 263.3003 | 0 | 0 | 2379.9333 | 0.11063 | 1 | Commercial_2027_Technical_MW_After Competition Groups_1 | Building Recommissioning, Operations and Maintenance (O&M) Improvements | 11.06% | 0 | 263.3003 | Commercial_2027_Technical_MW_After Competition Groups_Building Recommissioning, Operations and Maintenance (O&M) Improvements
Commercial | Com ¦ Education and Capacity Building/Energy Behavior | 2027 | Technical | MW | After Competition Groups | 237.3212 | 0 | 0 | 2379.9333 | 0.099718 | 2 | Commercial_2027_Technical_MW_After Competition Groups_2 | Education and Capacity Building/Energy Behavior | 9.972% | 0 | 237.3212 | Commercial_2027_Technical_MW_After Competition Groups_Education and Capacity Building/Energy Behavior
Commercial | Com ¦ LED Low/High Bay | 2027 | Technical | MW | After Competition Groups | 189.3033 | 0 | 0 | 2379.9333 | 0.079541 | 3 | Commercial_2027_Technical_MW_After Competition Groups_3 | LED Low/High Bay | 7.954% | 0 | 189.3033 | Commercial_2027_Technical_MW_After Competition Groups_LED Low/High Bay
Commercial | Com ¦ Central Lighting Control System | 2027 | Technical | MW | After Competition Groups | 172.1542 | 0 | 0 | 2379.9333 | 0.072336 | 4 | Commercial_2027_Technical_MW_After Competition Groups_4 | Central Lighting Control System | 7.234% | 0 | 172.1542 | Commercial_2027_Technical_MW_After Competition Groups_Central Lighting Control System
Commercial | Com ¦ LED Troffer/Surface/Suspended | 2027 | Technical | MW | After Competition Groups | 140.9856 | 0 | 0 | 2379.9333 | 0.059239 | 5 | Commercial_2027_Technical_MW_After Competition Groups_5 | LED Troffer/Surface/Suspended | 5.924% | 0 | 140.9856 | Commercial_2027_Technical_MW_After Competition Groups_LED Troffer/Surface/Suspended
Commercial | Com ¦ ENERGY STAR LED LAMPS (REFLECTOR LAMPs/MR16/PAR 16) | 2027 | Technical | MW | After Competition Groups | 133.6036 | 0 | 0 | 2379.9333 | 0.056138 | 6 | Commercial_2027_Technical_MW_After Competition Groups_6 | ENERGY STAR LED LAMPS (REFLECTOR LAMPs/MR16/PAR 16) | 5.614% | 0 | 133.6036 | Commercial_2027_Technical_MW_After Competition Groups_ENERGY STAR LED LAMPS (REFLECTOR LAMPs/MR16/PAR 16)
Commercial | Com ¦ High Efficiency Air Source Heat Pump | 2027 | Technical | MW | After Competition Groups | 127.3778 | 0 | 0 | 2379.9333 | 0.053522 | 7 | Commercial_2027_Technical_MW_After Competition Groups_7 | High Efficiency Air Source Heat Pump | 5.352% | 0 | 127.3778 | Commercial_2027_Technical_MW_After Competition Groups_High Efficiency Air Source Heat Pump
Commercial | Com ¦ Variable Refrigerant Flow Heat Pump | 2027 | Technical | MW | After Competition Groups | 125.0563 | 0 | 0 | 2379.9333 | 0.052546 | 8 | Commercial_2027_Technical_MW_After Competition Groups_8 | Variable Refrigerant Flow Heat Pump | 5.255% | 0 | 125.0563 | Commercial_2027_Technical_MW_After Competition Groups_Variable Refrigerant Flow Heat Pump
Commercial | Com ¦ Advanced BAS/Controllers | 2027 | Technical | MW | After Competition Groups | 94.0361 | 0 | 0 | 2379.9333 | 0.039512 | 9 | Commercial_2027_Technical_MW_After Competition Groups_9 | Advanced BAS/Controllers | 3.951% | 0 | 94.0361 | Commercial_2027_Technical_MW_After Competition Groups_Advanced BAS/Controllers
Commercial | Com ¦ Unitary Air-Conditioning Unit | 2027 | Technical | MW | After Competition Groups | 85.2701 | 0 | 0 | 2379.9333 | 0.035829 | 10 | Commercial_2027_Technical_MW_After Competition Groups_10 | Unitary Air-Conditioning Unit | 3.583% | 0 | 85.2701 | Commercial_2027_Technical_MW_After Competition Groups_Unitary Air-Conditioning Unit
Commercial | Com ¦ LED Replacement Lamp (Tube) | 2027 | Technical | MW | After Competition Groups | 62.4742 | 0 | 0 | 2379.9333 | 0.02625 | 11 | Commercial_2027_Technical_MW_After Competition Groups_11 | LED Replacement Lamp (Tube) | 2.625% | 0 | 62.4742 | Commercial_2027_Technical_MW_After Competition Groups_LED Replacement Lamp (Tube)
Commercial | Com ¦ Smart Strip Plug Outlets | 2027 | Technical | MW | After Competition Groups | 55.4079 | 0 | 0 | 2379.9333 | 0.023281 | 12 | Commercial_2027_Technical_MW_After Competition Groups_12 | Smart Strip Plug Outlets | 2.328% | 0 | 55.4079 | Commercial_2027_Technical_MW_After Competition Groups_Smart Strip Plug Outlets
Commercial | Com ¦ Adaptive Thermostats | 2027 | Technical | MW | After Competition Groups | 41.001 | 0 | 0 | 2379.9333 | 0.017228 | 13 | Commercial_2027_Technical_MW_After Competition Groups_13 | Adaptive Thermostats | 1.723% | 0 | 41.001 | Commercial_2027_Technical_MW_After Competition Groups_Adaptive Thermostats
Commercial | Com ¦ Refrigerated Display Case Doors | 2027 | Technical | MW | After Competition Groups | 37.9027 | 0 | 0 | 2379.9333 | 0.015926 | 14 | Commercial_2027_Technical_MW_After Competition Groups_14 | Refrigerated Display Case Doors | 1.593% | 0 | 37.9027 | Commercial_2027_Technical_MW_After Competition Groups_Refrigerated Display Case Doors
Commercial | Com ¦ Data Center Storage/Server Virtualization | 2027 | Technical | MW | After Competition Groups | 34.9732 | 0 | 0 | 2379.9333 | 0.014695 | 15 | Commercial_2027_Technical_MW_After Competition Groups_15 | Data Center Storage/Server Virtualization | 1.47% | 0 | 34.9732 | Commercial_2027_Technical_MW_After Competition Groups_Data Center Storage/Server Virtualization
Commercial | Com ¦ Furnace Tune-Up | 2027 | Technical | MW | After Competition Groups | 31.4423 | 0 | 0 | 2379.9333 | 0.013211 | 16 | Commercial_2027_Technical_MW_After Competition Groups_16 | Furnace Tune-Up | 1.321% | 0 | 31.4423 | Commercial_2027_Technical_MW_After Competition Groups_Furnace Tune-Up
Commercial | Com ¦ Demand Control Ventilation | 2027 | Technical | MW | After Competition Groups | 30.8963 | 0 | 0 | 2379.9333 | 0.012982 | 17 | Commercial_2027_Technical_MW_After Competition Groups_17 | Demand Control Ventilation | 1.298% | 0 | 30.8963 | Commercial_2027_Technical_MW_After Competition Groups_Demand Control Ventilation
Commercial | Com ¦ Strip Curtains | 2027 | Technical | MW | After Competition Groups | 30.7226 | 0 | 0 | 2379.9333 | 0.012909 | 18 | Commercial_2027_Technical_MW_After Competition Groups_18 | Strip Curtains | 1.291% | 0 | 30.7226 | Commercial_2027_Technical_MW_After Competition Groups_Strip Curtains
Commercial | Com ¦ LED or Equivalent Sign Lighting | 2027 | Technical | MW | After Competition Groups | 25.3332 | 0 | 0 | 2379.9333 | 0.010645 | 19 | Commercial_2027_Technical_MW_After Competition Groups_19 | LED or Equivalent Sign Lighting | 1.064% | 0 | 25.3332 | Commercial_2027_Technical_MW_After Competition Groups_LED or Equivalent Sign Lighting
Commercial | Com ¦ Adding reflective (White) roof treatment or a green roof | 2027 | Technical | MW | After Competition Groups | 24.4619 | 0 | 0 | 2379.9333 | 0.010278 | 20 | Commercial_2027_Technical_MW_After Competition Groups_20 | Adding reflective (White) roof treatment or a green roof | 1.028% | 0 | 24.4619 | Commercial_2027_Technical_MW_After Competition Groups_Adding reflective (White) roof treatment or a green roof
Commercial | Com ¦ Reach-in Shaded Pole to ECM/PSC Evaporator Fan Motor | 2027 | Technical | MW | After Competition Groups | 24.3819 | 0 | 0 | 2379.9333 | 0.010245 | 21 | Commercial_2027_Technical_MW_After Competition Groups_21 | Reach-in Shaded Pole to ECM/PSC Evaporator Fan Motor | 1.024% | 0 | 24.3819 | Commercial_2027_Technical_MW_After Competition Groups_Reach-in Shaded Pole to ECM/PSC Evaporator Fan Motor
Commercial | Com ¦ Refrigerated Display Case LED | 2027 | Technical | MW | After Competition Groups | 23.6225 | 0 | 0 | 2379.9333 | 0.0099257 | 22 | Commercial_2027_Technical_MW_After Competition Groups_22 | Refrigerated Display Case LED | 0.9926% | 0 | 23.6225 | Commercial_2027_Technical_MW_After Competition Groups_Refrigerated Display Case LED
Commercial | Com ¦ Centrally controlled desktop PC/NETWORK PC POWER MANAGEMENT SOFTWARE | 2027 | Technical | MW | After Competition Groups | 23.0994 | 0 | 0 | 2379.9333 | 0.0097059 | 23 | Commercial_2027_Technical_MW_After Competition Groups_23 | Centrally controlled desktop PC/NETWORK PC POWER MANAGEMENT SOFTWARE | 0.9706% | 0 | 23.0994 | Commercial_2027_Technical_MW_After Competition Groups_Centrally controlled desktop PC/NETWORK PC POWER MANAGEMENT SOFTWARE
Commercial | Com ¦ Door Gasket Freezer/Refrigerator | 2027 | Technical | MW | After Competition Groups | 22.3849 | 0 | 0 | 2379.9333 | 0.0094057 | 24 | Commercial_2027_Technical_MW_After Competition Groups_24 | Door Gasket Freezer/Refrigerator | 0.9406% | 0 | 22.3849 | Commercial_2027_Technical_MW_After Competition Groups_Door Gasket Freezer/Refrigerator
Commercial | Com ¦ Variable Frequency Drive (VFD) | 2027 | Technical | MW | After Competition Groups | 21.8844 | 0 | 0 | 2379.9333 | 0.0091954 | 25 | Commercial_2027_Technical_MW_After Competition Groups_25 | Variable Frequency Drive (VFD) | 0.9195% | 0 | 21.8844 | Commercial_2027_Technical_MW_After Competition Groups_Variable Frequency Drive (VFD)
Commercial | Com ¦ Chilled Water Optimization | 2027 | Technical | MW | After Competition Groups | 20.5826 | 0 | 0 | 2379.9333 | 0.0086484 | 26 | Commercial_2027_Technical_MW_After Competition Groups_26 | Chilled Water Optimization | 0.8648% | 0 | 20.5826 | Commercial_2027_Technical_MW_After Competition Groups_Chilled Water Optimization
Commercial | Com ¦ VFD on Pumps | 2027 | Technical | MW | After Competition Groups | 20.4812 | 0 | 0 | 2379.9333 | 0.0086058 | 27 | Commercial_2027_Technical_MW_After Competition Groups_27 | VFD on Pumps | 0.8606% | 0 | 20.4812 | Commercial_2027_Technical_MW_After Competition Groups_VFD on Pumps
Commercial | Com ¦ Refrigeration Optimization | 2027 | Technical | MW | After Competition Groups | 20.0019 | 0 | 0 | 2379.9333 | 0.0084044 | 28 | Commercial_2027_Technical_MW_After Competition Groups_28 | Refrigeration Optimization | 0.8404% | 0 | 20.0019 | Commercial_2027_Technical_MW_After Competition Groups_Refrigeration Optimization
Commercial | Com ¦ HOTEL OCCUPANCY CONTROLS (HVAC + LIGHTING) | 2027 | Technical | MW | After Competition Groups | 19.176 | 0 | 0 | 2379.9333 | 0.0080574 | 29 | Commercial_2027_Technical_MW_After Competition Groups_29 | HOTEL OCCUPANCY CONTROLS (HVAC + LIGHTING) | 0.8057% | 0 | 19.176 | Commercial_2027_Technical_MW_After Competition Groups_HOTEL OCCUPANCY CONTROLS (HVAC + LIGHTING)
Commercial | Com ¦ Air Handler with Dedicated Outdoor Air Systems | 2027 | Technical | MW | After Competition Groups | 16.703 | 0 | 0 | 2379.9333 | 0.0070182 | 30 | Commercial_2027_Technical_MW_After Competition Groups_30 | Air Handler with Dedicated Outdoor Air Systems | 0.7018% | 0 | 16.703 | Commercial_2027_Technical_MW_After Competition Groups_Air Handler with Dedicated Outdoor Air Systems
Commercial | Com ¦ ENERGY STAR LED LAMPS (General Service Lamps) | 2027 | Technical | MW | After Competition Groups | 15.7236 | 0 | 0 | 2379.9333 | 0.0066067 | 31 | Commercial_2027_Technical_MW_After Competition Groups_31 | ENERGY STAR LED LAMPS (General Service Lamps) | 0.6607% | 0 | 15.7236 | Commercial_2027_Technical_MW_After Competition Groups_ENERGY STAR LED LAMPS (General Service Lamps)
Commercial | Com ¦ Indoor Daylight Sensors/Photocell Dimming Control | 2027 | Technical | MW | After Competition Groups | 14.1756 | 0 | 0 | 2379.9333 | 0.0059563 | 32 | Commercial_2027_Technical_MW_After Competition Groups_32 | Indoor Daylight Sensors/Photocell Dimming Control | 0.5956% | 0 | 14.1756 | Commercial_2027_Technical_MW_After Competition Groups_Indoor Daylight Sensors/Photocell Dimming Control
Commercial | Com ¦ ENERGY STAR FREEZER | 2027 | Technical | MW | After Competition Groups | 13.691 | 0 | 0 | 2379.9333 | 0.0057527 | 33 | Commercial_2027_Technical_MW_After Competition Groups_33 | ENERGY STAR FREEZER | 0.5753% | 0 | 13.691 | Commercial_2027_Technical_MW_After Competition Groups_ENERGY STAR FREEZER
Commercial | Com ¦ ECM MOTORS FOR EVAPORATOR FANS for refrigeration (WALK-IN) | 2027 | Technical | MW | After Competition Groups | 11.3843 | 0 | 0 | 2379.9333 | 0.0047834 | 34 | Commercial_2027_Technical_MW_After Competition Groups_34 | ECM MOTORS FOR EVAPORATOR FANS for refrigeration (WALK-IN) | 0.4783% | 0 | 11.3843 | Commercial_2027_Technical_MW_After Competition Groups_ECM MOTORS FOR EVAPORATOR FANS for refrigeration (WALK-IN)
Commercial | Com ¦ ENERGY STAR ICE MACHINES - Ice Making Head | 2027 | Technical | MW | After Competition Groups | 10.887 | 0 | 0 | 2379.9333 | 0.0045745 | 35 | Commercial_2027_Technical_MW_After Competition Groups_35 | ENERGY STAR ICE MACHINES - Ice Making Head | 0.4574% | 0 | 10.887 | Commercial_2027_Technical_MW_After Competition Groups_ENERGY STAR ICE MACHINES - Ice Making Head
Commercial | Com ¦ High R-Value Glass Doors/no-heat glass door | 2027 | Technical | MW | After Competition Groups | 10.7749 | 0 | 0 | 2379.9333 | 0.0045274 | 36 | Commercial_2027_Technical_MW_After Competition Groups_36 | High R-Value Glass Doors/no-heat glass door | 0.4527% | 0 | 10.7749 | Commercial_2027_Technical_MW_After Competition Groups_High R-Value Glass Doors/no-heat glass door
Commercial | Com ¦ Demand Control Kitchen Ventilation | 2027 | Technical | MW | After Competition Groups | 10.6955 | 0 | 0 | 2379.9333 | 0.004494 | 37 | Commercial_2027_Technical_MW_After Competition Groups_37 | Demand Control Kitchen Ventilation | 0.4494% | 0 | 10.6955 | Commercial_2027_Technical_MW_After Competition Groups_Demand Control Kitchen Ventilation
Commercial | Com ¦ Occupancy Sensors | 2027 | Technical | MW | After Competition Groups | 9.9036 | 0 | 0 | 2379.9333 | 0.0041613 | 38 | Commercial_2027_Technical_MW_After Competition Groups_38 | Occupancy Sensors | 0.4161% | 0 | 9.9036 | Commercial_2027_Technical_MW_After Competition Groups_Occupancy Sensors
Commercial | Com ¦ Freezer Case Light Sensor | 2027 | Technical | MW | After Competition Groups | 9.8498 | 0 | 0 | 2379.9333 | 0.0041387 | 39 | Commercial_2027_Technical_MW_After Competition Groups_39 | Freezer Case Light Sensor | 0.4139% | 0 | 9.8498 | Commercial_2027_Technical_MW_After Competition Groups_Freezer Case Light Sensor
Commercial | Com ¦ Evaporator Fan Controls | 2027 | Technical | MW | After Competition Groups | 9.5962 | 0 | 0 | 2379.9333 | 0.0040321 | 40 | Commercial_2027_Technical_MW_After Competition Groups_40 | Evaporator Fan Controls | 0.4032% | 0 | 9.5962 | Commercial_2027_Technical_MW_After Competition Groups_Evaporator Fan Controls
Commercial | Com ¦ Water Source Heat Pump (4 ton) | 2027 | Technical | MW | After Competition Groups | 6.9381 | 0 | 0 | 2379.9333 | 0.0029153 | 41 | Commercial_2027_Technical_MW_After Competition Groups_41 | Water Source Heat Pump (4 ton) | 0.2915% | 0 | 6.9381 | Commercial_2027_Technical_MW_After Competition Groups_Water Source Heat Pump (4 ton)
Commercial | Com ¦ Refrigeration Commissioning | 2027 | Technical | MW | After Competition Groups | 6.6837 | 0 | 0 | 2379.9333 | 0.0028084 | 42 | Commercial_2027_Technical_MW_After Competition Groups_42 | Refrigeration Commissioning | 0.2808% | 0 | 6.6837 | Commercial_2027_Technical_MW_After Competition Groups_Refrigeration Commissioning
Commercial | Com ¦ ENERGY STAR Refrigerator | 2027 | Technical | MW | After Competition Groups | 6.5988 | 0 | 0 | 2379.9333 | 0.0027727 | 43 | Commercial_2027_Technical_MW_After Competition Groups_43 | ENERGY STAR Refrigerator | 0.2773% | 0 | 6.5988 | Commercial_2027_Technical_MW_After Competition Groups_ENERGY STAR Refrigerator
Commercial | Com ¦ LED EXTERIOR AREA LIGHTS - LED fixture (200W) | 2027 | Technical | MW | After Competition Groups | 6.4846 | 0 | 0 | 2379.9333 | 0.0027247 | 44 | Commercial_2027_Technical_MW_After Competition Groups_44 | LED EXTERIOR AREA LIGHTS - LED fixture (200W) | 0.2725% | 0 | 6.4846 | Commercial_2027_Technical_MW_After Competition Groups_LED EXTERIOR AREA LIGHTS - LED fixture (200W)
Commercial | Com ¦ LED parking lot fixture | 2027 | Technical | MW | After Competition Groups | 6.2535 | 0 | 0 | 2379.9333 | 0.0026276 | 45 | Commercial_2027_Technical_MW_After Competition Groups_45 | LED parking lot fixture | 0.2628% | 0 | 6.2535 | Commercial_2027_Technical_MW_After Competition Groups_LED parking lot fixture
Commercial | Com ¦ Duct Insulation, R8 | 2027 | Technical | MW | After Competition Groups | 5.772 | 0 | 0 | 2379.9333 | 0.0024253 | 46 | Commercial_2027_Technical_MW_After Competition Groups_46 | Duct Insulation, R8 | 0.2425% | 0 | 5.772 | Commercial_2027_Technical_MW_After Competition Groups_Duct Insulation, R8
Commercial | Com ¦ ENERGY STAR Griddle (74% eff) | 2027 | Technical | MW | After Competition Groups | 5.0597 | 0 | 0 | 2379.9333 | 0.002126 | 47 | Commercial_2027_Technical_MW_After Competition Groups_47 | ENERGY STAR Griddle (74% eff) | 0.2126% | 0 | 5.0597 | Commercial_2027_Technical_MW_After Competition Groups_ENERGY STAR Griddle (74% eff)
Commercial | Com ¦ Condensing Make Up Air Unit | 2027 | Technical | MW | After Competition Groups | 4.9097 | 0 | 0 | 2379.9333 | 0.002063 | 48 | Commercial_2027_Technical_MW_After Competition Groups_48 | Condensing Make Up Air Unit | 0.2063% | 0 | 4.9097 | Commercial_2027_Technical_MW_After Competition Groups_Condensing Make Up Air Unit
Commercial | Com ¦ Super-High Efficiency Furnaces (Emerging Tech) | 2027 | Technical | MW | After Competition Groups | 4.7302 | 0 | 0 | 2379.9333 | 0.0019875 | 49 | Commercial_2027_Technical_MW_After Competition Groups_49 | Super-High Efficiency Furnaces (Emerging Tech) | 0.1988% | 0 | 4.7302 | Commercial_2027_Technical_MW_After Competition Groups_Super-High Efficiency Furnaces (Emerging Tech)
Commercial | Com ¦ Elec Storage WH 2.30 Et | 2027 | Technical | MW | After Competition Groups | 4.704 | 0 | 0 | 2379.9333 | 0.0019765 | 50 | Commercial_2027_Technical_MW_After Competition Groups_50 | Elec Storage WH 2.30 Et | 0.1977% | 0 | 4.704 | Commercial_2027_Technical_MW_After Competition Groups_Elec Storage WH 2.30 Et
Commercial | Com ¦ BEVERAGE VENDING MACHINE CONTROLS | 2027 | Technical | MW | After Competition Groups | 4.6084 | 0 | 0 | 2379.9333 | 0.0019364 | 51 | Commercial_2027_Technical_MW_After Competition Groups_51 | BEVERAGE VENDING MACHINE CONTROLS | 0.1936% | 0 | 4.6084 | Commercial_2027_Technical_MW_After Competition Groups_BEVERAGE VENDING MACHINE CONTROLS
Commercial | Com ¦ Roof Insulation/Ceiling Insulation (R25 Code to R35) | 2027 | Technical | MW | After Competition Groups | 3.8816 | 0 | 0 | 2379.9333 | 0.001631 | 52 | Commercial_2027_Technical_MW_After Competition Groups_52 | Roof Insulation/Ceiling Insulation (R25 Code to R35) | 0.1631% | 0 | 3.8816 | Commercial_2027_Technical_MW_After Competition Groups_Roof Insulation/Ceiling Insulation (R25 Code to R35)
Commercial | Com ¦ LED street light fixture | 2027 | Technical | MW | After Competition Groups | 3.8402 | 0 | 0 | 2379.9333 | 0.0016136 | 53 | Commercial_2027_Technical_MW_After Competition Groups_53 | LED street light fixture | 0.1614% | 0 | 3.8402 | Commercial_2027_Technical_MW_After Competition Groups_LED street light fixture
Commercial | Com ¦ Temperature Adjustment in Commercial Freezers | 2027 | Technical | MW | After Competition Groups | 3.5083 | 0 | 0 | 2379.9333 | 0.0014741 | 54 | Commercial_2027_Technical_MW_After Competition Groups_54 | Temperature Adjustment in Commercial Freezers | 0.1474% | 0 | 3.5083 | Commercial_2027_Technical_MW_After Competition Groups_Temperature Adjustment in Commercial Freezers
Commercial | Com ¦ Anti-sweat heat (ASH) controls - Cooler/Freezer | 2027 | Technical | MW | After Competition Groups | 3.196 | 0 | 0 | 2379.9333 | 0.0013429 | 55 | Commercial_2027_Technical_MW_After Competition Groups_55 | Anti-sweat heat (ASH) controls - Cooler/Freezer | 0.1343% | 0 | 3.196 | Commercial_2027_Technical_MW_After Competition Groups_Anti-sweat heat (ASH) controls - Cooler/Freezer
Commercial | Com ¦ CO Sensors for parking garage exhaust fans | 2027 | Technical | MW | After Competition Groups | 3.1643 | 0 | 0 | 2379.9333 | 0.0013296 | 56 | Commercial_2027_Technical_MW_After Competition Groups_56 | CO Sensors for parking garage exhaust fans | 0.133% | 0 | 3.1643 | Commercial_2027_Technical_MW_After Competition Groups_CO Sensors for parking garage exhaust fans
Commercial | Com ¦ Vertical Night Covers | 2027 | Technical | MW | After Competition Groups | 2.9013 | 0 | 0 | 2379.9333 | 0.001219 | 57 | Commercial_2027_Technical_MW_After Competition Groups_57 | Vertical Night Covers | 0.1219% | 0 | 2.9013 | Commercial_2027_Technical_MW_After Competition Groups_Vertical Night Covers
Commercial | Com ¦ Energy Efficient Laboratory Fume Hood | 2027 | Technical | MW | After Competition Groups | 2.8366 | 0 | 0 | 2379.9333 | 0.0011919 | 58 | Commercial_2027_Technical_MW_After Competition Groups_58 | Energy Efficient Laboratory Fume Hood | 0.1192% | 0 | 2.8366 | Commercial_2027_Technical_MW_After Competition Groups_Energy Efficient Laboratory Fume Hood
Commercial | Com ¦ Water Heating (DHW) Pipe Insulation (Add 3/4\ Foam)" | 2027 | Technical | MW | After Competition Groups | 2.214 | 0 | 0 | 2379.9333 | 0.00093028 | 59 | Commercial_2027_Technical_MW_After Competition Groups_59 | Water Heating (DHW) Pipe Insulation (Add 3/4\ Foam)" | 0.09303% | 0 | 2.214 | Commercial_2027_Technical_MW_After Competition Groups_Water Heating (DHW) Pipe Insulation (Add 3/4\ Foam)"
Commercial | Com ¦ Outside Air Economizer | 2027 | Technical | MW | After Competition Groups | 1.8515 | 0 | 0 | 2379.9333 | 0.00077798 | 60 | Commercial_2027_Technical_MW_After Competition Groups_60 | Outside Air Economizer | 0.0778% | 0 | 1.8515 | Commercial_2027_Technical_MW_After Competition Groups_Outside Air Economizer
Commercial | Com ¦ Ground Source Heat Pump | 2027 | Technical | MW | After Competition Groups | 1.7997 | 0 | 0 | 2379.9333 | 0.00075619 | 61 | Commercial_2027_Technical_MW_After Competition Groups_61 | Ground Source Heat Pump | 0.07562% | 0 | 1.7997 | Commercial_2027_Technical_MW_After Competition Groups_Ground Source Heat Pump
Commercial | Com ¦ Suction Pipe Insulation Freezer/Refrigerator | 2027 | Technical | MW | After Competition Groups | 1.5079 | 0 | 0 | 2379.9333 | 0.00063357 | 62 | Commercial_2027_Technical_MW_After Competition Groups_62 | Suction Pipe Insulation Freezer/Refrigerator | 0.06336% | 0 | 1.5079 | Commercial_2027_Technical_MW_After Competition Groups_Suction Pipe Insulation Freezer/Refrigerator
Commercial | Com ¦ ENERGY STAR Fryer (84% eff) | 2027 | Technical | MW | After Competition Groups | 1.4559 | 0 | 0 | 2379.9333 | 0.00061174 | 63 | Commercial_2027_Technical_MW_After Competition Groups_63 | ENERGY STAR Fryer (84% eff) | 0.06117% | 0 | 1.4559 | Commercial_2027_Technical_MW_After Competition Groups_ENERGY STAR Fryer (84% eff)
Commercial | Com ¦ LED RECESSED DOWNLIGHTS | 2027 | Technical | MW | After Competition Groups | 1.3083 | 0 | 0 | 2379.9333 | 0.00054971 | 64 | Commercial_2027_Technical_MW_After Competition Groups_64 | LED RECESSED DOWNLIGHTS | 0.05497% | 0 | 1.3083 | Commercial_2027_Technical_MW_After Competition Groups_LED RECESSED DOWNLIGHTS
Commercial | Com ¦ ENERGY STAR Dishwasher | 2027 | Technical | MW | After Competition Groups | 1.2947 | 0 | 0 | 2379.9333 | 0.00054403 | 65 | Commercial_2027_Technical_MW_After Competition Groups_65 | ENERGY STAR Dishwasher | 0.0544% | 0 | 1.2947 | Commercial_2027_Technical_MW_After Competition Groups_ENERGY STAR Dishwasher
Commercial | Com ¦ Evaporator Coil Defrost (Cooler) | 2027 | Technical | MW | After Competition Groups | 1.2829 | 0 | 0 | 2379.9333 | 0.00053903 | 66 | Commercial_2027_Technical_MW_After Competition Groups_66 | Evaporator Coil Defrost (Cooler) | 0.0539% | 0 | 1.2829 | Commercial_2027_Technical_MW_After Competition Groups_Evaporator Coil Defrost (Cooler)
Commercial | Com ¦ Room AC (w/ louvered sides) 14 SEER from 12 SEER code | 2027 | Technical | MW | After Competition Groups | 1.2724 | 0 | 0 | 2379.9333 | 0.00053465 | 67 | Commercial_2027_Technical_MW_After Competition Groups_67 | Room AC (w/ louvered sides) 14 SEER from 12 SEER code | 0.05346% | 0 | 1.2724 | Commercial_2027_Technical_MW_After Competition Groups_Room AC (w/ louvered sides) 14 SEER from 12 SEER code
Commercial | Com ¦ ENERGY STAR Steam Cookers | 2027 | Technical | MW | After Competition Groups | 0.95258 | 0 | 0 | 2379.9333 | 0.00040025 | 68 | Commercial_2027_Technical_MW_After Competition Groups_68 | ENERGY STAR Steam Cookers | 0.04003% | 0 | 0.95258 | Commercial_2027_Technical_MW_After Competition Groups_ENERGY STAR Steam Cookers
Commercial | Com ¦ Ozone Laundry Treatment | 2027 | Technical | MW | After Competition Groups | 0.76192 | 0 | 0 | 2379.9333 | 0.00032014 | 69 | Commercial_2027_Technical_MW_After Competition Groups_69 | Ozone Laundry Treatment | 0.03201% | 0 | 0.76192 | Commercial_2027_Technical_MW_After Competition Groups_Ozone Laundry Treatment
Commercial | Com ¦ Wall Insulation | 2027 | Technical | MW | After Competition Groups | 0.69452 | 0 | 0 | 2379.9333 | 0.00029182 | 70 | Commercial_2027_Technical_MW_After Competition Groups_70 | Wall Insulation | 0.02918% | 0 | 0.69452 | Commercial_2027_Technical_MW_After Competition Groups_Wall Insulation
Commercial | Com ¦ Solar Preheat Make up Air | 2027 | Technical | MW | After Competition Groups | 0.68586 | 0 | 0 | 2379.9333 | 0.00028818 | 71 | Commercial_2027_Technical_MW_After Competition Groups_71 | Solar Preheat Make up Air | 0.02882% | 0 | 0.68586 | Commercial_2027_Technical_MW_After Competition Groups_Solar Preheat Make up Air
Commercial | Com ¦ SYNCHRONOUS BELT | 2027 | Technical | MW | After Competition Groups | 0.66208 | 0 | 0 | 2379.9333 | 0.00027819 | 72 | Commercial_2027_Technical_MW_After Competition Groups_72 | SYNCHRONOUS BELT | 0.02782% | 0 | 0.66208 | Commercial_2027_Technical_MW_After Competition Groups_SYNCHRONOUS BELT
Commercial | Com ¦ Thermostat Setback | 2027 | Technical | MW | After Competition Groups | 0.65602 | 0 | 0 | 2379.9333 | 0.00027565 | 73 | Commercial_2027_Technical_MW_After Competition Groups_73 | Thermostat Setback | 0.02756% | 0 | 0.65602 | Commercial_2027_Technical_MW_After Competition Groups_Thermostat Setback
Commercial | Com ¦ PTAC (12 EER/10,000 BTU) | 2027 | Technical | MW | After Competition Groups | 0.5226 | 0 | 0 | 2379.9333 | 0.00021959 | 74 | Commercial_2027_Technical_MW_After Competition Groups_74 | PTAC (12 EER/10,000 BTU) | 0.02196% | 0 | 0.5226 | Commercial_2027_Technical_MW_After Competition Groups_PTAC (12 EER/10,000 BTU)
Commercial | Com ¦ Efficient compressor motor | 2027 | Technical | MW | After Competition Groups | 0.52202 | 0 | 0 | 2379.9333 | 0.00021934 | 75 | Commercial_2027_Technical_MW_After Competition Groups_75 | Efficient compressor motor | 0.02193% | 0 | 0.52202 | Commercial_2027_Technical_MW_After Competition Groups_Efficient compressor motor
Commercial | Com ¦ ECM MOTORS FOR HVAC APPLICATION (FAN-POWERED VAV BOX) | 2027 | Technical | MW | After Competition Groups | 0.30719 | 0 | 0 | 2379.9333 | 0.00012908 | 76 | Commercial_2027_Technical_MW_After Competition Groups_76 | ECM MOTORS FOR HVAC APPLICATION (FAN-POWERED VAV BOX) | 0.01291% | 0 | 0.30719 | Commercial_2027_Technical_MW_After Competition Groups_ECM MOTORS FOR HVAC APPLICATION (FAN-POWERED VAV BOX)
Commercial | Com ¦ Solar Water Preheat (Pools/DHW) | 2027 | Technical | MW | After Competition Groups | 0.29079 | 0 | 0 | 2379.9333 | 0.00012219 | 77 | Commercial_2027_Technical_MW_After Competition Groups_77 | Solar Water Preheat (Pools/DHW) | 0.01222% | 0 | 0.29079 | Commercial_2027_Technical_MW_After Competition Groups_Solar Water Preheat (Pools/DHW)
Commercial | COM ¦ Ductless Mini-Split Heat Pumps | 2027 | Technical | MW | After Competition Groups | 0.28209 | 0 | 0 | 2379.9333 | 0.00011853 | 78 | Commercial_2027_Technical_MW_After Competition Groups_78 | Ductless Mini-Split Heat Pumps | 0.01185% | 0 | 0.28209 | Commercial_2027_Technical_MW_After Competition Groups_Ductless Mini-Split Heat Pumps
Commercial | Com ¦ High Efficiency Chiller (avg of water and air cooled) | 2027 | Technical | MW | After Competition Groups | 0.28124 | 0 | 0 | 2379.9333 | 0.00011817 | 79 | Commercial_2027_Technical_MW_After Competition Groups_79 | High Efficiency Chiller (avg of water and air cooled) | 0.01182% | 0 | 0.28124 | Commercial_2027_Technical_MW_After Competition Groups_High Efficiency Chiller (avg of water and air cooled)
Commercial | Com ¦ Commercial Hot Food Holding Cabinets | 2027 | Technical | MW | After Competition Groups | 0.22037 | 0 | 0 | 2379.9333 | 9.2596e-05 | 80 | Commercial_2027_Technical_MW_After Competition Groups_80 | Commercial Hot Food Holding Cabinets | 0.00926% | 0 | 0.22037 | Commercial_2027_Technical_MW_After Competition Groups_Commercial Hot Food Holding Cabinets
Commercial | Com ¦ HVAC Optimization | 2027 | Technical | MW | After Competition Groups | 0.21172 | 0 | 0 | 2379.9333 | 8.8959e-05 | 81 | Commercial_2027_Technical_MW_After Competition Groups_81 | HVAC Optimization | 0.008896% | 0 | 0.21172 | Commercial_2027_Technical_MW_After Competition Groups_HVAC Optimization
Commercial | Com ¦ Auto Off Time Switch or Time Clock control | 2027 | Technical | MW | After Competition Groups | 0.1859 | 0 | 0 | 2379.9333 | 7.8112e-05 | 82 | Commercial_2027_Technical_MW_After Competition Groups_82 | Auto Off Time Switch or Time Clock control | 0.007811% | 0 | 0.1859 | Commercial_2027_Technical_MW_After Competition Groups_Auto Off Time Switch or Time Clock control
Commercial | Com ¦ CEE Tier 2/Energy Star Clothes Washers | 2027 | Technical | MW | After Competition Groups | 0.14362 | 0 | 0 | 2379.9333 | 6.0346e-05 | 83 | Commercial_2027_Technical_MW_After Competition Groups_83 | CEE Tier 2/Energy Star Clothes Washers | 0.006035% | 0 | 0.14362 | Commercial_2027_Technical_MW_After Competition Groups_CEE Tier 2/Energy Star Clothes Washers
Commercial | Com ¦ Demand controlled Circulating Systems | 2027 | Technical | MW | After Competition Groups | 0.14205 | 0 | 0 | 2379.9333 | 5.9686e-05 | 84 | Commercial_2027_Technical_MW_After Competition Groups_84 | Demand controlled Circulating Systems | 0.005969% | 0 | 0.14205 | Commercial_2027_Technical_MW_After Competition Groups_Demand controlled Circulating Systems
Commercial | Com ¦ Low Flow Pre-Rinse Spray Nozzle | 2027 | Technical | MW | After Competition Groups | 0.099731 | 0 | 0 | 2379.9333 | 4.1905e-05 | 85 | Commercial_2027_Technical_MW_After Competition Groups_85 | Low Flow Pre-Rinse Spray Nozzle | 0.00419% | 0 | 0.099731 | Commercial_2027_Technical_MW_After Competition Groups_Low Flow Pre-Rinse Spray Nozzle
Commercial | Com ¦ Heat Pump Water Heater (50 Gallons) | 2027 | Technical | MW | After Competition Groups | 0.08887 | 0 | 0 | 2379.9333 | 3.7341e-05 | 86 | Commercial_2027_Technical_MW_After Competition Groups_86 | Heat Pump Water Heater (50 Gallons) | 0.003734% | 0 | 0.08887 | Commercial_2027_Technical_MW_After Competition Groups_Heat Pump Water Heater (50 Gallons)
Commercial | Com ¦ Condensing Unit Heaters or other Efficient Unit Heating System | 2027 | Technical | MW | After Competition Groups | 0.049472 | 0 | 0 | 2379.9333 | 2.0787e-05 | 87 | Commercial_2027_Technical_MW_After Competition Groups_87 | Condensing Unit Heaters or other Efficient Unit Heating System | 0.002079% | 0 | 0.049472 | Commercial_2027_Technical_MW_After Competition Groups_Condensing Unit Heaters or other Efficient Unit Heating System
Commercial | Com ¦ VSD Air Compressor | 2027 | Technical | MW | After Competition Groups | 0.023917 | 0 | 0 | 2379.9333 | 1.0049e-05 | 88 | Commercial_2027_Technical_MW_After Competition Groups_88 | VSD Air Compressor | 0.001005% | 0 | 0.023917 | Commercial_2027_Technical_MW_After Competition Groups_VSD Air Compressor
Commercial | Com ¦ EC Plug Fan for Data Center (under cabinet) | 2027 | Technical | MW | After Competition Groups | 0.022772 | 0 | 0 | 2379.9333 | 9.5685e-06 | 89 | Commercial_2027_Technical_MW_After Competition Groups_89 | EC Plug Fan for Data Center (under cabinet) | 0.0009569% | 0 | 0.022772 | Commercial_2027_Technical_MW_After Competition Groups_EC Plug Fan for Data Center (under cabinet)
Commercial | Com ¦ eCube | 2027 | Technical | MW | After Competition Groups | 0.020501 | 0 | 0 | 2379.9333 | 8.6143e-06 | 90 | Commercial_2027_Technical_MW_After Competition Groups_90 | eCube | 0.0008614% | 0 | 0.020501 | Commercial_2027_Technical_MW_After Competition Groups_eCube
Commercial | Com ¦ Exterior Photocell | 2027 | Technical | MW | After Competition Groups | 0.016093 | 0 | 0 | 2379.9333 | 6.7621e-06 | 91 | Commercial_2027_Technical_MW_After Competition Groups_91 | Exterior Photocell | 0.0006762% | 0 | 0.016093 | Commercial_2027_Technical_MW_After Competition Groups_Exterior Photocell
Commercial | Com ¦ Air Curtains | 2027 | Technical | MW | After Competition Groups | 0.006788 | 0 | 0 | 2379.9333 | 2.8522e-06 | 92 | Commercial_2027_Technical_MW_After Competition Groups_92 | Air Curtains | 0.0002852% | 0 | 0.006788 | Commercial_2027_Technical_MW_After Competition Groups_Air Curtains
Commercial | Com ¦ High Efficiency Induction Cooking | 2027 | Technical | MW | After Competition Groups | 0.0012378 | 0 | 0 | 2379.9333 | 5.2009e-07 | 93 | Commercial_2027_Technical_MW_After Competition Groups_93 | High Efficiency Induction Cooking | 5.201e-05% | 0 | 0.0012378 | Commercial_2027_Technical_MW_After Competition Groups_High Efficiency Induction Cooking
Commercial | Com ¦ Electric Convection Combination Ovens | 2027 | Technical | MW | After Competition Groups | 0.00029979 | 0 | 0 | 2379.9333 | 1.2597e-07 | 94 | Commercial_2027_Technical_MW_After Competition Groups_94 | Electric Convection Combination Ovens | 1.26e-05% | 0 | 0.00029979 | Commercial_2027_Technical_MW_After Competition Groups_Electric Convection Combination Ovens
Commercial | Com ¦ Building Recommissioning, Operations and Maintenance (O&M) Improvements | 2028 | Economic | MW | After Competition Groups | 258.0079 | 0 | 0 | 1837.6439 | 0.1404 | 1 | Commercial_2028_Economic_MW_After Competition Groups_1 | Building Recommissioning, Operations and Maintenance (O&M) Improvements | 14.04% | 0 | 258.0079 | Commercial_2028_Economic_MW_After Competition Groups_Building Recommissioning, Operations and Maintenance (O&M) Improvements
Commercial | Com ¦ Education and Capacity Building/Energy Behavior | 2028 | Economic | MW | After Competition Groups | 230.471 | 0 | 0 | 1837.6439 | 0.12542 | 2 | Commercial_2028_Economic_MW_After Competition Groups_2 | Education and Capacity Building/Energy Behavior | 12.54% | 0 | 230.471 | Commercial_2028_Economic_MW_After Competition Groups_Education and Capacity Building/Energy Behavior
Commercial | Com ¦ LED Low/High Bay | 2028 | Economic | MW | After Competition Groups | 182.9552 | 0 | 0 | 1837.6439 | 0.09956 | 3 | Commercial_2028_Economic_MW_After Competition Groups_3 | LED Low/High Bay | 9.956% | 0 | 182.9552 | Commercial_2028_Economic_MW_After Competition Groups_LED Low/High Bay
Commercial | Com ¦ High Efficiency Air Source Heat Pump | 2028 | Economic | MW | After Competition Groups | 138.2913 | 0 | 0 | 1837.6439 | 0.075255 | 4 | Commercial_2028_Economic_MW_After Competition Groups_4 | High Efficiency Air Source Heat Pump | 7.525% | 0 | 138.2913 | Commercial_2028_Economic_MW_After Competition Groups_High Efficiency Air Source Heat Pump
Commercial | Com ¦ LED Troffer/Surface/Suspended | 2028 | Economic | MW | After Competition Groups | 138.1518 | 0 | 0 | 1837.6439 | 0.075179 | 5 | Commercial_2028_Economic_MW_After Competition Groups_5 | LED Troffer/Surface/Suspended | 7.518% | 0 | 138.1518 | Commercial_2028_Economic_MW_After Competition Groups_LED Troffer/Surface/Suspended
Commercial | Com ¦ ENERGY STAR LED LAMPS (REFLECTOR LAMPs/MR16/PAR 16) | 2028 | Economic | MW | After Competition Groups | 120.7374 | 0 | 0 | 1837.6439 | 0.065702 | 6 | Commercial_2028_Economic_MW_After Competition Groups_6 | ENERGY STAR LED LAMPS (REFLECTOR LAMPs/MR16/PAR 16) | 6.57% | 0 | 120.7374 | Commercial_2028_Economic_MW_After Competition Groups_ENERGY STAR LED LAMPS (REFLECTOR LAMPs/MR16/PAR 16)
Commercial | Com ¦ Advanced BAS/Controllers | 2028 | Economic | MW | After Competition Groups | 94.4653 | 0 | 0 | 1837.6439 | 0.051406 | 7 | Commercial_2028_Economic_MW_After Competition Groups_7 | Advanced BAS/Controllers | 5.141% | 0 | 94.4653 | Commercial_2028_Economic_MW_After Competition Groups_Advanced BAS/Controllers
Commercial | Com ¦ Unitary Air-Conditioning Unit | 2028 | Economic | MW | After Competition Groups | 91.9472 | 0 | 0 | 1837.6439 | 0.050035 | 8 | Commercial_2028_Economic_MW_After Competition Groups_8 | Unitary Air-Conditioning Unit | 5.004% | 0 | 91.9472 | Commercial_2028_Economic_MW_After Competition Groups_Unitary Air-Conditioning Unit
Commercial | Com ¦ LED Replacement Lamp (Tube) | 2028 | Economic | MW | After Competition Groups | 67.774 | 0 | 0 | 1837.6439 | 0.036881 | 9 | Commercial_2028_Economic_MW_After Competition Groups_9 | LED Replacement Lamp (Tube) | 3.688% | 0 | 67.774 | Commercial_2028_Economic_MW_After Competition Groups_LED Replacement Lamp (Tube)
Commercial | Com ¦ Adaptive Thermostats | 2028 | Economic | MW | After Competition Groups | 41.3351 | 0 | 0 | 1837.6439 | 0.022494 | 10 | Commercial_2028_Economic_MW_After Competition Groups_10 | Adaptive Thermostats | 2.249% | 0 | 41.3351 | Commercial_2028_Economic_MW_After Competition Groups_Adaptive Thermostats
Commercial | Com ¦ Data Center Storage/Server Virtualization | 2028 | Economic | MW | After Competition Groups | 35.6829 | 0 | 0 | 1837.6439 | 0.019418 | 11 | Commercial_2028_Economic_MW_After Competition Groups_11 | Data Center Storage/Server Virtualization | 1.942% | 0 | 35.6829 | Commercial_2028_Economic_MW_After Competition Groups_Data Center Storage/Server Virtualization
Commercial | Com ¦ Demand Control Ventilation | 2028 | Economic | MW | After Competition Groups | 31.2079 | 0 | 0 | 1837.6439 | 0.016983 | 12 | Commercial_2028_Economic_MW_After Competition Groups_12 | Demand Control Ventilation | 1.698% | 0 | 31.2079 | Commercial_2028_Economic_MW_After Competition Groups_Demand Control Ventilation
Commercial | Com ¦ Strip Curtains | 2028 | Economic | MW | After Competition Groups | 30.9232 | 0 | 0 | 1837.6439 | 0.016828 | 13 | Commercial_2028_Economic_MW_After Competition Groups_13 | Strip Curtains | 1.683% | 0 | 30.9232 | Commercial_2028_Economic_MW_After Competition Groups_Strip Curtains
Commercial | Com ¦ Furnace Tune-Up | 2028 | Economic | MW | After Competition Groups | 30.8103 | 0 | 0 | 1837.6439 | 0.016766 | 14 | Commercial_2028_Economic_MW_After Competition Groups_14 | Furnace Tune-Up | 1.677% | 0 | 30.8103 | Commercial_2028_Economic_MW_After Competition Groups_Furnace Tune-Up
Commercial | Com ¦ Refrigerated Display Case Doors | 2028 | Economic | MW | After Competition Groups | 28.0624 | 0 | 0 | 1837.6439 | 0.015271 | 15 | Commercial_2028_Economic_MW_After Competition Groups_15 | Refrigerated Display Case Doors | 1.527% | 0 | 28.0624 | Commercial_2028_Economic_MW_After Competition Groups_Refrigerated Display Case Doors
Commercial | Com ¦ Reach-in Shaded Pole to ECM/PSC Evaporator Fan Motor | 2028 | Economic | MW | After Competition Groups | 26.4638 | 0 | 0 | 1837.6439 | 0.014401 | 16 | Commercial_2028_Economic_MW_After Competition Groups_16 | Reach-in Shaded Pole to ECM/PSC Evaporator Fan Motor | 1.44% | 0 | 26.4638 | Commercial_2028_Economic_MW_After Competition Groups_Reach-in Shaded Pole to ECM/PSC Evaporator Fan Motor
Commercial | Com ¦ LED or Equivalent Sign Lighting | 2028 | Economic | MW | After Competition Groups | 25.8553 | 0 | 0 | 1837.6439 | 0.01407 | 17 | Commercial_2028_Economic_MW_After Competition Groups_17 | LED or Equivalent Sign Lighting | 1.407% | 0 | 25.8553 | Commercial_2028_Economic_MW_After Competition Groups_LED or Equivalent Sign Lighting
Commercial | Com ¦ Centrally controlled desktop PC/NETWORK PC POWER MANAGEMENT SOFTWARE | 2028 | Economic | MW | After Competition Groups | 23.5234 | 0 | 0 | 1837.6439 | 0.012801 | 18 | Commercial_2028_Economic_MW_After Competition Groups_18 | Centrally controlled desktop PC/NETWORK PC POWER MANAGEMENT SOFTWARE | 1.28% | 0 | 23.5234 | Commercial_2028_Economic_MW_After Competition Groups_Centrally controlled desktop PC/NETWORK PC POWER MANAGEMENT SOFTWARE
Commercial | Com ¦ Chilled Water Optimization | 2028 | Economic | MW | After Competition Groups | 22.3993 | 0 | 0 | 1837.6439 | 0.012189 | 19 | Commercial_2028_Economic_MW_After Competition Groups_19 | Chilled Water Optimization | 1.219% | 0 | 22.3993 | Commercial_2028_Economic_MW_After Competition Groups_Chilled Water Optimization
Commercial | Com ¦ Variable Frequency Drive (VFD) | 2028 | Economic | MW | After Competition Groups | 21.4445 | 0 | 0 | 1837.6439 | 0.01167 | 20 | Commercial_2028_Economic_MW_After Competition Groups_20 | Variable Frequency Drive (VFD) | 1.167% | 0 | 21.4445 | Commercial_2028_Economic_MW_After Competition Groups_Variable Frequency Drive (VFD)
Commercial | Com ¦ VFD on Pumps | 2028 | Economic | MW | After Competition Groups | 20.0695 | 0 | 0 | 1837.6439 | 0.010921 | 21 | Commercial_2028_Economic_MW_After Competition Groups_21 | VFD on Pumps | 1.092% | 0 | 20.0695 | Commercial_2028_Economic_MW_After Competition Groups_VFD on Pumps
Commercial | Com ¦ Refrigerated Display Case LED | 2028 | Economic | MW | After Competition Groups | 17.9902 | 0 | 0 | 1837.6439 | 0.0097898 | 22 | Commercial_2028_Economic_MW_After Competition Groups_22 | Refrigerated Display Case LED | 0.979% | 0 | 17.9902 | Commercial_2028_Economic_MW_After Competition Groups_Refrigerated Display Case LED
Commercial | Com ¦ Air Handler with Dedicated Outdoor Air Systems | 2028 | Economic | MW | After Competition Groups | 16.3672 | 0 | 0 | 1837.6439 | 0.0089066 | 23 | Commercial_2028_Economic_MW_After Competition Groups_23 | Air Handler with Dedicated Outdoor Air Systems | 0.8907% | 0 | 16.3672 | Commercial_2028_Economic_MW_After Competition Groups_Air Handler with Dedicated Outdoor Air Systems
Commercial | Com ¦ ENERGY STAR LED LAMPS (General Service Lamps) | 2028 | Economic | MW | After Competition Groups | 15.7705 | 0 | 0 | 1837.6439 | 0.0085819 | 24 | Commercial_2028_Economic_MW_After Competition Groups_24 | ENERGY STAR LED LAMPS (General Service Lamps) | 0.8582% | 0 | 15.7705 | Commercial_2028_Economic_MW_After Competition Groups_ENERGY STAR LED LAMPS (General Service Lamps)
Commercial | Com ¦ ECM MOTORS FOR EVAPORATOR FANS for refrigeration (WALK-IN) | 2028 | Economic | MW | After Competition Groups | 11.1555 | 0 | 0 | 1837.6439 | 0.0060705 | 25 | Commercial_2028_Economic_MW_After Competition Groups_25 | ECM MOTORS FOR EVAPORATOR FANS for refrigeration (WALK-IN) | 0.6071% | 0 | 11.1555 | Commercial_2028_Economic_MW_After Competition Groups_ECM MOTORS FOR EVAPORATOR FANS for refrigeration (WALK-IN)
Commercial | Com ¦ Demand Control Kitchen Ventilation | 2028 | Economic | MW | After Competition Groups | 10.0419 | 0 | 0 | 1837.6439 | 0.0054645 | 26 | Commercial_2028_Economic_MW_After Competition Groups_26 | Demand Control Kitchen Ventilation | 0.5465% | 0 | 10.0419 | Commercial_2028_Economic_MW_After Competition Groups_Demand Control Kitchen Ventilation
Commercial | Com ¦ Occupancy Sensors | 2028 | Economic | MW | After Competition Groups | 9.9831 | 0 | 0 | 1837.6439 | 0.0054326 | 27 | Commercial_2028_Economic_MW_After Competition Groups_27 | Occupancy Sensors | 0.5433% | 0 | 9.9831 | Commercial_2028_Economic_MW_After Competition Groups_Occupancy Sensors
Commercial | Com ¦ Freezer Case Light Sensor | 2028 | Economic | MW | After Competition Groups | 9.6519 | 0 | 0 | 1837.6439 | 0.0052523 | 28 | Commercial_2028_Economic_MW_After Competition Groups_28 | Freezer Case Light Sensor | 0.5252% | 0 | 9.6519 | Commercial_2028_Economic_MW_After Competition Groups_Freezer Case Light Sensor
Commercial | Com ¦ Evaporator Fan Controls | 2028 | Economic | MW | After Competition Groups | 9.4033 | 0 | 0 | 1837.6439 | 0.005117 | 29 | Commercial_2028_Economic_MW_After Competition Groups_29 | Evaporator Fan Controls | 0.5117% | 0 | 9.4033 | Commercial_2028_Economic_MW_After Competition Groups_Evaporator Fan Controls
Commercial | Com ¦ Water Source Heat Pump (4 ton) | 2028 | Economic | MW | After Competition Groups | 7.5201 | 0 | 0 | 1837.6439 | 0.0040923 | 30 | Commercial_2028_Economic_MW_After Competition Groups_30 | Water Source Heat Pump (4 ton) | 0.4092% | 0 | 7.5201 | Commercial_2028_Economic_MW_After Competition Groups_Water Source Heat Pump (4 ton)
Commercial | Com ¦ LED EXTERIOR AREA LIGHTS - LED fixture (200W) | 2028 | Economic | MW | After Competition Groups | 6.5891 | 0 | 0 | 1837.6439 | 0.0035856 | 31 | Commercial_2028_Economic_MW_After Competition Groups_31 | LED EXTERIOR AREA LIGHTS - LED fixture (200W) | 0.3586% | 0 | 6.5891 | Commercial_2028_Economic_MW_After Competition Groups_LED EXTERIOR AREA LIGHTS - LED fixture (200W)
Commercial | Com ¦ LED parking lot fixture | 2028 | Economic | MW | After Competition Groups | 6.3385 | 0 | 0 | 1837.6439 | 0.0034493 | 32 | Commercial_2028_Economic_MW_After Competition Groups_32 | LED parking lot fixture | 0.3449% | 0 | 6.3385 | Commercial_2028_Economic_MW_After Competition Groups_LED parking lot fixture
Commercial | Com ¦ Duct Insulation, R8 | 2028 | Economic | MW | After Competition Groups | 5.656 | 0 | 0 | 1837.6439 | 0.0030779 | 33 | Commercial_2028_Economic_MW_After Competition Groups_33 | Duct Insulation, R8 | 0.3078% | 0 | 5.656 | Commercial_2028_Economic_MW_After Competition Groups_Duct Insulation, R8
Commercial | Com ¦ ENERGY STAR Griddle (74% eff) | 2028 | Economic | MW | After Competition Groups | 5.4545 | 0 | 0 | 1837.6439 | 0.0029682 | 34 | Commercial_2028_Economic_MW_After Competition Groups_34 | ENERGY STAR Griddle (74% eff) | 0.2968% | 0 | 5.4545 | Commercial_2028_Economic_MW_After Competition Groups_ENERGY STAR Griddle (74% eff)
Commercial | Com ¦ Door Gasket Freezer/Refrigerator | 2028 | Economic | MW | After Competition Groups | 5.1402 | 0 | 0 | 1837.6439 | 0.0027972 | 35 | Commercial_2028_Economic_MW_After Competition Groups_35 | Door Gasket Freezer/Refrigerator | 0.2797% | 0 | 5.1402 | Commercial_2028_Economic_MW_After Competition Groups_Door Gasket Freezer/Refrigerator
Commercial | Com ¦ Elec Storage WH 2.30 Et | 2028 | Economic | MW | After Competition Groups | 4.8733 | 0 | 0 | 1837.6439 | 0.0026519 | 36 | Commercial_2028_Economic_MW_After Competition Groups_36 | Elec Storage WH 2.30 Et | 0.2652% | 0 | 4.8733 | Commercial_2028_Economic_MW_After Competition Groups_Elec Storage WH 2.30 Et
Commercial | Com ¦ BEVERAGE VENDING MACHINE CONTROLS | 2028 | Economic | MW | After Competition Groups | 4.6913 | 0 | 0 | 1837.6439 | 0.0025529 | 37 | Commercial_2028_Economic_MW_After Competition Groups_37 | BEVERAGE VENDING MACHINE CONTROLS | 0.2553% | 0 | 4.6913 | Commercial_2028_Economic_MW_After Competition Groups_BEVERAGE VENDING MACHINE CONTROLS
Commercial | Com ¦ LED street light fixture | 2028 | Economic | MW | After Competition Groups | 3.9246 | 0 | 0 | 1837.6439 | 0.0021357 | 38 | Commercial_2028_Economic_MW_After Competition Groups_38 | LED street light fixture | 0.2136% | 0 | 3.9246 | Commercial_2028_Economic_MW_After Competition Groups_LED street light fixture
Commercial | Com ¦ Temperature Adjustment in Commercial Freezers | 2028 | Economic | MW | After Competition Groups | 3.4378 | 0 | 0 | 1837.6439 | 0.0018708 | 39 | Commercial_2028_Economic_MW_After Competition Groups_39 | Temperature Adjustment in Commercial Freezers | 0.1871% | 0 | 3.4378 | Commercial_2028_Economic_MW_After Competition Groups_Temperature Adjustment in Commercial Freezers
Commercial | Com ¦ CO Sensors for parking garage exhaust fans | 2028 | Economic | MW | After Competition Groups | 3.1915 | 0 | 0 | 1837.6439 | 0.0017368 | 40 | Commercial_2028_Economic_MW_After Competition Groups_40 | CO Sensors for parking garage exhaust fans | 0.1737% | 0 | 3.1915 | Commercial_2028_Economic_MW_After Competition Groups_CO Sensors for parking garage exhaust fans
Commercial | Com ¦ Vertical Night Covers | 2028 | Economic | MW | After Competition Groups | 2.8429 | 0 | 0 | 1837.6439 | 0.0015471 | 41 | Commercial_2028_Economic_MW_After Competition Groups_41 | Vertical Night Covers | 0.1547% | 0 | 2.8429 | Commercial_2028_Economic_MW_After Competition Groups_Vertical Night Covers
Commercial | Com ¦ Energy Efficient Laboratory Fume Hood | 2028 | Economic | MW | After Competition Groups | 2.7796 | 0 | 0 | 1837.6439 | 0.0015126 | 42 | Commercial_2028_Economic_MW_After Competition Groups_42 | Energy Efficient Laboratory Fume Hood | 0.1513% | 0 | 2.7796 | Commercial_2028_Economic_MW_After Competition Groups_Energy Efficient Laboratory Fume Hood
Commercial | Com ¦ Water Heating (DHW) Pipe Insulation (Add 3/4\ Foam)" | 2028 | Economic | MW | After Competition Groups | 2.1695 | 0 | 0 | 1837.6439 | 0.0011806 | 43 | Commercial_2028_Economic_MW_After Competition Groups_43 | Water Heating (DHW) Pipe Insulation (Add 3/4\ Foam)" | 0.1181% | 0 | 2.1695 | Commercial_2028_Economic_MW_After Competition Groups_Water Heating (DHW) Pipe Insulation (Add 3/4\ Foam)"
Commercial | Com ¦ Outside Air Economizer | 2028 | Economic | MW | After Competition Groups | 1.8667 | 0 | 0 | 1837.6439 | 0.0010158 | 44 | Commercial_2028_Economic_MW_After Competition Groups_44 | Outside Air Economizer | 0.1016% | 0 | 1.8667 | Commercial_2028_Economic_MW_After Competition Groups_Outside Air Economizer
Commercial | Com ¦ ENERGY STAR Fryer (84% eff) | 2028 | Economic | MW | After Competition Groups | 1.5727 | 0 | 0 | 1837.6439 | 0.00085584 | 45 | Commercial_2028_Economic_MW_After Competition Groups_45 | ENERGY STAR Fryer (84% eff) | 0.08558% | 0 | 1.5727 | Commercial_2028_Economic_MW_After Competition Groups_ENERGY STAR Fryer (84% eff)
Commercial | Com ¦ Suction Pipe Insulation Freezer/Refrigerator | 2028 | Economic | MW | After Competition Groups | 1.4776 | 0 | 0 | 1837.6439 | 0.00080405 | 46 | Commercial_2028_Economic_MW_After Competition Groups_46 | Suction Pipe Insulation Freezer/Refrigerator | 0.0804% | 0 | 1.4776 | Commercial_2028_Economic_MW_After Competition Groups_Suction Pipe Insulation Freezer/Refrigerator
Commercial | Com ¦ ENERGY STAR Dishwasher | 2028 | Economic | MW | After Competition Groups | 1.3311 | 0 | 0 | 1837.6439 | 0.00072437 | 47 | Commercial_2028_Economic_MW_After Competition Groups_47 | ENERGY STAR Dishwasher | 0.07244% | 0 | 1.3311 | Commercial_2028_Economic_MW_After Competition Groups_ENERGY STAR Dishwasher
Commercial | Com ¦ ENERGY STAR Steam Cookers | 2028 | Economic | MW | After Competition Groups | 1.0295 | 0 | 0 | 1837.6439 | 0.00056024 | 48 | Commercial_2028_Economic_MW_After Competition Groups_48 | ENERGY STAR Steam Cookers | 0.05602% | 0 | 1.0295 | Commercial_2028_Economic_MW_After Competition Groups_ENERGY STAR Steam Cookers
Commercial | Com ¦ Ozone Laundry Treatment | 2028 | Economic | MW | After Competition Groups | 0.76652 | 0 | 0 | 1837.6439 | 0.00041712 | 49 | Commercial_2028_Economic_MW_After Competition Groups_49 | Ozone Laundry Treatment | 0.04171% | 0 | 0.76652 | Commercial_2028_Economic_MW_After Competition Groups_Ozone Laundry Treatment
Commercial | Com ¦ Thermostat Setback | 2028 | Economic | MW | After Competition Groups | 0.6813 | 0 | 0 | 1837.6439 | 0.00037075 | 50 | Commercial_2028_Economic_MW_After Competition Groups_50 | Thermostat Setback | 0.03707% | 0 | 0.6813 | Commercial_2028_Economic_MW_After Competition Groups_Thermostat Setback
Commercial | Com ¦ Condensing Make Up Air Unit | 2028 | Economic | MW | After Competition Groups | 0.5592 | 0 | 0 | 1837.6439 | 0.00030431 | 51 | Commercial_2028_Economic_MW_After Competition Groups_51 | Condensing Make Up Air Unit | 0.03043% | 0 | 0.5592 | Commercial_2028_Economic_MW_After Competition Groups_Condensing Make Up Air Unit
Commercial | Com ¦ PTAC (12 EER/10,000 BTU) | 2028 | Economic | MW | After Competition Groups | 0.53797 | 0 | 0 | 1837.6439 | 0.00029275 | 52 | Commercial_2028_Economic_MW_After Competition Groups_52 | PTAC (12 EER/10,000 BTU) | 0.02928% | 0 | 0.53797 | Commercial_2028_Economic_MW_After Competition Groups_PTAC (12 EER/10,000 BTU)
Commercial | Com ¦ Solar Water Preheat (Pools/DHW) | 2028 | Economic | MW | After Competition Groups | 0.31622 | 0 | 0 | 1837.6439 | 0.00017208 | 53 | Commercial_2028_Economic_MW_After Competition Groups_53 | Solar Water Preheat (Pools/DHW) | 0.01721% | 0 | 0.31622 | Commercial_2028_Economic_MW_After Competition Groups_Solar Water Preheat (Pools/DHW)
Commercial | Com ¦ ECM MOTORS FOR HVAC APPLICATION (FAN-POWERED VAV BOX) | 2028 | Economic | MW | After Competition Groups | 0.30752 | 0 | 0 | 1837.6439 | 0.00016734 | 54 | Commercial_2028_Economic_MW_After Competition Groups_54 | ECM MOTORS FOR HVAC APPLICATION (FAN-POWERED VAV BOX) | 0.01673% | 0 | 0.30752 | Commercial_2028_Economic_MW_After Competition Groups_ECM MOTORS FOR HVAC APPLICATION (FAN-POWERED VAV BOX)
Commercial | COM ¦ Ductless Mini-Split Heat Pumps | 2028 | Economic | MW | After Competition Groups | 0.30624 | 0 | 0 | 1837.6439 | 0.00016665 | 55 | Commercial_2028_Economic_MW_After Competition Groups_55 | Ductless Mini-Split Heat Pumps | 0.01667% | 0 | 0.30624 | Commercial_2028_Economic_MW_After Competition Groups_Ductless Mini-Split Heat Pumps
Commercial | Com ¦ Notched V belts for HVAC Systems | 2028 | Economic | MW | After Competition Groups | 0.247 | 0 | 0 | 1837.6439 | 0.00013441 | 56 | Commercial_2028_Economic_MW_After Competition Groups_56 | Notched V belts for HVAC Systems | 0.01344% | 0 | 0.247 | Commercial_2028_Economic_MW_After Competition Groups_Notched V belts for HVAC Systems
Commercial | Com ¦ Auto Off Time Switch or Time Clock control | 2028 | Economic | MW | After Competition Groups | 0.1875 | 0 | 0 | 1837.6439 | 0.00010203 | 57 | Commercial_2028_Economic_MW_After Competition Groups_57 | Auto Off Time Switch or Time Clock control | 0.0102% | 0 | 0.1875 | Commercial_2028_Economic_MW_After Competition Groups_Auto Off Time Switch or Time Clock control
Commercial | Com ¦ CEE Tier 2/Energy Star Clothes Washers | 2028 | Economic | MW | After Competition Groups | 0.15239 | 0 | 0 | 1837.6439 | 8.2926e-05 | 58 | Commercial_2028_Economic_MW_After Competition Groups_58 | CEE Tier 2/Energy Star Clothes Washers | 0.008293% | 0 | 0.15239 | Commercial_2028_Economic_MW_After Competition Groups_CEE Tier 2/Energy Star Clothes Washers
Commercial | Com ¦ Demand controlled Circulating Systems | 2028 | Economic | MW | After Competition Groups | 0.13919 | 0 | 0 | 1837.6439 | 7.5746e-05 | 59 | Commercial_2028_Economic_MW_After Competition Groups_59 | Demand controlled Circulating Systems | 0.007575% | 0 | 0.13919 | Commercial_2028_Economic_MW_After Competition Groups_Demand controlled Circulating Systems
Commercial | Com ¦ HVAC Optimization | 2028 | Economic | MW | After Competition Groups | 0.12166 | 0 | 0 | 1837.6439 | 6.6203e-05 | 60 | Commercial_2028_Economic_MW_After Competition Groups_60 | HVAC Optimization | 0.00662% | 0 | 0.12166 | Commercial_2028_Economic_MW_After Competition Groups_HVAC Optimization
Commercial | Com ¦ Low Flow Pre-Rinse Spray Nozzle | 2028 | Economic | MW | After Competition Groups | 0.10282 | 0 | 0 | 1837.6439 | 5.5954e-05 | 61 | Commercial_2028_Economic_MW_After Competition Groups_61 | Low Flow Pre-Rinse Spray Nozzle | 0.005595% | 0 | 0.10282 | Commercial_2028_Economic_MW_After Competition Groups_Low Flow Pre-Rinse Spray Nozzle
Commercial | Com ¦ Commercial Hot Food Holding Cabinets | 2028 | Economic | MW | After Competition Groups | 0.090447 | 0 | 0 | 1837.6439 | 4.9219e-05 | 62 | Commercial_2028_Economic_MW_After Competition Groups_62 | Commercial Hot Food Holding Cabinets | 0.004922% | 0 | 0.090447 | Commercial_2028_Economic_MW_After Competition Groups_Commercial Hot Food Holding Cabinets
Commercial | Com ¦ Room AC (w/ louvered sides) 14 SEER from 12 SEER code | 2028 | Economic | MW | After Competition Groups | 0.074691 | 0 | 0 | 1837.6439 | 4.0645e-05 | 63 | Commercial_2028_Economic_MW_After Competition Groups_63 | Room AC (w/ louvered sides) 14 SEER from 12 SEER code | 0.004064% | 0 | 0.074691 | Commercial_2028_Economic_MW_After Competition Groups_Room AC (w/ louvered sides) 14 SEER from 12 SEER code
Commercial | Com ¦ Wall Insulation | 2028 | Economic | MW | After Competition Groups | 0.051955 | 0 | 0 | 1837.6439 | 2.8273e-05 | 64 | Commercial_2028_Economic_MW_After Competition Groups_64 | Wall Insulation | 0.002827% | 0 | 0.051955 | Commercial_2028_Economic_MW_After Competition Groups_Wall Insulation
Commercial | Com ¦ Condensing Unit Heaters or other Efficient Unit Heating System | 2028 | Economic | MW | After Competition Groups | 0.048478 | 0 | 0 | 1837.6439 | 2.638e-05 | 65 | Commercial_2028_Economic_MW_After Competition Groups_65 | Condensing Unit Heaters or other Efficient Unit Heating System | 0.002638% | 0 | 0.048478 | Commercial_2028_Economic_MW_After Competition Groups_Condensing Unit Heaters or other Efficient Unit Heating System
Commercial | Com ¦ Energy Recovery Ventilation and Ventilation (Enhanced) | 2028 | Economic | MW | After Competition Groups | 0.047636 | 0 | 0 | 1837.6439 | 2.5923e-05 | 66 | Commercial_2028_Economic_MW_After Competition Groups_66 | Energy Recovery Ventilation and Ventilation (Enhanced) | 0.002592% | 0 | 0.047636 | Commercial_2028_Economic_MW_After Competition Groups_Energy Recovery Ventilation and Ventilation (Enhanced)
Commercial | Com ¦ High Efficiency Chiller (avg of water and air cooled) | 2028 | Economic | MW | After Competition Groups | 0.031717 | 0 | 0 | 1837.6439 | 1.726e-05 | 67 | Commercial_2028_Economic_MW_After Competition Groups_67 | High Efficiency Chiller (avg of water and air cooled) | 0.001726% | 0 | 0.031717 | Commercial_2028_Economic_MW_After Competition Groups_High Efficiency Chiller (avg of water and air cooled)
Commercial | Com ¦ VSD Air Compressor | 2028 | Economic | MW | After Competition Groups | 0.025835 | 0 | 0 | 1837.6439 | 1.4059e-05 | 68 | Commercial_2028_Economic_MW_After Competition Groups_68 | VSD Air Compressor | 0.001406% | 0 | 0.025835 | Commercial_2028_Economic_MW_After Competition Groups_VSD Air Compressor
Commercial | Com ¦ Air Curtains | 2028 | Economic | MW | After Competition Groups | 0.0068866 | 0 | 0 | 1837.6439 | 3.7475e-06 | 69 | Commercial_2028_Economic_MW_After Competition Groups_69 | Air Curtains | 0.0003748% | 0 | 0.0068866 | Commercial_2028_Economic_MW_After Competition Groups_Air Curtains
Commercial | Com ¦ EC Plug Fan for Data Center (under cabinet) | 2028 | Economic | MW | After Competition Groups | 0.0066793 | 0 | 0 | 1837.6439 | 3.6347e-06 | 70 | Commercial_2028_Economic_MW_After Competition Groups_70 | EC Plug Fan for Data Center (under cabinet) | 0.0003635% | 0 | 0.0066793 | Commercial_2028_Economic_MW_After Competition Groups_EC Plug Fan for Data Center (under cabinet)
Commercial | Com ¦ LED RECESSED DOWNLIGHTS | 2028 | Economic | MW | After Competition Groups | 0.0048012 | 0 | 0 | 1837.6439 | 2.6127e-06 | 71 | Commercial_2028_Economic_MW_After Competition Groups_71 | LED RECESSED DOWNLIGHTS | 0.0002613% | 0 | 0.0048012 | Commercial_2028_Economic_MW_After Competition Groups_LED RECESSED DOWNLIGHTS
Commercial | Com ¦ Electric Convection Combination Ovens | 2028 | Economic | MW | After Competition Groups | 0.00032405 | 0 | 0 | 1837.6439 | 1.7634e-07 | 72 | Commercial_2028_Economic_MW_After Competition Groups_72 | Electric Convection Combination Ovens | 1.763e-05% | 0 | 0.00032405 | Commercial_2028_Economic_MW_After Competition Groups_Electric Convection Combination Ovens
Commercial | Com ¦ Efficient compressor motor | 2028 | Economic | MW | After Competition Groups | 0 | 0 | 0 | 1837.6439 | 0 | 73 | Commercial_2028_Economic_MW_After Competition Groups_73 | Efficient compressor motor | 0% | 0 | 0 | Commercial_2028_Economic_MW_After Competition Groups_Efficient compressor motor
Commercial | Com ¦ Indoor Daylight Sensors/Photocell Dimming Control | 2028 | Economic | MW | After Competition Groups | 0 | 0 | 0 | 1837.6439 | 0 | 74 | Commercial_2028_Economic_MW_After Competition Groups_74 | Indoor Daylight Sensors/Photocell Dimming Control | 0% | 0 | 0 | Commercial_2028_Economic_MW_After Competition Groups_Indoor Daylight Sensors/Photocell Dimming Control
Commercial | Com ¦ Variable Refrigerant Flow Heat Pump | 2028 | Economic | MW | After Competition Groups | 0 | 0 | 0 | 1837.6439 | 0 | 75 | Commercial_2028_Economic_MW_After Competition Groups_75 | Variable Refrigerant Flow Heat Pump | 0% | 0 | 0 | Commercial_2028_Economic_MW_After Competition Groups_Variable Refrigerant Flow Heat Pump
Commercial | Com ¦ ENERGY STAR LED LAMPS (REFLECTOR LAMPs/MR16/PAR 16) | 2028 | SC A | MW | After Competition Groups | 104.4652 | 0 | 0 | 721.0528 | 0.14488 | 1 | Commercial_2028_SC A_MW_After Competition Groups_1 | ENERGY STAR LED LAMPS (REFLECTOR LAMPs/MR16/PAR 16) | 14.49% | 0 | 104.4652 | Commercial_2028_SC A_MW_After Competition Groups_ENERGY STAR LED LAMPS (REFLECTOR LAMPs/MR16/PAR 16)
Commercial | Com ¦ LED Low/High Bay | 2028 | SC A | MW | After Competition Groups | 99.5861 | 0 | 0 | 721.0528 | 0.13811 | 2 | Commercial_2028_SC A_MW_After Competition Groups_2 | LED Low/High Bay | 13.81% | 0 | 99.5861 | Commercial_2028_SC A_MW_After Competition Groups_LED Low/High Bay
Commercial | Com ¦ LED Troffer/Surface/Suspended | 2028 | SC A | MW | After Competition Groups | 92.1407 | 0 | 0 | 721.0528 | 0.12779 | 3 | Commercial_2028_SC A_MW_After Competition Groups_3 | LED Troffer/Surface/Suspended | 12.78% | 0 | 92.1407 | Commercial_2028_SC A_MW_After Competition Groups_LED Troffer/Surface/Suspended
Commercial | Com ¦ LED Replacement Lamp (Tube) | 2028 | SC A | MW | After Competition Groups | 55.3003 | 0 | 0 | 721.0528 | 0.076694 | 4 | Commercial_2028_SC A_MW_After Competition Groups_4 | LED Replacement Lamp (Tube) | 7.669% | 0 | 55.3003 | Commercial_2028_SC A_MW_After Competition Groups_LED Replacement Lamp (Tube)
Commercial | Com ¦ High Efficiency Air Source Heat Pump | 2028 | SC A | MW | After Competition Groups | 45.8503 | 0 | 0 | 721.0528 | 0.063588 | 5 | Commercial_2028_SC A_MW_After Competition Groups_5 | High Efficiency Air Source Heat Pump | 6.359% | 0 | 45.8503 | Commercial_2028_SC A_MW_After Competition Groups_High Efficiency Air Source Heat Pump
Commercial | Com ¦ Building Recommissioning, Operations and Maintenance (O&M) Improvements | 2028 | SC A | MW | After Competition Groups | 38.1769 | 0 | 0 | 721.0528 | 0.052946 | 6 | Commercial_2028_SC A_MW_After Competition Groups_6 | Building Recommissioning, Operations and Maintenance (O&M) Improvements | 5.295% | 0 | 38.1769 | Commercial_2028_SC A_MW_After Competition Groups_Building Recommissioning, Operations and Maintenance (O&M) Improvements
Commercial | Com ¦ Education and Capacity Building/Energy Behavior | 2028 | SC A | MW | After Competition Groups | 29.9322 | 0 | 0 | 721.0528 | 0.041512 | 7 | Commercial_2028_SC A_MW_After Competition Groups_7 | Education and Capacity Building/Energy Behavior | 4.151% | 0 | 29.9322 | Commercial_2028_SC A_MW_After Competition Groups_Education and Capacity Building/Energy Behavior
Commercial | Com ¦ Data Center Storage/Server Virtualization | 2028 | SC A | MW | After Competition Groups | 21.7619 | 0 | 0 | 721.0528 | 0.030181 | 8 | Commercial_2028_SC A_MW_After Competition Groups_8 | Data Center Storage/Server Virtualization | 3.018% | 0 | 21.7619 | Commercial_2028_SC A_MW_After Competition Groups_Data Center Storage/Server Virtualization
Commercial | Com ¦ Advanced BAS/Controllers | 2028 | SC A | MW | After Competition Groups | 21.553 | 0 | 0 | 721.0528 | 0.029891 | 9 | Commercial_2028_SC A_MW_After Competition Groups_9 | Advanced BAS/Controllers | 2.989% | 0 | 21.553 | Commercial_2028_SC A_MW_After Competition Groups_Advanced BAS/Controllers
Commercial | Com ¦ Reach-in Shaded Pole to ECM/PSC Evaporator Fan Motor | 2028 | SC A | MW | After Competition Groups | 17.4668 | 0 | 0 | 721.0528 | 0.024224 | 10 | Commercial_2028_SC A_MW_After Competition Groups_10 | Reach-in Shaded Pole to ECM/PSC Evaporator Fan Motor | 2.422% | 0 | 17.4668 | Commercial_2028_SC A_MW_After Competition Groups_Reach-in Shaded Pole to ECM/PSC Evaporator Fan Motor
Commercial | Com ¦ LED or Equivalent Sign Lighting | 2028 | SC A | MW | After Competition Groups | 15.2503 | 0 | 0 | 721.0528 | 0.02115 | 11 | Commercial_2028_SC A_MW_After Competition Groups_11 | LED or Equivalent Sign Lighting | 2.115% | 0 | 15.2503 | Commercial_2028_SC A_MW_After Competition Groups_LED or Equivalent Sign Lighting
Commercial | Com ¦ Adaptive Thermostats | 2028 | SC A | MW | After Competition Groups | 14.5581 | 0 | 0 | 721.0528 | 0.02019 | 12 | Commercial_2028_SC A_MW_After Competition Groups_12 | Adaptive Thermostats | 2.019% | 0 | 14.5581 | Commercial_2028_SC A_MW_After Competition Groups_Adaptive Thermostats
Commercial | Com ¦ Strip Curtains | 2028 | SC A | MW | After Competition Groups | 13.3308 | 0 | 0 | 721.0528 | 0.018488 | 13 | Commercial_2028_SC A_MW_After Competition Groups_13 | Strip Curtains | 1.849% | 0 | 13.3308 | Commercial_2028_SC A_MW_After Competition Groups_Strip Curtains
Commercial | Com ¦ ENERGY STAR LED LAMPS (General Service Lamps) | 2028 | SC A | MW | After Competition Groups | 13.2532 | 0 | 0 | 721.0528 | 0.01838 | 14 | Commercial_2028_SC A_MW_After Competition Groups_14 | ENERGY STAR LED LAMPS (General Service Lamps) | 1.838% | 0 | 13.2532 | Commercial_2028_SC A_MW_After Competition Groups_ENERGY STAR LED LAMPS (General Service Lamps)
Commercial | Com ¦ Unitary Air-Conditioning Unit | 2028 | SC A | MW | After Competition Groups | 12.9934 | 0 | 0 | 721.0528 | 0.01802 | 15 | Commercial_2028_SC A_MW_After Competition Groups_15 | Unitary Air-Conditioning Unit | 1.802% | 0 | 12.9934 | Commercial_2028_SC A_MW_After Competition Groups_Unitary Air-Conditioning Unit
Commercial | Com ¦ Refrigerated Display Case Doors | 2028 | SC A | MW | After Competition Groups | 12.2997 | 0 | 0 | 721.0528 | 0.017058 | 16 | Commercial_2028_SC A_MW_After Competition Groups_16 | Refrigerated Display Case Doors | 1.706% | 0 | 12.2997 | Commercial_2028_SC A_MW_After Competition Groups_Refrigerated Display Case Doors
Commercial | Com ¦ Furnace Tune-Up | 2028 | SC A | MW | After Competition Groups | 11.0751 | 0 | 0 | 721.0528 | 0.01536 | 17 | Commercial_2028_SC A_MW_After Competition Groups_17 | Furnace Tune-Up | 1.536% | 0 | 11.0751 | Commercial_2028_SC A_MW_After Competition Groups_Furnace Tune-Up
Commercial | Com ¦ Centrally controlled desktop PC/NETWORK PC POWER MANAGEMENT SOFTWARE | 2028 | SC A | MW | After Competition Groups | 9.0939 | 0 | 0 | 721.0528 | 0.012612 | 18 | Commercial_2028_SC A_MW_After Competition Groups_18 | Centrally controlled desktop PC/NETWORK PC POWER MANAGEMENT SOFTWARE | 1.261% | 0 | 9.0939 | Commercial_2028_SC A_MW_After Competition Groups_Centrally controlled desktop PC/NETWORK PC POWER MANAGEMENT SOFTWARE
Commercial | Com ¦ Chilled Water Optimization | 2028 | SC A | MW | After Competition Groups | 8.9283 | 0 | 0 | 721.0528 | 0.012382 | 19 | Commercial_2028_SC A_MW_After Competition Groups_19 | Chilled Water Optimization | 1.238% | 0 | 8.9283 | Commercial_2028_SC A_MW_After Competition Groups_Chilled Water Optimization
Commercial | Com ¦ Variable Frequency Drive (VFD) | 2028 | SC A | MW | After Competition Groups | 7.807 | 0 | 0 | 721.0528 | 0.010827 | 20 | Commercial_2028_SC A_MW_After Competition Groups_20 | Variable Frequency Drive (VFD) | 1.083% | 0 | 7.807 | Commercial_2028_SC A_MW_After Competition Groups_Variable Frequency Drive (VFD)
Commercial | Com ¦ Demand Control Ventilation | 2028 | SC A | MW | After Competition Groups | 7.5636 | 0 | 0 | 721.0528 | 0.01049 | 21 | Commercial_2028_SC A_MW_After Competition Groups_21 | Demand Control Ventilation | 1.049% | 0 | 7.5636 | Commercial_2028_SC A_MW_After Competition Groups_Demand Control Ventilation
Commercial | Com ¦ VFD on Pumps | 2028 | SC A | MW | After Competition Groups | 7.2479 | 0 | 0 | 721.0528 | 0.010052 | 22 | Commercial_2028_SC A_MW_After Competition Groups_22 | VFD on Pumps | 1.005% | 0 | 7.2479 | Commercial_2028_SC A_MW_After Competition Groups_VFD on Pumps
Commercial | Com ¦ Refrigerated Display Case LED | 2028 | SC A | MW | After Competition Groups | 5.8563 | 0 | 0 | 721.0528 | 0.0081218 | 23 | Commercial_2028_SC A_MW_After Competition Groups_23 | Refrigerated Display Case LED | 0.8122% | 0 | 5.8563 | Commercial_2028_SC A_MW_After Competition Groups_Refrigerated Display Case LED
Commercial | Com ¦ LED EXTERIOR AREA LIGHTS - LED fixture (200W) | 2028 | SC A | MW | After Competition Groups | 5.4164 | 0 | 0 | 721.0528 | 0.0075118 | 24 | Commercial_2028_SC A_MW_After Competition Groups_24 | LED EXTERIOR AREA LIGHTS - LED fixture (200W) | 0.7512% | 0 | 5.4164 | Commercial_2028_SC A_MW_After Competition Groups_LED EXTERIOR AREA LIGHTS - LED fixture (200W)
Commercial | Com ¦ LED parking lot fixture | 2028 | SC A | MW | After Competition Groups | 5.2536 | 0 | 0 | 721.0528 | 0.007286 | 25 | Commercial_2028_SC A_MW_After Competition Groups_25 | LED parking lot fixture | 0.7286% | 0 | 5.2536 | Commercial_2028_SC A_MW_After Competition Groups_LED parking lot fixture
Commercial | Com ¦ ECM MOTORS FOR EVAPORATOR FANS for refrigeration (WALK-IN) | 2028 | SC A | MW | After Competition Groups | 3.9938 | 0 | 0 | 721.0528 | 0.0055388 | 26 | Commercial_2028_SC A_MW_After Competition Groups_26 | ECM MOTORS FOR EVAPORATOR FANS for refrigeration (WALK-IN) | 0.5539% | 0 | 3.9938 | Commercial_2028_SC A_MW_After Competition Groups_ECM MOTORS FOR EVAPORATOR FANS for refrigeration (WALK-IN)
Commercial | Com ¦ Air Handler with Dedicated Outdoor Air Systems | 2028 | SC A | MW | After Competition Groups | 3.5663 | 0 | 0 | 721.0528 | 0.004946 | 27 | Commercial_2028_SC A_MW_After Competition Groups_27 | Air Handler with Dedicated Outdoor Air Systems | 0.4946% | 0 | 3.5663 | Commercial_2028_SC A_MW_After Competition Groups_Air Handler with Dedicated Outdoor Air Systems
Commercial | Com ¦ Evaporator Fan Controls | 2028 | SC A | MW | After Competition Groups | 3.3553 | 0 | 0 | 721.0528 | 0.0046533 | 28 | Commercial_2028_SC A_MW_After Competition Groups_28 | Evaporator Fan Controls | 0.4653% | 0 | 3.3553 | Commercial_2028_SC A_MW_After Competition Groups_Evaporator Fan Controls
Commercial | Com ¦ ENERGY STAR Griddle (74% eff) | 2028 | SC A | MW | After Competition Groups | 3.2958 | 0 | 0 | 721.0528 | 0.0045708 | 29 | Commercial_2028_SC A_MW_After Competition Groups_29 | ENERGY STAR Griddle (74% eff) | 0.4571% | 0 | 3.2958 | Commercial_2028_SC A_MW_After Competition Groups_ENERGY STAR Griddle (74% eff)
Commercial | Com ¦ LED street light fixture | 2028 | SC A | MW | After Competition Groups | 3.1638 | 0 | 0 | 721.0528 | 0.0043877 | 30 | Commercial_2028_SC A_MW_After Competition Groups_30 | LED street light fixture | 0.4388% | 0 | 3.1638 | Commercial_2028_SC A_MW_After Competition Groups_LED street light fixture
Commercial | Com ¦ Demand Control Kitchen Ventilation | 2028 | SC A | MW | After Competition Groups | 3.1426 | 0 | 0 | 721.0528 | 0.0043583 | 31 | Commercial_2028_SC A_MW_After Competition Groups_31 | Demand Control Kitchen Ventilation | 0.4358% | 0 | 3.1426 | Commercial_2028_SC A_MW_After Competition Groups_Demand Control Kitchen Ventilation
Commercial | Com ¦ Door Gasket Freezer/Refrigerator | 2028 | SC A | MW | After Competition Groups | 2.9374 | 0 | 0 | 721.0528 | 0.0040737 | 32 | Commercial_2028_SC A_MW_After Competition Groups_32 | Door Gasket Freezer/Refrigerator | 0.4074% | 0 | 2.9374 | Commercial_2028_SC A_MW_After Competition Groups_Door Gasket Freezer/Refrigerator
Commercial | Com ¦ Freezer Case Light Sensor | 2028 | SC A | MW | After Competition Groups | 2.8058 | 0 | 0 | 721.0528 | 0.0038912 | 33 | Commercial_2028_SC A_MW_After Competition Groups_33 | Freezer Case Light Sensor | 0.3891% | 0 | 2.8058 | Commercial_2028_SC A_MW_After Competition Groups_Freezer Case Light Sensor
Commercial | Com ¦ Occupancy Sensors | 2028 | SC A | MW | After Competition Groups | 2.4182 | 0 | 0 | 721.0528 | 0.0033537 | 34 | Commercial_2028_SC A_MW_After Competition Groups_34 | Occupancy Sensors | 0.3354% | 0 | 2.4182 | Commercial_2028_SC A_MW_After Competition Groups_Occupancy Sensors
Commercial | Com ¦ Duct Insulation, R8 | 2028 | SC A | MW | After Competition Groups | 2.016 | 0 | 0 | 721.0528 | 0.002796 | 35 | Commercial_2028_SC A_MW_After Competition Groups_35 | Duct Insulation, R8 | 0.2796% | 0 | 2.016 | Commercial_2028_SC A_MW_After Competition Groups_Duct Insulation, R8
Commercial | Com ¦ Water Source Heat Pump (4 ton) | 2028 | SC A | MW | After Competition Groups | 1.6812 | 0 | 0 | 721.0528 | 0.0023315 | 36 | Commercial_2028_SC A_MW_After Competition Groups_36 | Water Source Heat Pump (4 ton) | 0.2332% | 0 | 1.6812 | Commercial_2028_SC A_MW_After Competition Groups_Water Source Heat Pump (4 ton)
Commercial | Com ¦ Elec Storage WH 2.30 Et | 2028 | SC A | MW | After Competition Groups | 1.2585 | 0 | 0 | 721.0528 | 0.0017454 | 37 | Commercial_2028_SC A_MW_After Competition Groups_37 | Elec Storage WH 2.30 Et | 0.1745% | 0 | 1.2585 | Commercial_2028_SC A_MW_After Competition Groups_Elec Storage WH 2.30 Et
Commercial | Com ¦ BEVERAGE VENDING MACHINE CONTROLS | 2028 | SC A | MW | After Competition Groups | 1.2294 | 0 | 0 | 721.0528 | 0.001705 | 38 | Commercial_2028_SC A_MW_After Competition Groups_38 | BEVERAGE VENDING MACHINE CONTROLS | 0.1705% | 0 | 1.2294 | Commercial_2028_SC A_MW_After Competition Groups_BEVERAGE VENDING MACHINE CONTROLS
Commercial | Com ¦ Temperature Adjustment in Commercial Freezers | 2028 | SC A | MW | After Competition Groups | 1.228 | 0 | 0 | 721.0528 | 0.0017031 | 39 | Commercial_2028_SC A_MW_After Competition Groups_39 | Temperature Adjustment in Commercial Freezers | 0.1703% | 0 | 1.228 | Commercial_2028_SC A_MW_After Competition Groups_Temperature Adjustment in Commercial Freezers
Commercial | Com ¦ Vertical Night Covers | 2028 | SC A | MW | After Competition Groups | 0.99193 | 0 | 0 | 721.0528 | 0.0013757 | 40 | Commercial_2028_SC A_MW_After Competition Groups_40 | Vertical Night Covers | 0.1376% | 0 | 0.99193 | Commercial_2028_SC A_MW_After Competition Groups_Vertical Night Covers
Commercial | Com ¦ ENERGY STAR Fryer (84% eff) | 2028 | SC A | MW | After Competition Groups | 0.96991 | 0 | 0 | 721.0528 | 0.0013451 | 41 | Commercial_2028_SC A_MW_After Competition Groups_41 | ENERGY STAR Fryer (84% eff) | 0.1345% | 0 | 0.96991 | Commercial_2028_SC A_MW_After Competition Groups_ENERGY STAR Fryer (84% eff)
Commercial | Com ¦ CO Sensors for parking garage exhaust fans | 2028 | SC A | MW | After Competition Groups | 0.93969 | 0 | 0 | 721.0528 | 0.0013032 | 42 | Commercial_2028_SC A_MW_After Competition Groups_42 | CO Sensors for parking garage exhaust fans | 0.1303% | 0 | 0.93969 | Commercial_2028_SC A_MW_After Competition Groups_CO Sensors for parking garage exhaust fans
Commercial | Com ¦ Energy Efficient Laboratory Fume Hood | 2028 | SC A | MW | After Competition Groups | 0.89393 | 0 | 0 | 721.0528 | 0.0012398 | 43 | Commercial_2028_SC A_MW_After Competition Groups_43 | Energy Efficient Laboratory Fume Hood | 0.124% | 0 | 0.89393 | Commercial_2028_SC A_MW_After Competition Groups_Energy Efficient Laboratory Fume Hood
Commercial | Com ¦ Outside Air Economizer | 2028 | SC A | MW | After Competition Groups | 0.82973 | 0 | 0 | 721.0528 | 0.0011507 | 44 | Commercial_2028_SC A_MW_After Competition Groups_44 | Outside Air Economizer | 0.1151% | 0 | 0.82973 | Commercial_2028_SC A_MW_After Competition Groups_Outside Air Economizer
Commercial | Com ¦ Water Heating (DHW) Pipe Insulation (Add 3/4\ Foam)" | 2028 | SC A | MW | After Competition Groups | 0.77919 | 0 | 0 | 721.0528 | 0.0010806 | 45 | Commercial_2028_SC A_MW_After Competition Groups_45 | Water Heating (DHW) Pipe Insulation (Add 3/4\ Foam)" | 0.1081% | 0 | 0.77919 | Commercial_2028_SC A_MW_After Competition Groups_Water Heating (DHW) Pipe Insulation (Add 3/4\ Foam)"
Commercial | Com ¦ ENERGY STAR Steam Cookers | 2028 | SC A | MW | After Competition Groups | 0.62119 | 0 | 0 | 721.0528 | 0.0008615 | 46 | Commercial_2028_SC A_MW_After Competition Groups_46 | ENERGY STAR Steam Cookers | 0.08615% | 0 | 0.62119 | Commercial_2028_SC A_MW_After Competition Groups_ENERGY STAR Steam Cookers
Commercial | Com ¦ Thermostat Setback | 2028 | SC A | MW | After Competition Groups | 0.59122 | 0 | 0 | 721.0528 | 0.00081994 | 47 | Commercial_2028_SC A_MW_After Competition Groups_47 | Thermostat Setback | 0.08199% | 0 | 0.59122 | Commercial_2028_SC A_MW_After Competition Groups_Thermostat Setback
Commercial | Com ¦ Suction Pipe Insulation Freezer/Refrigerator | 2028 | SC A | MW | After Competition Groups | 0.50988 | 0 | 0 | 721.0528 | 0.00070714 | 48 | Commercial_2028_SC A_MW_After Competition Groups_48 | Suction Pipe Insulation Freezer/Refrigerator | 0.07071% | 0 | 0.50988 | Commercial_2028_SC A_MW_After Competition Groups_Suction Pipe Insulation Freezer/Refrigerator
Commercial | Com ¦ ENERGY STAR Dishwasher | 2028 | SC A | MW | After Competition Groups | 0.42914 | 0 | 0 | 721.0528 | 0.00059516 | 49 | Commercial_2028_SC A_MW_After Competition Groups_49 | ENERGY STAR Dishwasher | 0.05952% | 0 | 0.42914 | Commercial_2028_SC A_MW_After Competition Groups_ENERGY STAR Dishwasher
Commercial | Com ¦ Ozone Laundry Treatment | 2028 | SC A | MW | After Competition Groups | 0.20523 | 0 | 0 | 721.0528 | 0.00028462 | 50 | Commercial_2028_SC A_MW_After Competition Groups_50 | Ozone Laundry Treatment | 0.02846% | 0 | 0.20523 | Commercial_2028_SC A_MW_After Competition Groups_Ozone Laundry Treatment
Commercial | Com ¦ Condensing Make Up Air Unit | 2028 | SC A | MW | After Competition Groups | 0.18835 | 0 | 0 | 721.0528 | 0.00026121 | 51 | Commercial_2028_SC A_MW_After Competition Groups_51 | Condensing Make Up Air Unit | 0.02612% | 0 | 0.18835 | Commercial_2028_SC A_MW_After Competition Groups_Condensing Make Up Air Unit
Commercial | Com ¦ ECM MOTORS FOR HVAC APPLICATION (FAN-POWERED VAV BOX) | 2028 | SC A | MW | After Competition Groups | 0.11842 | 0 | 0 | 721.0528 | 0.00016423 | 52 | Commercial_2028_SC A_MW_After Competition Groups_52 | ECM MOTORS FOR HVAC APPLICATION (FAN-POWERED VAV BOX) | 0.01642% | 0 | 0.11842 | Commercial_2028_SC A_MW_After Competition Groups_ECM MOTORS FOR HVAC APPLICATION (FAN-POWERED VAV BOX)
Commercial | COM ¦ Ductless Mini-Split Heat Pumps | 2028 | SC A | MW | After Competition Groups | 0.11064 | 0 | 0 | 721.0528 | 0.00015345 | 53 | Commercial_2028_SC A_MW_After Competition Groups_53 | Ductless Mini-Split Heat Pumps | 0.01534% | 0 | 0.11064 | Commercial_2028_SC A_MW_After Competition Groups_Ductless Mini-Split Heat Pumps
Commercial | Com ¦ CEE Tier 2/Energy Star Clothes Washers | 2028 | SC A | MW | After Competition Groups | 0.087008 | 0 | 0 | 721.0528 | 0.00012067 | 54 | Commercial_2028_SC A_MW_After Competition Groups_54 | CEE Tier 2/Energy Star Clothes Washers | 0.01207% | 0 | 0.087008 | Commercial_2028_SC A_MW_After Competition Groups_CEE Tier 2/Energy Star Clothes Washers
Commercial | Com ¦ PTAC (12 EER/10,000 BTU) | 2028 | SC A | MW | After Competition Groups | 0.075786 | 0 | 0 | 721.0528 | 0.0001051 | 55 | Commercial_2028_SC A_MW_After Competition Groups_55 | PTAC (12 EER/10,000 BTU) | 0.01051% | 0 | 0.075786 | Commercial_2028_SC A_MW_After Competition Groups_PTAC (12 EER/10,000 BTU)
Commercial | Com ¦ HVAC Optimization | 2028 | SC A | MW | After Competition Groups | 0.073477 | 0 | 0 | 721.0528 | 0.0001019 | 56 | Commercial_2028_SC A_MW_After Competition Groups_56 | HVAC Optimization | 0.01019% | 0 | 0.073477 | Commercial_2028_SC A_MW_After Competition Groups_HVAC Optimization
Commercial | Com ¦ Auto Off Time Switch or Time Clock control | 2028 | SC A | MW | After Competition Groups | 0.0586 | 0 | 0 | 721.0528 | 8.127e-05 | 57 | Commercial_2028_SC A_MW_After Competition Groups_57 | Auto Off Time Switch or Time Clock control | 0.008127% | 0 | 0.0586 | Commercial_2028_SC A_MW_After Competition Groups_Auto Off Time Switch or Time Clock control
Commercial | Com ¦ Demand controlled Circulating Systems | 2028 | SC A | MW | After Competition Groups | 0.053136 | 0 | 0 | 721.0528 | 7.3692e-05 | 58 | Commercial_2028_SC A_MW_After Competition Groups_58 | Demand controlled Circulating Systems | 0.007369% | 0 | 0.053136 | Commercial_2028_SC A_MW_After Competition Groups_Demand controlled Circulating Systems
Commercial | Com ¦ Notched V belts for HVAC Systems | 2028 | SC A | MW | After Competition Groups | 0.051885 | 0 | 0 | 721.0528 | 7.1957e-05 | 59 | Commercial_2028_SC A_MW_After Competition Groups_59 | Notched V belts for HVAC Systems | 0.007196% | 0 | 0.051885 | Commercial_2028_SC A_MW_After Competition Groups_Notched V belts for HVAC Systems
Commercial | Com ¦ Low Flow Pre-Rinse Spray Nozzle | 2028 | SC A | MW | After Competition Groups | 0.049569 | 0 | 0 | 721.0528 | 6.8746e-05 | 60 | Commercial_2028_SC A_MW_After Competition Groups_60 | Low Flow Pre-Rinse Spray Nozzle | 0.006875% | 0 | 0.049569 | Commercial_2028_SC A_MW_After Competition Groups_Low Flow Pre-Rinse Spray Nozzle
Commercial | Com ¦ Solar Water Preheat (Pools/DHW) | 2028 | SC A | MW | After Competition Groups | 0.043796 | 0 | 0 | 721.0528 | 6.074e-05 | 61 | Commercial_2028_SC A_MW_After Competition Groups_61 | Solar Water Preheat (Pools/DHW) | 0.006074% | 0 | 0.043796 | Commercial_2028_SC A_MW_After Competition Groups_Solar Water Preheat (Pools/DHW)
Commercial | Com ¦ Commercial Hot Food Holding Cabinets | 2028 | SC A | MW | After Competition Groups | 0.030646 | 0 | 0 | 721.0528 | 4.2502e-05 | 62 | Commercial_2028_SC A_MW_After Competition Groups_62 | Commercial Hot Food Holding Cabinets | 0.00425% | 0 | 0.030646 | Commercial_2028_SC A_MW_After Competition Groups_Commercial Hot Food Holding Cabinets
Commercial | Com ¦ Wall Insulation | 2028 | SC A | MW | After Competition Groups | 0.01824 | 0 | 0 | 721.0528 | 2.5297e-05 | 63 | Commercial_2028_SC A_MW_After Competition Groups_63 | Wall Insulation | 0.00253% | 0 | 0.01824 | Commercial_2028_SC A_MW_After Competition Groups_Wall Insulation
Commercial | Com ¦ Condensing Unit Heaters or other Efficient Unit Heating System | 2028 | SC A | MW | After Competition Groups | 0.01754 | 0 | 0 | 721.0528 | 2.4325e-05 | 64 | Commercial_2028_SC A_MW_After Competition Groups_64 | Condensing Unit Heaters or other Efficient Unit Heating System | 0.002433% | 0 | 0.01754 | Commercial_2028_SC A_MW_After Competition Groups_Condensing Unit Heaters or other Efficient Unit Heating System
Commercial | Com ¦ VSD Air Compressor | 2028 | SC A | MW | After Competition Groups | 0.013442 | 0 | 0 | 721.0528 | 1.8642e-05 | 65 | Commercial_2028_SC A_MW_After Competition Groups_65 | VSD Air Compressor | 0.001864% | 0 | 0.013442 | Commercial_2028_SC A_MW_After Competition Groups_VSD Air Compressor
Commercial | Com ¦ Air Curtains | 2028 | SC A | MW | After Competition Groups | 0.013143 | 0 | 0 | 721.0528 | 1.8228e-05 | 66 | Commercial_2028_SC A_MW_After Competition Groups_66 | Air Curtains | 0.001823% | 0 | 0.013143 | Commercial_2028_SC A_MW_After Competition Groups_Air Curtains
Commercial | Com ¦ Room AC (w/ louvered sides) 14 SEER from 12 SEER code | 2028 | SC A | MW | After Competition Groups | 0.0085226 | 0 | 0 | 721.0528 | 1.182e-05 | 67 | Commercial_2028_SC A_MW_After Competition Groups_67 | Room AC (w/ louvered sides) 14 SEER from 12 SEER code | 0.001182% | 0 | 0.0085226 | Commercial_2028_SC A_MW_After Competition Groups_Room AC (w/ louvered sides) 14 SEER from 12 SEER code
Commercial | Com ¦ LED RECESSED DOWNLIGHTS | 2028 | SC A | MW | After Competition Groups | 0.0062256 | 0 | 0 | 721.0528 | 8.634e-06 | 68 | Commercial_2028_SC A_MW_After Competition Groups_68 | LED RECESSED DOWNLIGHTS | 0.0008634% | 0 | 0.0062256 | Commercial_2028_SC A_MW_After Competition Groups_LED RECESSED DOWNLIGHTS
Commercial | Com ¦ High Efficiency Small Instantaneous Water Heater | 2028 | SC A | MW | After Competition Groups | 0.0054196 | 0 | 0 | 721.0528 | 7.5162e-06 | 69 | Commercial_2028_SC A_MW_After Competition Groups_69 | High Efficiency Small Instantaneous Water Heater | 0.0007516% | 0 | 0.0054196 | Commercial_2028_SC A_MW_After Competition Groups_High Efficiency Small Instantaneous Water Heater
Commercial | Com ¦ Energy Recovery Ventilation and Ventilation (Enhanced) | 2028 | SC A | MW | After Competition Groups | 0.0043015 | 0 | 0 | 721.0528 | 5.9655e-06 | 70 | Commercial_2028_SC A_MW_After Competition Groups_70 | Energy Recovery Ventilation and Ventilation (Enhanced) | 0.0005966% | 0 | 0.0043015 | Commercial_2028_SC A_MW_After Competition Groups_Energy Recovery Ventilation and Ventilation (Enhanced)
Commercial | Com ¦ LLLC - Low Impact Application | 2028 | SC A | MW | After Competition Groups | 0.0032208 | 0 | 0 | 721.0528 | 4.4668e-06 | 71 | Commercial_2028_SC A_MW_After Competition Groups_71 | LLLC - Low Impact Application | 0.0004467% | 0 | 0.0032208 | Commercial_2028_SC A_MW_After Competition Groups_LLLC - Low Impact Application
Commercial | Com ¦ LLLC - High Impact Application | 2028 | SC A | MW | After Competition Groups | 0.002908 | 0 | 0 | 721.0528 | 4.033e-06 | 72 | Commercial_2028_SC A_MW_After Competition Groups_72 | LLLC - High Impact Application | 0.0004033% | 0 | 0.002908 | Commercial_2028_SC A_MW_After Competition Groups_LLLC - High Impact Application
Commercial | Com ¦ High Efficiency Chiller (avg of water and air cooled) | 2028 | SC A | MW | After Competition Groups | 0.0026233 | 0 | 0 | 721.0528 | 3.6381e-06 | 73 | Commercial_2028_SC A_MW_After Competition Groups_73 | High Efficiency Chiller (avg of water and air cooled) | 0.0003638% | 0 | 0.0026233 | Commercial_2028_SC A_MW_After Competition Groups_High Efficiency Chiller (avg of water and air cooled)
Commercial | Com ¦ EC Plug Fan for Data Center (under cabinet) | 2028 | SC A | MW | After Competition Groups | 0.0016568 | 0 | 0 | 721.0528 | 2.2977e-06 | 74 | Commercial_2028_SC A_MW_After Competition Groups_74 | EC Plug Fan for Data Center (under cabinet) | 0.0002298% | 0 | 0.0016568 | Commercial_2028_SC A_MW_After Competition Groups_EC Plug Fan for Data Center (under cabinet)
Commercial | Com ¦ Electric Convection Combination Ovens | 2028 | SC A | MW | After Competition Groups | 0.00022542 | 0 | 0 | 721.0528 | 3.1262e-07 | 75 | Commercial_2028_SC A_MW_After Competition Groups_75 | Electric Convection Combination Ovens | 3.126e-05% | 0 | 0.00022542 | Commercial_2028_SC A_MW_After Competition Groups_Electric Convection Combination Ovens
Commercial | Com ¦ Networked/Connected - High Impact Application | 2028 | SC A | MW | After Competition Groups | 6.1734e-05 | 0 | 0 | 721.0528 | 8.5616e-08 | 76 | Commercial_2028_SC A_MW_After Competition Groups_76 | Networked/Connected - High Impact Application | 8.562e-06% | 0 | 6.1734e-05 | Commercial_2028_SC A_MW_After Competition Groups_Networked/Connected - High Impact Application
Commercial | Com ¦ Networked/Connected - Low Impact Application | 2028 | SC A | MW | After Competition Groups | 2.8333e-06 | 0 | 0 | 721.0528 | 3.9295e-09 | 77 | Commercial_2028_SC A_MW_After Competition Groups_77 | Networked/Connected - Low Impact Application | 3.929e-07% | 0 | 2.8333e-06 | Commercial_2028_SC A_MW_After Competition Groups_Networked/Connected - Low Impact Application
Commercial | Com ¦ Efficient compressor motor | 2028 | SC A | MW | After Competition Groups | 0 | 0 | 0 | 721.0528 | 0 | 78 | Commercial_2028_SC A_MW_After Competition Groups_78 | Efficient compressor motor | 0% | 0 | 0 | Commercial_2028_SC A_MW_After Competition Groups_Efficient compressor motor
Commercial | Com ¦ Indoor Daylight Sensors/Photocell Dimming Control | 2028 | SC A | MW | After Competition Groups | 0 | 0 | 0 | 721.0528 | 0 | 79 | Commercial_2028_SC A_MW_After Competition Groups_79 | Indoor Daylight Sensors/Photocell Dimming Control | 0% | 0 | 0 | Commercial_2028_SC A_MW_After Competition Groups_Indoor Daylight Sensors/Photocell Dimming Control
Commercial | Com ¦ Variable Refrigerant Flow Heat Pump | 2028 | SC A | MW | After Competition Groups | 0 | 0 | 0 | 721.0528 | 0 | 80 | Commercial_2028_SC A_MW_After Competition Groups_80 | Variable Refrigerant Flow Heat Pump | 0% | 0 | 0 | Commercial_2028_SC A_MW_After Competition Groups_Variable Refrigerant Flow Heat Pump
Commercial | Com ¦ Education and Capacity Building/Energy Behavior | 2028 | SC B | MW | After Competition Groups | 149.661 | 0 | 0 | 1078.9549 | 0.13871 | 1 | Commercial_2028_SC B_MW_After Competition Groups_1 | Education and Capacity Building/Energy Behavior | 13.87% | 0 | 149.661 | Commercial_2028_SC B_MW_After Competition Groups_Education and Capacity Building/Energy Behavior
Commercial | Com ¦ LED Low/High Bay | 2028 | SC B | MW | After Competition Groups | 111.8631 | 0 | 0 | 1078.9549 | 0.10368 | 2 | Commercial_2028_SC B_MW_After Competition Groups_2 | LED Low/High Bay | 10.37% | 0 | 111.8631 | Commercial_2028_SC B_MW_After Competition Groups_LED Low/High Bay
Commercial | Com ¦ ENERGY STAR LED LAMPS (REFLECTOR LAMPs/MR16/PAR 16) | 2028 | SC B | MW | After Competition Groups | 104.4652 | 0 | 0 | 1078.9549 | 0.096821 | 3 | Commercial_2028_SC B_MW_After Competition Groups_3 | ENERGY STAR LED LAMPS (REFLECTOR LAMPs/MR16/PAR 16) | 9.682% | 0 | 104.4652 | Commercial_2028_SC B_MW_After Competition Groups_ENERGY STAR LED LAMPS (REFLECTOR LAMPs/MR16/PAR 16)
Commercial | Com ¦ LED Troffer/Surface/Suspended | 2028 | SC B | MW | After Competition Groups | 97.7899 | 0 | 0 | 1078.9549 | 0.090634 | 4 | Commercial_2028_SC B_MW_After Competition Groups_4 | LED Troffer/Surface/Suspended | 9.063% | 0 | 97.7899 | Commercial_2028_SC B_MW_After Competition Groups_LED Troffer/Surface/Suspended
Commercial | Com ¦ Building Recommissioning, Operations and Maintenance (O&M) Improvements | 2028 | SC B | MW | After Competition Groups | 67.5684 | 0 | 0 | 1078.9549 | 0.062624 | 5 | Commercial_2028_SC B_MW_After Competition Groups_5 | Building Recommissioning, Operations and Maintenance (O&M) Improvements | 6.262% | 0 | 67.5684 | Commercial_2028_SC B_MW_After Competition Groups_Building Recommissioning, Operations and Maintenance (O&M) Improvements
Commercial | Com ¦ LED Replacement Lamp (Tube) | 2028 | SC B | MW | After Competition Groups | 55.3003 | 0 | 0 | 1078.9549 | 0.051254 | 6 | Commercial_2028_SC B_MW_After Competition Groups_6 | LED Replacement Lamp (Tube) | 5.125% | 0 | 55.3003 | Commercial_2028_SC B_MW_After Competition Groups_LED Replacement Lamp (Tube)
Commercial | Com ¦ High Efficiency Air Source Heat Pump | 2028 | SC B | MW | After Competition Groups | 45.8502 | 0 | 0 | 1078.9549 | 0.042495 | 7 | Commercial_2028_SC B_MW_After Competition Groups_7 | High Efficiency Air Source Heat Pump | 4.25% | 0 | 45.8502 | Commercial_2028_SC B_MW_After Competition Groups_High Efficiency Air Source Heat Pump
Commercial | Com ¦ Unitary Air-Conditioning Unit | 2028 | SC B | MW | After Competition Groups | 41.6455 | 0 | 0 | 1078.9549 | 0.038598 | 8 | Commercial_2028_SC B_MW_After Competition Groups_8 | Unitary Air-Conditioning Unit | 3.86% | 0 | 41.6455 | Commercial_2028_SC B_MW_After Competition Groups_Unitary Air-Conditioning Unit
Commercial | Com ¦ Advanced BAS/Controllers | 2028 | SC B | MW | After Competition Groups | 33.4077 | 0 | 0 | 1078.9549 | 0.030963 | 9 | Commercial_2028_SC B_MW_After Competition Groups_9 | Advanced BAS/Controllers | 3.096% | 0 | 33.4077 | Commercial_2028_SC B_MW_After Competition Groups_Advanced BAS/Controllers
Commercial | Com ¦ Adaptive Thermostats | 2028 | SC B | MW | After Competition Groups | 30.6387 | 0 | 0 | 1078.9549 | 0.028397 | 10 | Commercial_2028_SC B_MW_After Competition Groups_10 | Adaptive Thermostats | 2.84% | 0 | 30.6387 | Commercial_2028_SC B_MW_After Competition Groups_Adaptive Thermostats
Commercial | Com ¦ Data Center Storage/Server Virtualization | 2028 | SC B | MW | After Competition Groups | 25.5009 | 0 | 0 | 1078.9549 | 0.023635 | 11 | Commercial_2028_SC B_MW_After Competition Groups_11 | Data Center Storage/Server Virtualization | 2.363% | 0 | 25.5009 | Commercial_2028_SC B_MW_After Competition Groups_Data Center Storage/Server Virtualization
Commercial | Com ¦ Furnace Tune-Up | 2028 | SC B | MW | After Competition Groups | 24.5849 | 0 | 0 | 1078.9549 | 0.022786 | 12 | Commercial_2028_SC B_MW_After Competition Groups_12 | Furnace Tune-Up | 2.279% | 0 | 24.5849 | Commercial_2028_SC B_MW_After Competition Groups_Furnace Tune-Up
Commercial | Com ¦ Strip Curtains | 2028 | SC B | MW | After Competition Groups | 23.7296 | 0 | 0 | 1078.9549 | 0.021993 | 13 | Commercial_2028_SC B_MW_After Competition Groups_13 | Strip Curtains | 2.199% | 0 | 23.7296 | Commercial_2028_SC B_MW_After Competition Groups_Strip Curtains
Commercial | Com ¦ LED or Equivalent Sign Lighting | 2028 | SC B | MW | After Competition Groups | 21.1328 | 0 | 0 | 1078.9549 | 0.019586 | 14 | Commercial_2028_SC B_MW_After Competition Groups_14 | LED or Equivalent Sign Lighting | 1.959% | 0 | 21.1328 | Commercial_2028_SC B_MW_After Competition Groups_LED or Equivalent Sign Lighting
Commercial | Com ¦ Refrigerated Display Case Doors | 2028 | SC B | MW | After Competition Groups | 20.2155 | 0 | 0 | 1078.9549 | 0.018736 | 15 | Commercial_2028_SC B_MW_After Competition Groups_15 | Refrigerated Display Case Doors | 1.874% | 0 | 20.2155 | Commercial_2028_SC B_MW_After Competition Groups_Refrigerated Display Case Doors
Commercial | Com ¦ Demand Control Ventilation | 2028 | SC B | MW | After Competition Groups | 19.8469 | 0 | 0 | 1078.9549 | 0.018395 | 16 | Commercial_2028_SC B_MW_After Competition Groups_16 | Demand Control Ventilation | 1.839% | 0 | 19.8469 | Commercial_2028_SC B_MW_After Competition Groups_Demand Control Ventilation
Commercial | Com ¦ Reach-in Shaded Pole to ECM/PSC Evaporator Fan Motor | 2028 | SC B | MW | After Competition Groups | 19.1249 | 0 | 0 | 1078.9549 | 0.017725 | 17 | Commercial_2028_SC B_MW_After Competition Groups_17 | Reach-in Shaded Pole to ECM/PSC Evaporator Fan Motor | 1.773% | 0 | 19.1249 | Commercial_2028_SC B_MW_After Competition Groups_Reach-in Shaded Pole to ECM/PSC Evaporator Fan Motor
Commercial | Com ¦ Variable Frequency Drive (VFD) | 2028 | SC B | MW | After Competition Groups | 17.2435 | 0 | 0 | 1078.9549 | 0.015982 | 18 | Commercial_2028_SC B_MW_After Competition Groups_18 | Variable Frequency Drive (VFD) | 1.598% | 0 | 17.2435 | Commercial_2028_SC B_MW_After Competition Groups_Variable Frequency Drive (VFD)
Commercial | Com ¦ VFD on Pumps | 2028 | SC B | MW | After Competition Groups | 16.1154 | 0 | 0 | 1078.9549 | 0.014936 | 19 | Commercial_2028_SC B_MW_After Competition Groups_19 | VFD on Pumps | 1.494% | 0 | 16.1154 | Commercial_2028_SC B_MW_After Competition Groups_VFD on Pumps
Commercial | Com ¦ Centrally controlled desktop PC/NETWORK PC POWER MANAGEMENT SOFTWARE | 2028 | SC B | MW | After Competition Groups | 15.8149 | 0 | 0 | 1078.9549 | 0.014658 | 20 | Commercial_2028_SC B_MW_After Competition Groups_20 | Centrally controlled desktop PC/NETWORK PC POWER MANAGEMENT SOFTWARE | 1.466% | 0 | 15.8149 | Commercial_2028_SC B_MW_After Competition Groups_Centrally controlled desktop PC/NETWORK PC POWER MANAGEMENT SOFTWARE
Commercial | Com ¦ ENERGY STAR LED LAMPS (General Service Lamps) | 2028 | SC B | MW | After Competition Groups | 13.2532 | 0 | 0 | 1078.9549 | 0.012283 | 21 | Commercial_2028_SC B_MW_After Competition Groups_21 | ENERGY STAR LED LAMPS (General Service Lamps) | 1.228% | 0 | 13.2532 | Commercial_2028_SC B_MW_After Competition Groups_ENERGY STAR LED LAMPS (General Service Lamps)
Commercial | Com ¦ Air Handler with Dedicated Outdoor Air Systems | 2028 | SC B | MW | After Competition Groups | 13.0433 | 0 | 0 | 1078.9549 | 0.012089 | 22 | Commercial_2028_SC B_MW_After Competition Groups_22 | Air Handler with Dedicated Outdoor Air Systems | 1.209% | 0 | 13.0433 | Commercial_2028_SC B_MW_After Competition Groups_Air Handler with Dedicated Outdoor Air Systems
Commercial | Com ¦ Chilled Water Optimization | 2028 | SC B | MW | After Competition Groups | 11.6101 | 0 | 0 | 1078.9549 | 0.01076 | 23 | Commercial_2028_SC B_MW_After Competition Groups_23 | Chilled Water Optimization | 1.076% | 0 | 11.6101 | Commercial_2028_SC B_MW_After Competition Groups_Chilled Water Optimization
Commercial | Com ¦ Refrigerated Display Case LED | 2028 | SC B | MW | After Competition Groups | 10.9325 | 0 | 0 | 1078.9549 | 0.010132 | 24 | Commercial_2028_SC B_MW_After Competition Groups_24 | Refrigerated Display Case LED | 1.013% | 0 | 10.9325 | Commercial_2028_SC B_MW_After Competition Groups_Refrigerated Display Case LED
Commercial | Com ¦ ECM MOTORS FOR EVAPORATOR FANS for refrigeration (WALK-IN) | 2028 | SC B | MW | After Competition Groups | 8.8796 | 0 | 0 | 1078.9549 | 0.0082298 | 25 | Commercial_2028_SC B_MW_After Competition Groups_25 | ECM MOTORS FOR EVAPORATOR FANS for refrigeration (WALK-IN) | 0.823% | 0 | 8.8796 | Commercial_2028_SC B_MW_After Competition Groups_ECM MOTORS FOR EVAPORATOR FANS for refrigeration (WALK-IN)
Commercial | Com ¦ Freezer Case Light Sensor | 2028 | SC B | MW | After Competition Groups | 7.6672 | 0 | 0 | 1078.9549 | 0.0071062 | 26 | Commercial_2028_SC B_MW_After Competition Groups_26 | Freezer Case Light Sensor | 0.7106% | 0 | 7.6672 | Commercial_2028_SC B_MW_After Competition Groups_Freezer Case Light Sensor
Commercial | Com ¦ Evaporator Fan Controls | 2028 | SC B | MW | After Competition Groups | 7.47 | 0 | 0 | 1078.9549 | 0.0069233 | 27 | Commercial_2028_SC B_MW_After Competition Groups_27 | Evaporator Fan Controls | 0.6923% | 0 | 7.47 | Commercial_2028_SC B_MW_After Competition Groups_Evaporator Fan Controls
Commercial | Com ¦ Door Gasket Freezer/Refrigerator | 2028 | SC B | MW | After Competition Groups | 6.7207 | 0 | 0 | 1078.9549 | 0.0062289 | 28 | Commercial_2028_SC B_MW_After Competition Groups_28 | Door Gasket Freezer/Refrigerator | 0.6229% | 0 | 6.7207 | Commercial_2028_SC B_MW_After Competition Groups_Door Gasket Freezer/Refrigerator
Commercial | Com ¦ Demand Control Kitchen Ventilation | 2028 | SC B | MW | After Competition Groups | 6.2165 | 0 | 0 | 1078.9549 | 0.0057616 | 29 | Commercial_2028_SC B_MW_After Competition Groups_29 | Demand Control Kitchen Ventilation | 0.5762% | 0 | 6.2165 | Commercial_2028_SC B_MW_After Competition Groups_Demand Control Kitchen Ventilation
Commercial | Com ¦ LED EXTERIOR AREA LIGHTS - LED fixture (200W) | 2028 | SC B | MW | After Competition Groups | 5.4301 | 0 | 0 | 1078.9549 | 0.0050327 | 30 | Commercial_2028_SC B_MW_After Competition Groups_30 | LED EXTERIOR AREA LIGHTS - LED fixture (200W) | 0.5033% | 0 | 5.4301 | Commercial_2028_SC B_MW_After Competition Groups_LED EXTERIOR AREA LIGHTS - LED fixture (200W)
Commercial | Com ¦ LED parking lot fixture | 2028 | SC B | MW | After Competition Groups | 5.2536 | 0 | 0 | 1078.9549 | 0.0048691 | 31 | Commercial_2028_SC B_MW_After Competition Groups_31 | LED parking lot fixture | 0.4869% | 0 | 5.2536 | Commercial_2028_SC B_MW_After Competition Groups_LED parking lot fixture
Commercial | Com ¦ Duct Insulation, R8 | 2028 | SC B | MW | After Competition Groups | 4.5466 | 0 | 0 | 1078.9549 | 0.0042139 | 32 | Commercial_2028_SC B_MW_After Competition Groups_32 | Duct Insulation, R8 | 0.4214% | 0 | 4.5466 | Commercial_2028_SC B_MW_After Competition Groups_Duct Insulation, R8
Commercial | Com ¦ Water Source Heat Pump (4 ton) | 2028 | SC B | MW | After Competition Groups | 3.4087 | 0 | 0 | 1078.9549 | 0.0031593 | 33 | Commercial_2028_SC B_MW_After Competition Groups_33 | Water Source Heat Pump (4 ton) | 0.3159% | 0 | 3.4087 | Commercial_2028_SC B_MW_After Competition Groups_Water Source Heat Pump (4 ton)
Commercial | Com ¦ ENERGY STAR Griddle (74% eff) | 2028 | SC B | MW | After Competition Groups | 3.2957 | 0 | 0 | 1078.9549 | 0.0030546 | 34 | Commercial_2028_SC B_MW_After Competition Groups_34 | ENERGY STAR Griddle (74% eff) | 0.3055% | 0 | 3.2957 | Commercial_2028_SC B_MW_After Competition Groups_ENERGY STAR Griddle (74% eff)
Commercial | Com ¦ LED street light fixture | 2028 | SC B | MW | After Competition Groups | 3.2134 | 0 | 0 | 1078.9549 | 0.0029783 | 35 | Commercial_2028_SC B_MW_After Competition Groups_35 | LED street light fixture | 0.2978% | 0 | 3.2134 | Commercial_2028_SC B_MW_After Competition Groups_LED street light fixture
Commercial | Com ¦ BEVERAGE VENDING MACHINE CONTROLS | 2028 | SC B | MW | After Competition Groups | 2.7591 | 0 | 0 | 1078.9549 | 0.0025572 | 36 | Commercial_2028_SC B_MW_After Competition Groups_36 | BEVERAGE VENDING MACHINE CONTROLS | 0.2557% | 0 | 2.7591 | Commercial_2028_SC B_MW_After Competition Groups_BEVERAGE VENDING MACHINE CONTROLS
Commercial | Com ¦ Temperature Adjustment in Commercial Freezers | 2028 | SC B | MW | After Competition Groups | 2.7328 | 0 | 0 | 1078.9549 | 0.0025329 | 37 | Commercial_2028_SC B_MW_After Competition Groups_37 | Temperature Adjustment in Commercial Freezers | 0.2533% | 0 | 2.7328 | Commercial_2028_SC B_MW_After Competition Groups_Temperature Adjustment in Commercial Freezers
Commercial | Com ¦ Elec Storage WH 2.30 Et | 2028 | SC B | MW | After Competition Groups | 2.5142 | 0 | 0 | 1078.9549 | 0.0023302 | 38 | Commercial_2028_SC B_MW_After Competition Groups_38 | Elec Storage WH 2.30 Et | 0.233% | 0 | 2.5142 | Commercial_2028_SC B_MW_After Competition Groups_Elec Storage WH 2.30 Et
Commercial | Com ¦ Occupancy Sensors | 2028 | SC B | MW | After Competition Groups | 2.4182 | 0 | 0 | 1078.9549 | 0.0022413 | 39 | Commercial_2028_SC B_MW_After Competition Groups_39 | Occupancy Sensors | 0.2241% | 0 | 2.4182 | Commercial_2028_SC B_MW_After Competition Groups_Occupancy Sensors
Commercial | Com ¦ Vertical Night Covers | 2028 | SC B | MW | After Competition Groups | 2.2584 | 0 | 0 | 1078.9549 | 0.0020932 | 40 | Commercial_2028_SC B_MW_After Competition Groups_40 | Vertical Night Covers | 0.2093% | 0 | 2.2584 | Commercial_2028_SC B_MW_After Competition Groups_Vertical Night Covers
Commercial | Com ¦ CO Sensors for parking garage exhaust fans | 2028 | SC B | MW | After Competition Groups | 2.1814 | 0 | 0 | 1078.9549 | 0.0020218 | 41 | Commercial_2028_SC B_MW_After Competition Groups_41 | CO Sensors for parking garage exhaust fans | 0.2022% | 0 | 2.1814 | Commercial_2028_SC B_MW_After Competition Groups_CO Sensors for parking garage exhaust fans
Commercial | Com ¦ Energy Efficient Laboratory Fume Hood | 2028 | SC B | MW | After Competition Groups | 2.1545 | 0 | 0 | 1078.9549 | 0.0019968 | 42 | Commercial_2028_SC B_MW_After Competition Groups_42 | Energy Efficient Laboratory Fume Hood | 0.1997% | 0 | 2.1545 | Commercial_2028_SC B_MW_After Competition Groups_Energy Efficient Laboratory Fume Hood
Commercial | Com ¦ Water Heating (DHW) Pipe Insulation (Add 3/4\ Foam)" | 2028 | SC B | MW | After Competition Groups | 1.7302 | 0 | 0 | 1078.9549 | 0.0016036 | 43 | Commercial_2028_SC B_MW_After Competition Groups_43 | Water Heating (DHW) Pipe Insulation (Add 3/4\ Foam)" | 0.1604% | 0 | 1.7302 | Commercial_2028_SC B_MW_After Competition Groups_Water Heating (DHW) Pipe Insulation (Add 3/4\ Foam)"
Commercial | Com ¦ Outside Air Economizer | 2028 | SC B | MW | After Competition Groups | 1.4517 | 0 | 0 | 1078.9549 | 0.0013454 | 44 | Commercial_2028_SC B_MW_After Competition Groups_44 | Outside Air Economizer | 0.1345% | 0 | 1.4517 | Commercial_2028_SC B_MW_After Competition Groups_Outside Air Economizer
Commercial | Com ¦ Suction Pipe Insulation Freezer/Refrigerator | 2028 | SC B | MW | After Competition Groups | 1.175 | 0 | 0 | 1078.9549 | 0.001089 | 45 | Commercial_2028_SC B_MW_After Competition Groups_45 | Suction Pipe Insulation Freezer/Refrigerator | 0.1089% | 0 | 1.175 | Commercial_2028_SC B_MW_After Competition Groups_Suction Pipe Insulation Freezer/Refrigerator
Commercial | Com ¦ ENERGY STAR Fryer (84% eff) | 2028 | SC B | MW | After Competition Groups | 0.96991 | 0 | 0 | 1078.9549 | 0.00089893 | 46 | Commercial_2028_SC B_MW_After Competition Groups_46 | ENERGY STAR Fryer (84% eff) | 0.08989% | 0 | 0.96991 | Commercial_2028_SC B_MW_After Competition Groups_ENERGY STAR Fryer (84% eff)
Commercial | Com ¦ ENERGY STAR Steam Cookers | 2028 | SC B | MW | After Competition Groups | 0.62118 | 0 | 0 | 1078.9549 | 0.00057573 | 47 | Commercial_2028_SC B_MW_After Competition Groups_47 | ENERGY STAR Steam Cookers | 0.05757% | 0 | 0.62118 | Commercial_2028_SC B_MW_After Competition Groups_ENERGY STAR Steam Cookers
Commercial | Com ¦ Thermostat Setback | 2028 | SC B | MW | After Competition Groups | 0.59843 | 0 | 0 | 1078.9549 | 0.00055464 | 48 | Commercial_2028_SC B_MW_After Competition Groups_48 | Thermostat Setback | 0.05546% | 0 | 0.59843 | Commercial_2028_SC B_MW_After Competition Groups_Thermostat Setback
Commercial | Com ¦ Ozone Laundry Treatment | 2028 | SC B | MW | After Competition Groups | 0.54349 | 0 | 0 | 1078.9549 | 0.00050372 | 49 | Commercial_2028_SC B_MW_After Competition Groups_49 | Ozone Laundry Treatment | 0.05037% | 0 | 0.54349 | Commercial_2028_SC B_MW_After Competition Groups_Ozone Laundry Treatment
Commercial | Com ¦ ENERGY STAR Dishwasher | 2028 | SC B | MW | After Competition Groups | 0.49122 | 0 | 0 | 1078.9549 | 0.00045527 | 50 | Commercial_2028_SC B_MW_After Competition Groups_50 | ENERGY STAR Dishwasher | 0.04553% | 0 | 0.49122 | Commercial_2028_SC B_MW_After Competition Groups_ENERGY STAR Dishwasher
Commercial | Com ¦ Condensing Make Up Air Unit | 2028 | SC B | MW | After Competition Groups | 0.38713 | 0 | 0 | 1078.9549 | 0.0003588 | 51 | Commercial_2028_SC B_MW_After Competition Groups_51 | Condensing Make Up Air Unit | 0.03588% | 0 | 0.38713 | Commercial_2028_SC B_MW_After Competition Groups_Condensing Make Up Air Unit
Commercial | Com ¦ ECM MOTORS FOR HVAC APPLICATION (FAN-POWERED VAV BOX) | 2028 | SC B | MW | After Competition Groups | 0.22427 | 0 | 0 | 1078.9549 | 0.00020786 | 52 | Commercial_2028_SC B_MW_After Competition Groups_52 | ECM MOTORS FOR HVAC APPLICATION (FAN-POWERED VAV BOX) | 0.02079% | 0 | 0.22427 | Commercial_2028_SC B_MW_After Competition Groups_ECM MOTORS FOR HVAC APPLICATION (FAN-POWERED VAV BOX)
Commercial | Com ¦ PTAC (12 EER/10,000 BTU) | 2028 | SC B | MW | After Competition Groups | 0.19629 | 0 | 0 | 1078.9549 | 0.00018193 | 53 | Commercial_2028_SC B_MW_After Competition Groups_53 | PTAC (12 EER/10,000 BTU) | 0.01819% | 0 | 0.19629 | Commercial_2028_SC B_MW_After Competition Groups_PTAC (12 EER/10,000 BTU)
Commercial | COM ¦ Ductless Mini-Split Heat Pumps | 2028 | SC B | MW | After Competition Groups | 0.15512 | 0 | 0 | 1078.9549 | 0.00014377 | 54 | Commercial_2028_SC B_MW_After Competition Groups_54 | Ductless Mini-Split Heat Pumps | 0.01438% | 0 | 0.15512 | Commercial_2028_SC B_MW_After Competition Groups_Ductless Mini-Split Heat Pumps
Commercial | Com ¦ Auto Off Time Switch or Time Clock control | 2028 | SC B | MW | After Competition Groups | 0.12574 | 0 | 0 | 1078.9549 | 0.00011654 | 55 | Commercial_2028_SC B_MW_After Competition Groups_55 | Auto Off Time Switch or Time Clock control | 0.01165% | 0 | 0.12574 | Commercial_2028_SC B_MW_After Competition Groups_Auto Off Time Switch or Time Clock control
Commercial | Com ¦ Demand controlled Circulating Systems | 2028 | SC B | MW | After Competition Groups | 0.11522 | 0 | 0 | 1078.9549 | 0.00010679 | 56 | Commercial_2028_SC B_MW_After Competition Groups_56 | Demand controlled Circulating Systems | 0.01068% | 0 | 0.11522 | Commercial_2028_SC B_MW_After Competition Groups_Demand controlled Circulating Systems
Commercial | Com ¦ Notched V belts for HVAC Systems | 2028 | SC B | MW | After Competition Groups | 0.10691 | 0 | 0 | 1078.9549 | 9.9086e-05 | 57 | Commercial_2028_SC B_MW_After Competition Groups_57 | Notched V belts for HVAC Systems | 0.009909% | 0 | 0.10691 | Commercial_2028_SC B_MW_After Competition Groups_Notched V belts for HVAC Systems
Commercial | Com ¦ Solar Water Preheat (Pools/DHW) | 2028 | SC B | MW | After Competition Groups | 0.10647 | 0 | 0 | 1078.9549 | 9.8674e-05 | 58 | Commercial_2028_SC B_MW_After Competition Groups_58 | Solar Water Preheat (Pools/DHW) | 0.009867% | 0 | 0.10647 | Commercial_2028_SC B_MW_After Competition Groups_Solar Water Preheat (Pools/DHW)
Commercial | Com ¦ CEE Tier 2/Energy Star Clothes Washers | 2028 | SC B | MW | After Competition Groups | 0.10541 | 0 | 0 | 1078.9549 | 9.7694e-05 | 59 | Commercial_2028_SC B_MW_After Competition Groups_59 | CEE Tier 2/Energy Star Clothes Washers | 0.009769% | 0 | 0.10541 | Commercial_2028_SC B_MW_After Competition Groups_CEE Tier 2/Energy Star Clothes Washers
Commercial | Com ¦ HVAC Optimization | 2028 | SC B | MW | After Competition Groups | 0.073477 | 0 | 0 | 1078.9549 | 6.81e-05 | 60 | Commercial_2028_SC B_MW_After Competition Groups_60 | HVAC Optimization | 0.00681% | 0 | 0.073477 | Commercial_2028_SC B_MW_After Competition Groups_HVAC Optimization
Commercial | Com ¦ Low Flow Pre-Rinse Spray Nozzle | 2028 | SC B | MW | After Competition Groups | 0.064211 | 0 | 0 | 1078.9549 | 5.9512e-05 | 61 | Commercial_2028_SC B_MW_After Competition Groups_61 | Low Flow Pre-Rinse Spray Nozzle | 0.005951% | 0 | 0.064211 | Commercial_2028_SC B_MW_After Competition Groups_Low Flow Pre-Rinse Spray Nozzle
Commercial | Com ¦ Commercial Hot Food Holding Cabinets | 2028 | SC B | MW | After Competition Groups | 0.044431 | 0 | 0 | 1078.9549 | 4.118e-05 | 62 | Commercial_2028_SC B_MW_After Competition Groups_62 | Commercial Hot Food Holding Cabinets | 0.004118% | 0 | 0.044431 | Commercial_2028_SC B_MW_After Competition Groups_Commercial Hot Food Holding Cabinets
Commercial | Com ¦ Wall Insulation | 2028 | SC B | MW | After Competition Groups | 0.041396 | 0 | 0 | 1078.9549 | 3.8366e-05 | 63 | Commercial_2028_SC B_MW_After Competition Groups_63 | Wall Insulation | 0.003837% | 0 | 0.041396 | Commercial_2028_SC B_MW_After Competition Groups_Wall Insulation
Commercial | Com ¦ Condensing Unit Heaters or other Efficient Unit Heating System | 2028 | SC B | MW | After Competition Groups | 0.038835 | 0 | 0 | 1078.9549 | 3.5993e-05 | 64 | Commercial_2028_SC B_MW_After Competition Groups_64 | Condensing Unit Heaters or other Efficient Unit Heating System | 0.003599% | 0 | 0.038835 | Commercial_2028_SC B_MW_After Competition Groups_Condensing Unit Heaters or other Efficient Unit Heating System
Commercial | Com ¦ High Efficiency Small Instantaneous Water Heater | 2028 | SC B | MW | After Competition Groups | 0.033146 | 0 | 0 | 1078.9549 | 3.072e-05 | 65 | Commercial_2028_SC B_MW_After Competition Groups_65 | High Efficiency Small Instantaneous Water Heater | 0.003072% | 0 | 0.033146 | Commercial_2028_SC B_MW_After Competition Groups_High Efficiency Small Instantaneous Water Heater
Commercial | Com ¦ Room AC (w/ louvered sides) 14 SEER from 12 SEER code | 2028 | SC B | MW | After Competition Groups | 0.027241 | 0 | 0 | 1078.9549 | 2.5247e-05 | 66 | Commercial_2028_SC B_MW_After Competition Groups_66 | Room AC (w/ louvered sides) 14 SEER from 12 SEER code | 0.002525% | 0 | 0.027241 | Commercial_2028_SC B_MW_After Competition Groups_Room AC (w/ louvered sides) 14 SEER from 12 SEER code
Commercial | Com ¦ High Efficiency Chiller (avg of water and air cooled) | 2028 | SC B | MW | After Competition Groups | 0.020646 | 0 | 0 | 1078.9549 | 1.9135e-05 | 67 | Commercial_2028_SC B_MW_After Competition Groups_67 | High Efficiency Chiller (avg of water and air cooled) | 0.001914% | 0 | 0.020646 | Commercial_2028_SC B_MW_After Competition Groups_High Efficiency Chiller (avg of water and air cooled)
Commercial | Com ¦ Energy Recovery Ventilation and Ventilation (Enhanced) | 2028 | SC B | MW | After Competition Groups | 0.017728 | 0 | 0 | 1078.9549 | 1.643e-05 | 68 | Commercial_2028_SC B_MW_After Competition Groups_68 | Energy Recovery Ventilation and Ventilation (Enhanced) | 0.001643% | 0 | 0.017728 | Commercial_2028_SC B_MW_After Competition Groups_Energy Recovery Ventilation and Ventilation (Enhanced)
Commercial | Com ¦ VSD Air Compressor | 2028 | SC B | MW | After Competition Groups | 0.016152 | 0 | 0 | 1078.9549 | 1.497e-05 | 69 | Commercial_2028_SC B_MW_After Competition Groups_69 | VSD Air Compressor | 0.001497% | 0 | 0.016152 | Commercial_2028_SC B_MW_After Competition Groups_VSD Air Compressor
Commercial | Com ¦ LED RECESSED DOWNLIGHTS | 2028 | SC B | MW | After Competition Groups | 0.0068278 | 0 | 0 | 1078.9549 | 6.3281e-06 | 70 | Commercial_2028_SC B_MW_After Competition Groups_70 | LED RECESSED DOWNLIGHTS | 0.0006328% | 0 | 0.0068278 | Commercial_2028_SC B_MW_After Competition Groups_LED RECESSED DOWNLIGHTS
Commercial | Com ¦ Air Curtains | 2028 | SC B | MW | After Competition Groups | 0.0048739 | 0 | 0 | 1078.9549 | 4.5173e-06 | 71 | Commercial_2028_SC B_MW_After Competition Groups_71 | Air Curtains | 0.0004517% | 0 | 0.0048739 | Commercial_2028_SC B_MW_After Competition Groups_Air Curtains
Commercial | Com ¦ EC Plug Fan for Data Center (under cabinet) | 2028 | SC B | MW | After Competition Groups | 0.0025988 | 0 | 0 | 1078.9549 | 2.4086e-06 | 72 | Commercial_2028_SC B_MW_After Competition Groups_72 | EC Plug Fan for Data Center (under cabinet) | 0.0002409% | 0 | 0.0025988 | Commercial_2028_SC B_MW_After Competition Groups_EC Plug Fan for Data Center (under cabinet)
Commercial | Com ¦ Electric Convection Combination Ovens | 2028 | SC B | MW | After Competition Groups | 0.00024674 | 0 | 0 | 1078.9549 | 2.2868e-07 | 73 | Commercial_2028_SC B_MW_After Competition Groups_73 | Electric Convection Combination Ovens | 2.287e-05% | 0 | 0.00024674 | Commercial_2028_SC B_MW_After Competition Groups_Electric Convection Combination Ovens
Commercial | Com ¦ LLLC - Low Impact Application | 2028 | SC B | MW | After Competition Groups | 3.7739e-19 | 0 | 0 | 1078.9549 | 3.4978e-22 | 74 | Commercial_2028_SC B_MW_After Competition Groups_74 | LLLC - Low Impact Application | 3.498e-20% | 0 | 3.7739e-19 | Commercial_2028_SC B_MW_After Competition Groups_LLLC - Low Impact Application
Commercial | Com ¦ LLLC - High Impact Application | 2028 | SC B | MW | After Competition Groups | 1.2903e-19 | 0 | 0 | 1078.9549 | 1.1959e-22 | 75 | Commercial_2028_SC B_MW_After Competition Groups_75 | LLLC - High Impact Application | 1.196e-20% | 0 | 1.2903e-19 | Commercial_2028_SC B_MW_After Competition Groups_LLLC - High Impact Application
Commercial | Com ¦ Networked/Connected - High Impact Application | 2028 | SC B | MW | After Competition Groups | 1.3381e-21 | 0 | 0 | 1078.9549 | 1.2402e-24 | 76 | Commercial_2028_SC B_MW_After Competition Groups_76 | Networked/Connected - High Impact Application | 1.24e-22% | 0 | 1.3381e-21 | Commercial_2028_SC B_MW_After Competition Groups_Networked/Connected - High Impact Application
Commercial | Com ¦ Networked/Connected - Low Impact Application | 2028 | SC B | MW | After Competition Groups | 7.3584e-22 | 0 | 0 | 1078.9549 | 6.8199e-25 | 77 | Commercial_2028_SC B_MW_After Competition Groups_77 | Networked/Connected - Low Impact Application | 6.82e-23% | 0 | 7.3584e-22 | Commercial_2028_SC B_MW_After Competition Groups_Networked/Connected - Low Impact Application
Commercial | Com ¦ Efficient compressor motor | 2028 | SC B | MW | After Competition Groups | 0 | 0 | 0 | 1078.9549 | 0 | 78 | Commercial_2028_SC B_MW_After Competition Groups_78 | Efficient compressor motor | 0% | 0 | 0 | Commercial_2028_SC B_MW_After Competition Groups_Efficient compressor motor
Commercial | Com ¦ Indoor Daylight Sensors/Photocell Dimming Control | 2028 | SC B | MW | After Competition Groups | 0 | 0 | 0 | 1078.9549 | 0 | 79 | Commercial_2028_SC B_MW_After Competition Groups_79 | Indoor Daylight Sensors/Photocell Dimming Control | 0% | 0 | 0 | Commercial_2028_SC B_MW_After Competition Groups_Indoor Daylight Sensors/Photocell Dimming Control
Commercial | Com ¦ Variable Refrigerant Flow Heat Pump | 2028 | SC B | MW | After Competition Groups | 0 | 0 | 0 | 1078.9549 | 0 | 80 | Commercial_2028_SC B_MW_After Competition Groups_80 | Variable Refrigerant Flow Heat Pump | 0% | 0 | 0 | Commercial_2028_SC B_MW_After Competition Groups_Variable Refrigerant Flow Heat Pump
Commercial | Com ¦ LED Low/High Bay | 2028 | SC C | MW | After Competition Groups | 111.6117 | 0 | 0 | 773.5603 | 0.14428 | 1 | Commercial_2028_SC C_MW_After Competition Groups_1 | LED Low/High Bay | 14.43% | 0 | 111.6117 | Commercial_2028_SC C_MW_After Competition Groups_LED Low/High Bay
Commercial | Com ¦ ENERGY STAR LED LAMPS (REFLECTOR LAMPs/MR16/PAR 16) | 2028 | SC C | MW | After Competition Groups | 104.4652 | 0 | 0 | 773.5603 | 0.13504 | 2 | Commercial_2028_SC C_MW_After Competition Groups_2 | ENERGY STAR LED LAMPS (REFLECTOR LAMPs/MR16/PAR 16) | 13.5% | 0 | 104.4652 | Commercial_2028_SC C_MW_After Competition Groups_ENERGY STAR LED LAMPS (REFLECTOR LAMPs/MR16/PAR 16)
Commercial | Com ¦ LED Troffer/Surface/Suspended | 2028 | SC C | MW | After Competition Groups | 97.5479 | 0 | 0 | 773.5603 | 0.1261 | 3 | Commercial_2028_SC C_MW_After Competition Groups_3 | LED Troffer/Surface/Suspended | 12.61% | 0 | 97.5479 | Commercial_2028_SC C_MW_After Competition Groups_LED Troffer/Surface/Suspended
Commercial | Com ¦ LED Replacement Lamp (Tube) | 2028 | SC C | MW | After Competition Groups | 55.3003 | 0 | 0 | 773.5603 | 0.071488 | 4 | Commercial_2028_SC C_MW_After Competition Groups_4 | LED Replacement Lamp (Tube) | 7.149% | 0 | 55.3003 | Commercial_2028_SC C_MW_After Competition Groups_LED Replacement Lamp (Tube)
Commercial | Com ¦ High Efficiency Air Source Heat Pump | 2028 | SC C | MW | After Competition Groups | 45.8503 | 0 | 0 | 773.5603 | 0.059272 | 5 | Commercial_2028_SC C_MW_After Competition Groups_5 | High Efficiency Air Source Heat Pump | 5.927% | 0 | 45.8503 | Commercial_2028_SC C_MW_After Competition Groups_High Efficiency Air Source Heat Pump
Commercial | Com ¦ Building Recommissioning, Operations and Maintenance (O&M) Improvements | 2028 | SC C | MW | After Competition Groups | 39.0598 | 0 | 0 | 773.5603 | 0.050494 | 6 | Commercial_2028_SC C_MW_After Competition Groups_6 | Building Recommissioning, Operations and Maintenance (O&M) Improvements | 5.049% | 0 | 39.0598 | Commercial_2028_SC C_MW_After Competition Groups_Building Recommissioning, Operations and Maintenance (O&M) Improvements
Commercial | Com ¦ Education and Capacity Building/Energy Behavior | 2028 | SC C | MW | After Competition Groups | 29.9322 | 0 | 0 | 773.5603 | 0.038694 | 7 | Commercial_2028_SC C_MW_After Competition Groups_7 | Education and Capacity Building/Energy Behavior | 3.869% | 0 | 29.9322 | Commercial_2028_SC C_MW_After Competition Groups_Education and Capacity Building/Energy Behavior
Commercial | Com ¦ Unitary Air-Conditioning Unit | 2028 | SC C | MW | After Competition Groups | 27.0112 | 0 | 0 | 773.5603 | 0.034918 | 8 | Commercial_2028_SC C_MW_After Competition Groups_8 | Unitary Air-Conditioning Unit | 3.492% | 0 | 27.0112 | Commercial_2028_SC C_MW_After Competition Groups_Unitary Air-Conditioning Unit
Commercial | Com ¦ Advanced BAS/Controllers | 2028 | SC C | MW | After Competition Groups | 22.5239 | 0 | 0 | 773.5603 | 0.029117 | 9 | Commercial_2028_SC C_MW_After Competition Groups_9 | Advanced BAS/Controllers | 2.912% | 0 | 22.5239 | Commercial_2028_SC C_MW_After Competition Groups_Advanced BAS/Controllers
Commercial | Com ¦ Data Center Storage/Server Virtualization | 2028 | SC C | MW | After Competition Groups | 21.7619 | 0 | 0 | 773.5603 | 0.028132 | 10 | Commercial_2028_SC C_MW_After Competition Groups_10 | Data Center Storage/Server Virtualization | 2.813% | 0 | 21.7619 | Commercial_2028_SC C_MW_After Competition Groups_Data Center Storage/Server Virtualization
Commercial | Com ¦ LED or Equivalent Sign Lighting | 2028 | SC C | MW | After Competition Groups | 21.1328 | 0 | 0 | 773.5603 | 0.027319 | 11 | Commercial_2028_SC C_MW_After Competition Groups_11 | LED or Equivalent Sign Lighting | 2.732% | 0 | 21.1328 | Commercial_2028_SC C_MW_After Competition Groups_LED or Equivalent Sign Lighting
Commercial | Com ¦ Reach-in Shaded Pole to ECM/PSC Evaporator Fan Motor | 2028 | SC C | MW | After Competition Groups | 17.4668 | 0 | 0 | 773.5603 | 0.02258 | 12 | Commercial_2028_SC C_MW_After Competition Groups_12 | Reach-in Shaded Pole to ECM/PSC Evaporator Fan Motor | 2.258% | 0 | 17.4668 | Commercial_2028_SC C_MW_After Competition Groups_Reach-in Shaded Pole to ECM/PSC Evaporator Fan Motor
Commercial | Com ¦ Adaptive Thermostats | 2028 | SC C | MW | After Competition Groups | 16.1627 | 0 | 0 | 773.5603 | 0.020894 | 13 | Commercial_2028_SC C_MW_After Competition Groups_13 | Adaptive Thermostats | 2.089% | 0 | 16.1627 | Commercial_2028_SC C_MW_After Competition Groups_Adaptive Thermostats
Commercial | Com ¦ Refrigerated Display Case Doors | 2028 | SC C | MW | After Competition Groups | 15.5218 | 0 | 0 | 773.5603 | 0.020065 | 14 | Commercial_2028_SC C_MW_After Competition Groups_14 | Refrigerated Display Case Doors | 2.007% | 0 | 15.5218 | Commercial_2028_SC C_MW_After Competition Groups_Refrigerated Display Case Doors
Commercial | Com ¦ Strip Curtains | 2028 | SC C | MW | After Competition Groups | 13.3312 | 0 | 0 | 773.5603 | 0.017234 | 15 | Commercial_2028_SC C_MW_After Competition Groups_15 | Strip Curtains | 1.723% | 0 | 13.3312 | Commercial_2028_SC C_MW_After Competition Groups_Strip Curtains
Commercial | Com ¦ ENERGY STAR LED LAMPS (General Service Lamps) | 2028 | SC C | MW | After Competition Groups | 13.2532 | 0 | 0 | 773.5603 | 0.017133 | 16 | Commercial_2028_SC C_MW_After Competition Groups_16 | ENERGY STAR LED LAMPS (General Service Lamps) | 1.713% | 0 | 13.2532 | Commercial_2028_SC C_MW_After Competition Groups_ENERGY STAR LED LAMPS (General Service Lamps)
Commercial | Com ¦ Chilled Water Optimization | 2028 | SC C | MW | After Competition Groups | 11.6104 | 0 | 0 | 773.5603 | 0.015009 | 17 | Commercial_2028_SC C_MW_After Competition Groups_17 | Chilled Water Optimization | 1.501% | 0 | 11.6104 | Commercial_2028_SC C_MW_After Competition Groups_Chilled Water Optimization
Commercial | Com ¦ Furnace Tune-Up | 2028 | SC C | MW | After Competition Groups | 11.0751 | 0 | 0 | 773.5603 | 0.014317 | 18 | Commercial_2028_SC C_MW_After Competition Groups_18 | Furnace Tune-Up | 1.432% | 0 | 11.0751 | Commercial_2028_SC C_MW_After Competition Groups_Furnace Tune-Up
Commercial | Com ¦ Demand Control Ventilation | 2028 | SC C | MW | After Competition Groups | 9.2603 | 0 | 0 | 773.5603 | 0.011971 | 19 | Commercial_2028_SC C_MW_After Competition Groups_19 | Demand Control Ventilation | 1.197% | 0 | 9.2603 | Commercial_2028_SC C_MW_After Competition Groups_Demand Control Ventilation
Commercial | Com ¦ Centrally controlled desktop PC/NETWORK PC POWER MANAGEMENT SOFTWARE | 2028 | SC C | MW | After Competition Groups | 9.0939 | 0 | 0 | 773.5603 | 0.011756 | 20 | Commercial_2028_SC C_MW_After Competition Groups_20 | Centrally controlled desktop PC/NETWORK PC POWER MANAGEMENT SOFTWARE | 1.176% | 0 | 9.0939 | Commercial_2028_SC C_MW_After Competition Groups_Centrally controlled desktop PC/NETWORK PC POWER MANAGEMENT SOFTWARE
Commercial | Com ¦ Variable Frequency Drive (VFD) | 2028 | SC C | MW | After Competition Groups | 7.807 | 0 | 0 | 773.5603 | 0.010092 | 21 | Commercial_2028_SC C_MW_After Competition Groups_21 | Variable Frequency Drive (VFD) | 1.009% | 0 | 7.807 | Commercial_2028_SC C_MW_After Competition Groups_Variable Frequency Drive (VFD)
Commercial | Com ¦ VFD on Pumps | 2028 | SC C | MW | After Competition Groups | 7.2897 | 0 | 0 | 773.5603 | 0.0094235 | 22 | Commercial_2028_SC C_MW_After Competition Groups_22 | VFD on Pumps | 0.9424% | 0 | 7.2897 | Commercial_2028_SC C_MW_After Competition Groups_VFD on Pumps
Commercial | Com ¦ Refrigerated Display Case LED | 2028 | SC C | MW | After Competition Groups | 6.9822 | 0 | 0 | 773.5603 | 0.0090261 | 23 | Commercial_2028_SC C_MW_After Competition Groups_23 | Refrigerated Display Case LED | 0.9026% | 0 | 6.9822 | Commercial_2028_SC C_MW_After Competition Groups_Refrigerated Display Case LED
Commercial | Com ¦ LED EXTERIOR AREA LIGHTS - LED fixture (200W) | 2028 | SC C | MW | After Competition Groups | 5.4166 | 0 | 0 | 773.5603 | 0.0070022 | 24 | Commercial_2028_SC C_MW_After Competition Groups_24 | LED EXTERIOR AREA LIGHTS - LED fixture (200W) | 0.7002% | 0 | 5.4166 | Commercial_2028_SC C_MW_After Competition Groups_LED EXTERIOR AREA LIGHTS - LED fixture (200W)
Commercial | Com ¦ LED parking lot fixture | 2028 | SC C | MW | After Competition Groups | 5.2536 | 0 | 0 | 773.5603 | 0.0067914 | 25 | Commercial_2028_SC C_MW_After Competition Groups_25 | LED parking lot fixture | 0.6791% | 0 | 5.2536 | Commercial_2028_SC C_MW_After Competition Groups_LED parking lot fixture
Commercial | Com ¦ Air Handler with Dedicated Outdoor Air Systems | 2028 | SC C | MW | After Competition Groups | 4.3126 | 0 | 0 | 773.5603 | 0.005575 | 26 | Commercial_2028_SC C_MW_After Competition Groups_26 | Air Handler with Dedicated Outdoor Air Systems | 0.5575% | 0 | 4.3126 | Commercial_2028_SC C_MW_After Competition Groups_Air Handler with Dedicated Outdoor Air Systems
Commercial | Com ¦ ECM MOTORS FOR EVAPORATOR FANS for refrigeration (WALK-IN) | 2028 | SC C | MW | After Competition Groups | 3.9938 | 0 | 0 | 773.5603 | 0.0051628 | 27 | Commercial_2028_SC C_MW_After Competition Groups_27 | ECM MOTORS FOR EVAPORATOR FANS for refrigeration (WALK-IN) | 0.5163% | 0 | 3.9938 | Commercial_2028_SC C_MW_After Competition Groups_ECM MOTORS FOR EVAPORATOR FANS for refrigeration (WALK-IN)
Commercial | Com ¦ Freezer Case Light Sensor | 2028 | SC C | MW | After Competition Groups | 3.444 | 0 | 0 | 773.5603 | 0.0044521 | 28 | Commercial_2028_SC C_MW_After Competition Groups_28 | Freezer Case Light Sensor | 0.4452% | 0 | 3.444 | Commercial_2028_SC C_MW_After Competition Groups_Freezer Case Light Sensor
Commercial | Com ¦ Evaporator Fan Controls | 2028 | SC C | MW | After Competition Groups | 3.3553 | 0 | 0 | 773.5603 | 0.0043374 | 29 | Commercial_2028_SC C_MW_After Competition Groups_29 | Evaporator Fan Controls | 0.4337% | 0 | 3.3553 | Commercial_2028_SC C_MW_After Competition Groups_Evaporator Fan Controls
Commercial | Com ¦ ENERGY STAR Griddle (74% eff) | 2028 | SC C | MW | After Competition Groups | 3.2958 | 0 | 0 | 773.5603 | 0.0042605 | 30 | Commercial_2028_SC C_MW_After Competition Groups_30 | ENERGY STAR Griddle (74% eff) | 0.4261% | 0 | 3.2958 | Commercial_2028_SC C_MW_After Competition Groups_ENERGY STAR Griddle (74% eff)
Commercial | Com ¦ Demand Control Kitchen Ventilation | 2028 | SC C | MW | After Competition Groups | 3.284 | 0 | 0 | 773.5603 | 0.0042453 | 31 | Commercial_2028_SC C_MW_After Competition Groups_31 | Demand Control Kitchen Ventilation | 0.4245% | 0 | 3.284 | Commercial_2028_SC C_MW_After Competition Groups_Demand Control Kitchen Ventilation
Commercial | Com ¦ LED street light fixture | 2028 | SC C | MW | After Competition Groups | 3.2134 | 0 | 0 | 773.5603 | 0.0041541 | 32 | Commercial_2028_SC C_MW_After Competition Groups_32 | LED street light fixture | 0.4154% | 0 | 3.2134 | Commercial_2028_SC C_MW_After Competition Groups_LED street light fixture
Commercial | Com ¦ Door Gasket Freezer/Refrigerator | 2028 | SC C | MW | After Competition Groups | 3.1333 | 0 | 0 | 773.5603 | 0.0040505 | 33 | Commercial_2028_SC C_MW_After Competition Groups_33 | Door Gasket Freezer/Refrigerator | 0.405% | 0 | 3.1333 | Commercial_2028_SC C_MW_After Competition Groups_Door Gasket Freezer/Refrigerator
Commercial | Com ¦ Occupancy Sensors | 2028 | SC C | MW | After Competition Groups | 2.4182 | 0 | 0 | 773.5603 | 0.0031261 | 34 | Commercial_2028_SC C_MW_After Competition Groups_34 | Occupancy Sensors | 0.3126% | 0 | 2.4182 | Commercial_2028_SC C_MW_After Competition Groups_Occupancy Sensors
Commercial | Com ¦ Water Source Heat Pump (4 ton) | 2028 | SC C | MW | After Competition Groups | 2.2121 | 0 | 0 | 773.5603 | 0.0028596 | 35 | Commercial_2028_SC C_MW_After Competition Groups_35 | Water Source Heat Pump (4 ton) | 0.286% | 0 | 2.2121 | Commercial_2028_SC C_MW_After Competition Groups_Water Source Heat Pump (4 ton)
Commercial | Com ¦ Duct Insulation, R8 | 2028 | SC C | MW | After Competition Groups | 2.057 | 0 | 0 | 773.5603 | 0.0026592 | 36 | Commercial_2028_SC C_MW_After Competition Groups_36 | Duct Insulation, R8 | 0.2659% | 0 | 2.057 | Commercial_2028_SC C_MW_After Competition Groups_Duct Insulation, R8
Commercial | Com ¦ Elec Storage WH 2.30 Et | 2028 | SC C | MW | After Competition Groups | 1.2615 | 0 | 0 | 773.5603 | 0.0016307 | 37 | Commercial_2028_SC C_MW_After Competition Groups_37 | Elec Storage WH 2.30 Et | 0.1631% | 0 | 1.2615 | Commercial_2028_SC C_MW_After Competition Groups_Elec Storage WH 2.30 Et
Commercial | Com ¦ BEVERAGE VENDING MACHINE CONTROLS | 2028 | SC C | MW | After Competition Groups | 1.2497 | 0 | 0 | 773.5603 | 0.0016155 | 38 | Commercial_2028_SC C_MW_After Competition Groups_38 | BEVERAGE VENDING MACHINE CONTROLS | 0.1615% | 0 | 1.2497 | Commercial_2028_SC C_MW_After Competition Groups_BEVERAGE VENDING MACHINE CONTROLS
Commercial | Com ¦ Temperature Adjustment in Commercial Freezers | 2028 | SC C | MW | After Competition Groups | 1.228 | 0 | 0 | 773.5603 | 0.0015875 | 39 | Commercial_2028_SC C_MW_After Competition Groups_39 | Temperature Adjustment in Commercial Freezers | 0.1588% | 0 | 1.228 | Commercial_2028_SC C_MW_After Competition Groups_Temperature Adjustment in Commercial Freezers
Commercial | Com ¦ CO Sensors for parking garage exhaust fans | 2028 | SC C | MW | After Competition Groups | 1.06 | 0 | 0 | 773.5603 | 0.0013702 | 40 | Commercial_2028_SC C_MW_After Competition Groups_40 | CO Sensors for parking garage exhaust fans | 0.137% | 0 | 1.06 | Commercial_2028_SC C_MW_After Competition Groups_CO Sensors for parking garage exhaust fans
Commercial | Com ¦ Vertical Night Covers | 2028 | SC C | MW | After Competition Groups | 1.0144 | 0 | 0 | 773.5603 | 0.0013114 | 41 | Commercial_2028_SC C_MW_After Competition Groups_41 | Vertical Night Covers | 0.1311% | 0 | 1.0144 | Commercial_2028_SC C_MW_After Competition Groups_Vertical Night Covers
Commercial | Com ¦ Energy Efficient Laboratory Fume Hood | 2028 | SC C | MW | After Competition Groups | 0.9746 | 0 | 0 | 773.5603 | 0.0012599 | 42 | Commercial_2028_SC C_MW_After Competition Groups_42 | Energy Efficient Laboratory Fume Hood | 0.126% | 0 | 0.9746 | Commercial_2028_SC C_MW_After Competition Groups_Energy Efficient Laboratory Fume Hood
Commercial | Com ¦ ENERGY STAR Fryer (84% eff) | 2028 | SC C | MW | After Competition Groups | 0.96991 | 0 | 0 | 773.5603 | 0.0012538 | 43 | Commercial_2028_SC C_MW_After Competition Groups_43 | ENERGY STAR Fryer (84% eff) | 0.1254% | 0 | 0.96991 | Commercial_2028_SC C_MW_After Competition Groups_ENERGY STAR Fryer (84% eff)
Commercial | Com ¦ Outside Air Economizer | 2028 | SC C | MW | After Competition Groups | 0.82973 | 0 | 0 | 773.5603 | 0.0010726 | 44 | Commercial_2028_SC C_MW_After Competition Groups_44 | Outside Air Economizer | 0.1073% | 0 | 0.82973 | Commercial_2028_SC C_MW_After Competition Groups_Outside Air Economizer
Commercial | Com ¦ Water Heating (DHW) Pipe Insulation (Add 3/4\ Foam)" | 2028 | SC C | MW | After Competition Groups | 0.77919 | 0 | 0 | 773.5603 | 0.0010073 | 45 | Commercial_2028_SC C_MW_After Competition Groups_45 | Water Heating (DHW) Pipe Insulation (Add 3/4\ Foam)" | 0.1007% | 0 | 0.77919 | Commercial_2028_SC C_MW_After Competition Groups_Water Heating (DHW) Pipe Insulation (Add 3/4\ Foam)"
Commercial | Com ¦ ENERGY STAR Steam Cookers | 2028 | SC C | MW | After Competition Groups | 0.62119 | 0 | 0 | 773.5603 | 0.00080303 | 46 | Commercial_2028_SC C_MW_After Competition Groups_46 | ENERGY STAR Steam Cookers | 0.0803% | 0 | 0.62119 | Commercial_2028_SC C_MW_After Competition Groups_ENERGY STAR Steam Cookers
Commercial | Com ¦ Thermostat Setback | 2028 | SC C | MW | After Competition Groups | 0.59122 | 0 | 0 | 773.5603 | 0.00076429 | 47 | Commercial_2028_SC C_MW_After Competition Groups_47 | Thermostat Setback | 0.07643% | 0 | 0.59122 | Commercial_2028_SC C_MW_After Competition Groups_Thermostat Setback
Commercial | Com ¦ Suction Pipe Insulation Freezer/Refrigerator | 2028 | SC C | MW | After Competition Groups | 0.52814 | 0 | 0 | 773.5603 | 0.00068274 | 48 | Commercial_2028_SC C_MW_After Competition Groups_48 | Suction Pipe Insulation Freezer/Refrigerator | 0.06827% | 0 | 0.52814 | Commercial_2028_SC C_MW_After Competition Groups_Suction Pipe Insulation Freezer/Refrigerator
Commercial | Com ¦ ENERGY STAR Dishwasher | 2028 | SC C | MW | After Competition Groups | 0.45512 | 0 | 0 | 773.5603 | 0.00058834 | 49 | Commercial_2028_SC C_MW_After Competition Groups_49 | ENERGY STAR Dishwasher | 0.05883% | 0 | 0.45512 | Commercial_2028_SC C_MW_After Competition Groups_ENERGY STAR Dishwasher
Commercial | Com ¦ Condensing Make Up Air Unit | 2028 | SC C | MW | After Competition Groups | 0.27489 | 0 | 0 | 773.5603 | 0.00035536 | 50 | Commercial_2028_SC C_MW_After Competition Groups_50 | Condensing Make Up Air Unit | 0.03554% | 0 | 0.27489 | Commercial_2028_SC C_MW_After Competition Groups_Condensing Make Up Air Unit
Commercial | Com ¦ Ozone Laundry Treatment | 2028 | SC C | MW | After Competition Groups | 0.25882 | 0 | 0 | 773.5603 | 0.00033458 | 51 | Commercial_2028_SC C_MW_After Competition Groups_51 | Ozone Laundry Treatment | 0.03346% | 0 | 0.25882 | Commercial_2028_SC C_MW_After Competition Groups_Ozone Laundry Treatment
Commercial | Com ¦ ECM MOTORS FOR HVAC APPLICATION (FAN-POWERED VAV BOX) | 2028 | SC C | MW | After Competition Groups | 0.11922 | 0 | 0 | 773.5603 | 0.00015412 | 52 | Commercial_2028_SC C_MW_After Competition Groups_52 | ECM MOTORS FOR HVAC APPLICATION (FAN-POWERED VAV BOX) | 0.01541% | 0 | 0.11922 | Commercial_2028_SC C_MW_After Competition Groups_ECM MOTORS FOR HVAC APPLICATION (FAN-POWERED VAV BOX)
Commercial | COM ¦ Ductless Mini-Split Heat Pumps | 2028 | SC C | MW | After Competition Groups | 0.11064 | 0 | 0 | 773.5603 | 0.00014303 | 53 | Commercial_2028_SC C_MW_After Competition Groups_53 | Ductless Mini-Split Heat Pumps | 0.0143% | 0 | 0.11064 | Commercial_2028_SC C_MW_After Competition Groups_Ductless Mini-Split Heat Pumps
Commercial | Com ¦ CEE Tier 2/Energy Star Clothes Washers | 2028 | SC C | MW | After Competition Groups | 0.089443 | 0 | 0 | 773.5603 | 0.00011562 | 54 | Commercial_2028_SC C_MW_After Competition Groups_54 | CEE Tier 2/Energy Star Clothes Washers | 0.01156% | 0 | 0.089443 | Commercial_2028_SC C_MW_After Competition Groups_CEE Tier 2/Energy Star Clothes Washers
Commercial | Com ¦ LLLC - High Impact Application | 2028 | SC C | MW | After Competition Groups | 0.086426 | 0 | 0 | 773.5603 | 0.00011173 | 55 | Commercial_2028_SC C_MW_After Competition Groups_55 | LLLC - High Impact Application | 0.01117% | 0 | 0.086426 | Commercial_2028_SC C_MW_After Competition Groups_LLLC - High Impact Application
Commercial | Com ¦ PTAC (12 EER/10,000 BTU) | 2028 | SC C | MW | After Competition Groups | 0.080435 | 0 | 0 | 773.5603 | 0.00010398 | 56 | Commercial_2028_SC C_MW_After Competition Groups_56 | PTAC (12 EER/10,000 BTU) | 0.0104% | 0 | 0.080435 | Commercial_2028_SC C_MW_After Competition Groups_PTAC (12 EER/10,000 BTU)
Commercial | Com ¦ HVAC Optimization | 2028 | SC C | MW | After Competition Groups | 0.073477 | 0 | 0 | 773.5603 | 9.4986e-05 | 57 | Commercial_2028_SC C_MW_After Competition Groups_57 | HVAC Optimization | 0.009499% | 0 | 0.073477 | Commercial_2028_SC C_MW_After Competition Groups_HVAC Optimization
Commercial | Com ¦ Auto Off Time Switch or Time Clock control | 2028 | SC C | MW | After Competition Groups | 0.0586 | 0 | 0 | 773.5603 | 7.5753e-05 | 58 | Commercial_2028_SC C_MW_After Competition Groups_58 | Auto Off Time Switch or Time Clock control | 0.007575% | 0 | 0.0586 | Commercial_2028_SC C_MW_After Competition Groups_Auto Off Time Switch or Time Clock control
Commercial | Com ¦ LLLC - Low Impact Application | 2028 | SC C | MW | After Competition Groups | 0.057269 | 0 | 0 | 773.5603 | 7.4033e-05 | 59 | Commercial_2028_SC C_MW_After Competition Groups_59 | LLLC - Low Impact Application | 0.007403% | 0 | 0.057269 | Commercial_2028_SC C_MW_After Competition Groups_LLLC - Low Impact Application
Commercial | Com ¦ Notched V belts for HVAC Systems | 2028 | SC C | MW | After Competition Groups | 0.053865 | 0 | 0 | 773.5603 | 6.9633e-05 | 60 | Commercial_2028_SC C_MW_After Competition Groups_60 | Notched V belts for HVAC Systems | 0.006963% | 0 | 0.053865 | Commercial_2028_SC C_MW_After Competition Groups_Notched V belts for HVAC Systems
Commercial | Com ¦ Demand controlled Circulating Systems | 2028 | SC C | MW | After Competition Groups | 0.053136 | 0 | 0 | 773.5603 | 6.869e-05 | 61 | Commercial_2028_SC C_MW_After Competition Groups_61 | Demand controlled Circulating Systems | 0.006869% | 0 | 0.053136 | Commercial_2028_SC C_MW_After Competition Groups_Demand controlled Circulating Systems
Commercial | Com ¦ Low Flow Pre-Rinse Spray Nozzle | 2028 | SC C | MW | After Competition Groups | 0.049569 | 0 | 0 | 773.5603 | 6.408e-05 | 62 | Commercial_2028_SC C_MW_After Competition Groups_62 | Low Flow Pre-Rinse Spray Nozzle | 0.006408% | 0 | 0.049569 | Commercial_2028_SC C_MW_After Competition Groups_Low Flow Pre-Rinse Spray Nozzle
Commercial | Com ¦ Solar Water Preheat (Pools/DHW) | 2028 | SC C | MW | After Competition Groups | 0.043796 | 0 | 0 | 773.5603 | 5.6617e-05 | 63 | Commercial_2028_SC C_MW_After Competition Groups_63 | Solar Water Preheat (Pools/DHW) | 0.005662% | 0 | 0.043796 | Commercial_2028_SC C_MW_After Competition Groups_Solar Water Preheat (Pools/DHW)
Commercial | Com ¦ Commercial Hot Food Holding Cabinets | 2028 | SC C | MW | After Competition Groups | 0.030646 | 0 | 0 | 773.5603 | 3.9617e-05 | 64 | Commercial_2028_SC C_MW_After Competition Groups_64 | Commercial Hot Food Holding Cabinets | 0.003962% | 0 | 0.030646 | Commercial_2028_SC C_MW_After Competition Groups_Commercial Hot Food Holding Cabinets
Commercial | Com ¦ High Efficiency Chiller (avg of water and air cooled) | 2028 | SC C | MW | After Competition Groups | 0.020648 | 0 | 0 | 773.5603 | 2.6692e-05 | 65 | Commercial_2028_SC C_MW_After Competition Groups_65 | High Efficiency Chiller (avg of water and air cooled) | 0.002669% | 0 | 0.020648 | Commercial_2028_SC C_MW_After Competition Groups_High Efficiency Chiller (avg of water and air cooled)
Commercial | Com ¦ Wall Insulation | 2028 | SC C | MW | After Competition Groups | 0.018718 | 0 | 0 | 773.5603 | 2.4198e-05 | 66 | Commercial_2028_SC C_MW_After Competition Groups_66 | Wall Insulation | 0.00242% | 0 | 0.018718 | Commercial_2028_SC C_MW_After Competition Groups_Wall Insulation
Commercial | Com ¦ Condensing Unit Heaters or other Efficient Unit Heating System | 2028 | SC C | MW | After Competition Groups | 0.01754 | 0 | 0 | 773.5603 | 2.2674e-05 | 67 | Commercial_2028_SC C_MW_After Competition Groups_67 | Condensing Unit Heaters or other Efficient Unit Heating System | 0.002267% | 0 | 0.01754 | Commercial_2028_SC C_MW_After Competition Groups_Condensing Unit Heaters or other Efficient Unit Heating System
Commercial | Com ¦ Air Curtains | 2028 | SC C | MW | After Competition Groups | 0.014064 | 0 | 0 | 773.5603 | 1.8181e-05 | 68 | Commercial_2028_SC C_MW_After Competition Groups_68 | Air Curtains | 0.001818% | 0 | 0.014064 | Commercial_2028_SC C_MW_After Competition Groups_Air Curtains
Commercial | Com ¦ VSD Air Compressor | 2028 | SC C | MW | After Competition Groups | 0.013442 | 0 | 0 | 773.5603 | 1.7377e-05 | 69 | Commercial_2028_SC C_MW_After Competition Groups_69 | VSD Air Compressor | 0.001738% | 0 | 0.013442 | Commercial_2028_SC C_MW_After Competition Groups_VSD Air Compressor
Commercial | Com ¦ Room AC (w/ louvered sides) 14 SEER from 12 SEER code | 2028 | SC C | MW | After Competition Groups | 0.01133 | 0 | 0 | 773.5603 | 1.4647e-05 | 70 | Commercial_2028_SC C_MW_After Competition Groups_70 | Room AC (w/ louvered sides) 14 SEER from 12 SEER code | 0.001465% | 0 | 0.01133 | Commercial_2028_SC C_MW_After Competition Groups_Room AC (w/ louvered sides) 14 SEER from 12 SEER code
Commercial | Com ¦ LED RECESSED DOWNLIGHTS | 2028 | SC C | MW | After Competition Groups | 0.0068278 | 0 | 0 | 773.5603 | 8.8264e-06 | 71 | Commercial_2028_SC C_MW_After Competition Groups_71 | LED RECESSED DOWNLIGHTS | 0.0008826% | 0 | 0.0068278 | Commercial_2028_SC C_MW_After Competition Groups_LED RECESSED DOWNLIGHTS
Commercial | Com ¦ High Efficiency Small Instantaneous Water Heater | 2028 | SC C | MW | After Competition Groups | 0.0059151 | 0 | 0 | 773.5603 | 7.6466e-06 | 72 | Commercial_2028_SC C_MW_After Competition Groups_72 | High Efficiency Small Instantaneous Water Heater | 0.0007647% | 0 | 0.0059151 | Commercial_2028_SC C_MW_After Competition Groups_High Efficiency Small Instantaneous Water Heater
Commercial | Com ¦ Energy Recovery Ventilation and Ventilation (Enhanced) | 2028 | SC C | MW | After Competition Groups | 0.0056013 | 0 | 0 | 773.5603 | 7.2409e-06 | 73 | Commercial_2028_SC C_MW_After Competition Groups_73 | Energy Recovery Ventilation and Ventilation (Enhanced) | 0.0007241% | 0 | 0.0056013 | Commercial_2028_SC C_MW_After Competition Groups_Energy Recovery Ventilation and Ventilation (Enhanced)
Commercial | Com ¦ EC Plug Fan for Data Center (under cabinet) | 2028 | SC C | MW | After Competition Groups | 0.001725 | 0 | 0 | 773.5603 | 2.2299e-06 | 74 | Commercial_2028_SC C_MW_After Competition Groups_74 | EC Plug Fan for Data Center (under cabinet) | 0.000223% | 0 | 0.001725 | Commercial_2028_SC C_MW_After Competition Groups_EC Plug Fan for Data Center (under cabinet)
Commercial | Com ¦ Networked/Connected - High Impact Application | 2028 | SC C | MW | After Competition Groups | 0.00024708 | 0 | 0 | 773.5603 | 3.1941e-07 | 75 | Commercial_2028_SC C_MW_After Competition Groups_75 | Networked/Connected - High Impact Application | 3.194e-05% | 0 | 0.00024708 | Commercial_2028_SC C_MW_After Competition Groups_Networked/Connected - High Impact Application
Commercial | Com ¦ Electric Convection Combination Ovens | 2028 | SC C | MW | After Competition Groups | 0.00022542 | 0 | 0 | 773.5603 | 2.914e-07 | 76 | Commercial_2028_SC C_MW_After Competition Groups_76 | Electric Convection Combination Ovens | 2.914e-05% | 0 | 0.00022542 | Commercial_2028_SC C_MW_After Competition Groups_Electric Convection Combination Ovens
Commercial | Com ¦ Networked/Connected - Low Impact Application | 2028 | SC C | MW | After Competition Groups | 1.2061e-05 | 0 | 0 | 773.5603 | 1.5591e-08 | 77 | Commercial_2028_SC C_MW_After Competition Groups_77 | Networked/Connected - Low Impact Application | 1.559e-06% | 0 | 1.2061e-05 | Commercial_2028_SC C_MW_After Competition Groups_Networked/Connected - Low Impact Application
Commercial | Com ¦ Efficient compressor motor | 2028 | SC C | MW | After Competition Groups | 0 | 0 | 0 | 773.5603 | 0 | 78 | Commercial_2028_SC C_MW_After Competition Groups_78 | Efficient compressor motor | 0% | 0 | 0 | Commercial_2028_SC C_MW_After Competition Groups_Efficient compressor motor
Commercial | Com ¦ Indoor Daylight Sensors/Photocell Dimming Control | 2028 | SC C | MW | After Competition Groups | 0 | 0 | 0 | 773.5603 | 0 | 79 | Commercial_2028_SC C_MW_After Competition Groups_79 | Indoor Daylight Sensors/Photocell Dimming Control | 0% | 0 | 0 | Commercial_2028_SC C_MW_After Competition Groups_Indoor Daylight Sensors/Photocell Dimming Control
Commercial | Com ¦ Variable Refrigerant Flow Heat Pump | 2028 | SC C | MW | After Competition Groups | 0 | 0 | 0 | 773.5603 | 0 | 80 | Commercial_2028_SC C_MW_After Competition Groups_80 | Variable Refrigerant Flow Heat Pump | 0% | 0 | 0 | Commercial_2028_SC C_MW_After Competition Groups_Variable Refrigerant Flow Heat Pump
Commercial | Com ¦ ENERGY STAR LED LAMPS (REFLECTOR LAMPs/MR16/PAR 16) | 2028 | SC D | MW | After Competition Groups | 104.4638 | 3423849.6044 | 3.4238 | 715.4743 | 0.14601 | 1 | Commercial_2028_SC D_MW_After Competition Groups_1 | ENERGY STAR LED LAMPS (REFLECTOR LAMPs/MR16/PAR 16) | 14.6% | 3.4238 | 104.4638 | Commercial_2028_SC D_MW_After Competition Groups_ENERGY STAR LED LAMPS (REFLECTOR LAMPs/MR16/PAR 16)
Commercial | Com ¦ LED Low/High Bay | 2028 | SC D | MW | After Competition Groups | 92.0444 | 34459427.1014 | 34.4594 | 715.4743 | 0.12865 | 2 | Commercial_2028_SC D_MW_After Competition Groups_2 | LED Low/High Bay | 12.86% | 34.4594 | 92.0444 | Commercial_2028_SC D_MW_After Competition Groups_LED Low/High Bay
Commercial | Com ¦ LED Troffer/Surface/Suspended | 2028 | SC D | MW | After Competition Groups | 82.5963 | 45328632.5724 | 45.3286 | 715.4743 | 0.11544 | 3 | Commercial_2028_SC D_MW_After Competition Groups_3 | LED Troffer/Surface/Suspended | 11.54% | 45.3286 | 82.5963 | Commercial_2028_SC D_MW_After Competition Groups_LED Troffer/Surface/Suspended
Commercial | Com ¦ LED Replacement Lamp (Tube) | 2028 | SC D | MW | After Competition Groups | 55.3003 | 0 | 0 | 715.4743 | 0.077292 | 4 | Commercial_2028_SC D_MW_After Competition Groups_4 | LED Replacement Lamp (Tube) | 7.729% | 0 | 55.3003 | Commercial_2028_SC D_MW_After Competition Groups_LED Replacement Lamp (Tube)
Commercial | Com ¦ High Efficiency Air Source Heat Pump | 2028 | SC D | MW | After Competition Groups | 45.8503 | 1139474.3661 | 1.1395 | 715.4743 | 0.064084 | 5 | Commercial_2028_SC D_MW_After Competition Groups_5 | High Efficiency Air Source Heat Pump | 6.408% | 1.1395 | 45.8503 | Commercial_2028_SC D_MW_After Competition Groups_High Efficiency Air Source Heat Pump
Commercial | Com ¦ Building Recommissioning, Operations and Maintenance (O&M) Improvements | 2028 | SC D | MW | After Competition Groups | 38.8844 | 4645333.2543 | 4.6453 | 715.4743 | 0.054348 | 6 | Commercial_2028_SC D_MW_After Competition Groups_6 | Building Recommissioning, Operations and Maintenance (O&M) Improvements | 5.435% | 4.6453 | 38.8844 | Commercial_2028_SC D_MW_After Competition Groups_Building Recommissioning, Operations and Maintenance (O&M) Improvements
Commercial | Com ¦ Education and Capacity Building/Energy Behavior | 2028 | SC D | MW | After Competition Groups | 29.9322 | 8397321.9234 | 8.3973 | 715.4743 | 0.041835 | 7 | Commercial_2028_SC D_MW_After Competition Groups_7 | Education and Capacity Building/Energy Behavior | 4.184% | 8.3973 | 29.9322 | Commercial_2028_SC D_MW_After Competition Groups_Education and Capacity Building/Energy Behavior
Commercial | Com ¦ Advanced BAS/Controllers | 2028 | SC D | MW | After Competition Groups | 23.7825 | 3924650.1353 | 3.9247 | 715.4743 | 0.03324 | 8 | Commercial_2028_SC D_MW_After Competition Groups_8 | Advanced BAS/Controllers | 3.324% | 3.9247 | 23.7825 | Commercial_2028_SC D_MW_After Competition Groups_Advanced BAS/Controllers
Commercial | Com ¦ Unitary Air-Conditioning Unit | 2028 | SC D | MW | After Competition Groups | 23.4977 | 5153577.4013 | 5.1536 | 715.4743 | 0.032842 | 9 | Commercial_2028_SC D_MW_After Competition Groups_9 | Unitary Air-Conditioning Unit | 3.284% | 5.1536 | 23.4977 | Commercial_2028_SC D_MW_After Competition Groups_Unitary Air-Conditioning Unit
Commercial | Com ¦ Data Center Storage/Server Virtualization | 2028 | SC D | MW | After Competition Groups | 21.7619 | 0 | 0 | 715.4743 | 0.030416 | 10 | Commercial_2028_SC D_MW_After Competition Groups_10 | Data Center Storage/Server Virtualization | 3.042% | 0 | 21.7619 | Commercial_2028_SC D_MW_After Competition Groups_Data Center Storage/Server Virtualization
Commercial | Com ¦ Reach-in Shaded Pole to ECM/PSC Evaporator Fan Motor | 2028 | SC D | MW | After Competition Groups | 17.4668 | 2525720.1306 | 2.5257 | 715.4743 | 0.024413 | 11 | Commercial_2028_SC D_MW_After Competition Groups_11 | Reach-in Shaded Pole to ECM/PSC Evaporator Fan Motor | 2.441% | 2.5257 | 17.4668 | Commercial_2028_SC D_MW_After Competition Groups_Reach-in Shaded Pole to ECM/PSC Evaporator Fan Motor
Commercial | Com ¦ Adaptive Thermostats | 2028 | SC D | MW | After Competition Groups | 15.4273 | 3024222.9557 | 3.0242 | 715.4743 | 0.021562 | 12 | Commercial_2028_SC D_MW_After Competition Groups_12 | Adaptive Thermostats | 2.156% | 3.0242 | 15.4273 | Commercial_2028_SC D_MW_After Competition Groups_Adaptive Thermostats
Commercial | Com ¦ LED or Equivalent Sign Lighting | 2028 | SC D | MW | After Competition Groups | 13.7104 | 1606272.7467 | 1.6063 | 715.4743 | 0.019163 | 13 | Commercial_2028_SC D_MW_After Competition Groups_13 | LED or Equivalent Sign Lighting | 1.916% | 1.6063 | 13.7104 | Commercial_2028_SC D_MW_After Competition Groups_LED or Equivalent Sign Lighting
Commercial | Com ¦ Strip Curtains | 2028 | SC D | MW | After Competition Groups | 13.3254 | 158137.9693 | 0.15814 | 715.4743 | 0.018625 | 14 | Commercial_2028_SC D_MW_After Competition Groups_14 | Strip Curtains | 1.862% | 0.15814 | 13.3254 | Commercial_2028_SC D_MW_After Competition Groups_Strip Curtains
Commercial | Com ¦ ENERGY STAR LED LAMPS (General Service Lamps) | 2028 | SC D | MW | After Competition Groups | 13.2529 | 427894.9799 | 0.42789 | 715.4743 | 0.018523 | 15 | Commercial_2028_SC D_MW_After Competition Groups_15 | ENERGY STAR LED LAMPS (General Service Lamps) | 1.852% | 0.42789 | 13.2529 | Commercial_2028_SC D_MW_After Competition Groups_ENERGY STAR LED LAMPS (General Service Lamps)
Commercial | Com ¦ Chilled Water Optimization | 2028 | SC D | MW | After Competition Groups | 11.6104 | 1578931.6428 | 1.5789 | 715.4743 | 0.016228 | 16 | Commercial_2028_SC D_MW_After Competition Groups_16 | Chilled Water Optimization | 1.623% | 1.5789 | 11.6104 | Commercial_2028_SC D_MW_After Competition Groups_Chilled Water Optimization
Commercial | Com ¦ Refrigerated Display Case Doors | 2028 | SC D | MW | After Competition Groups | 11.4117 | 2347876.7563 | 2.3479 | 715.4743 | 0.01595 | 17 | Commercial_2028_SC D_MW_After Competition Groups_17 | Refrigerated Display Case Doors | 1.595% | 2.3479 | 11.4117 | Commercial_2028_SC D_MW_After Competition Groups_Refrigerated Display Case Doors
Commercial | Com ¦ Furnace Tune-Up | 2028 | SC D | MW | After Competition Groups | 11.0751 | 102032.5065 | 0.10203 | 715.4743 | 0.015479 | 18 | Commercial_2028_SC D_MW_After Competition Groups_18 | Furnace Tune-Up | 1.548% | 0.10203 | 11.0751 | Commercial_2028_SC D_MW_After Competition Groups_Furnace Tune-Up
Commercial | Com ¦ Centrally controlled desktop PC/NETWORK PC POWER MANAGEMENT SOFTWARE | 2028 | SC D | MW | After Competition Groups | 9.084 | 773202.6656 | 0.7732 | 715.4743 | 0.012696 | 19 | Commercial_2028_SC D_MW_After Competition Groups_19 | Centrally controlled desktop PC/NETWORK PC POWER MANAGEMENT SOFTWARE | 1.27% | 0.7732 | 9.084 | Commercial_2028_SC D_MW_After Competition Groups_Centrally controlled desktop PC/NETWORK PC POWER MANAGEMENT SOFTWARE
Commercial | Com ¦ Variable Frequency Drive (VFD) | 2028 | SC D | MW | After Competition Groups | 7.5681 | 1272955.0167 | 1.273 | 715.4743 | 0.010578 | 20 | Commercial_2028_SC D_MW_After Competition Groups_20 | Variable Frequency Drive (VFD) | 1.058% | 1.273 | 7.5681 | Commercial_2028_SC D_MW_After Competition Groups_Variable Frequency Drive (VFD)
Commercial | Com ¦ Demand Control Ventilation | 2028 | SC D | MW | After Competition Groups | 7.1744 | 1090226.8886 | 1.0902 | 715.4743 | 0.010027 | 21 | Commercial_2028_SC D_MW_After Competition Groups_21 | Demand Control Ventilation | 1.003% | 1.0902 | 7.1744 | Commercial_2028_SC D_MW_After Competition Groups_Demand Control Ventilation
Commercial | Com ¦ VFD on Pumps | 2028 | SC D | MW | After Competition Groups | 7.0207 | 1232584.2611 | 1.2326 | 715.4743 | 0.0098127 | 22 | Commercial_2028_SC D_MW_After Competition Groups_22 | VFD on Pumps | 0.9813% | 1.2326 | 7.0207 | Commercial_2028_SC D_MW_After Competition Groups_VFD on Pumps
Commercial | Com ¦ Refrigerated Display Case LED | 2028 | SC D | MW | After Competition Groups | 5.9379 | 851568.3837 | 0.85157 | 715.4743 | 0.0082992 | 23 | Commercial_2028_SC D_MW_After Competition Groups_23 | Refrigerated Display Case LED | 0.8299% | 0.85157 | 5.9379 | Commercial_2028_SC D_MW_After Competition Groups_Refrigerated Display Case LED
Commercial | Com ¦ LED EXTERIOR AREA LIGHTS - LED fixture (200W) | 2028 | SC D | MW | After Competition Groups | 5.296 | 0 | 0 | 715.4743 | 0.0074021 | 24 | Commercial_2028_SC D_MW_After Competition Groups_24 | LED EXTERIOR AREA LIGHTS - LED fixture (200W) | 0.7402% | 0 | 5.296 | Commercial_2028_SC D_MW_After Competition Groups_LED EXTERIOR AREA LIGHTS - LED fixture (200W)
Commercial | Com ¦ LED parking lot fixture | 2028 | SC D | MW | After Competition Groups | 5.2536 | 9519249.7446 | 9.5192 | 715.4743 | 0.0073428 | 25 | Commercial_2028_SC D_MW_After Competition Groups_25 | LED parking lot fixture | 0.7343% | 9.5192 | 5.2536 | Commercial_2028_SC D_MW_After Competition Groups_LED parking lot fixture
Commercial | Com ¦ ECM MOTORS FOR EVAPORATOR FANS for refrigeration (WALK-IN) | 2028 | SC D | MW | After Competition Groups | 3.9464 | 1009925.027 | 1.0099 | 715.4743 | 0.0055158 | 26 | Commercial_2028_SC D_MW_After Competition Groups_26 | ECM MOTORS FOR EVAPORATOR FANS for refrigeration (WALK-IN) | 0.5516% | 1.0099 | 3.9464 | Commercial_2028_SC D_MW_After Competition Groups_ECM MOTORS FOR EVAPORATOR FANS for refrigeration (WALK-IN)
Commercial | Com ¦ Evaporator Fan Controls | 2028 | SC D | MW | After Competition Groups | 3.3553 | 173639.2836 | 0.17364 | 715.4743 | 0.0046896 | 27 | Commercial_2028_SC D_MW_After Competition Groups_27 | Evaporator Fan Controls | 0.469% | 0.17364 | 3.3553 | Commercial_2028_SC D_MW_After Competition Groups_Evaporator Fan Controls
Commercial | Com ¦ ENERGY STAR Griddle (74% eff) | 2028 | SC D | MW | After Competition Groups | 3.2958 | 222913.1086 | 0.22291 | 715.4743 | 0.0046064 | 28 | Commercial_2028_SC D_MW_After Competition Groups_28 | ENERGY STAR Griddle (74% eff) | 0.4606% | 0.22291 | 3.2958 | Commercial_2028_SC D_MW_After Competition Groups_ENERGY STAR Griddle (74% eff)
Commercial | Com ¦ Air Handler with Dedicated Outdoor Air Systems | 2028 | SC D | MW | After Competition Groups | 3.2072 | 207870.2992 | 0.20787 | 715.4743 | 0.0044826 | 29 | Commercial_2028_SC D_MW_After Competition Groups_29 | Air Handler with Dedicated Outdoor Air Systems | 0.4483% | 0.20787 | 3.2072 | Commercial_2028_SC D_MW_After Competition Groups_Air Handler with Dedicated Outdoor Air Systems
Commercial | Com ¦ Demand Control Kitchen Ventilation | 2028 | SC D | MW | After Competition Groups | 3.0457 | 830784.9635 | 0.83078 | 715.4743 | 0.0042569 | 30 | Commercial_2028_SC D_MW_After Competition Groups_30 | Demand Control Kitchen Ventilation | 0.4257% | 0.83078 | 3.0457 | Commercial_2028_SC D_MW_After Competition Groups_Demand Control Kitchen Ventilation
Commercial | Com ¦ Door Gasket Freezer/Refrigerator | 2028 | SC D | MW | After Competition Groups | 2.8728 | 309983.2767 | 0.30998 | 715.4743 | 0.0040153 | 31 | Commercial_2028_SC D_MW_After Competition Groups_31 | Door Gasket Freezer/Refrigerator | 0.4015% | 0.30998 | 2.8728 | Commercial_2028_SC D_MW_After Competition Groups_Door Gasket Freezer/Refrigerator
Commercial | Com ¦ Occupancy Sensors | 2028 | SC D | MW | After Competition Groups | 2.4182 | 5488.0151 | 0.005488 | 715.4743 | 0.0033799 | 32 | Commercial_2028_SC D_MW_After Competition Groups_32 | Occupancy Sensors | 0.338% | 0.005488 | 2.4182 | Commercial_2028_SC D_MW_After Competition Groups_Occupancy Sensors
Commercial | Com ¦ LED street light fixture | 2028 | SC D | MW | After Competition Groups | 2.4173 | 0 | 0 | 715.4743 | 0.0033786 | 33 | Commercial_2028_SC D_MW_After Competition Groups_33 | LED street light fixture | 0.3379% | 0 | 2.4173 | Commercial_2028_SC D_MW_After Competition Groups_LED street light fixture
Commercial | Com ¦ Freezer Case Light Sensor | 2028 | SC D | MW | After Competition Groups | 2.3349 | 617346.3162 | 0.61735 | 715.4743 | 0.0032635 | 34 | Commercial_2028_SC D_MW_After Competition Groups_34 | Freezer Case Light Sensor | 0.3263% | 0.61735 | 2.3349 | Commercial_2028_SC D_MW_After Competition Groups_Freezer Case Light Sensor
Commercial | Com ¦ Duct Insulation, R8 | 2028 | SC D | MW | After Competition Groups | 2.0452 | 334115.4863 | 0.33412 | 715.4743 | 0.0028585 | 35 | Commercial_2028_SC D_MW_After Competition Groups_35 | Duct Insulation, R8 | 0.2858% | 0.33412 | 2.0452 | Commercial_2028_SC D_MW_After Competition Groups_Duct Insulation, R8
Commercial | Com ¦ Water Source Heat Pump (4 ton) | 2028 | SC D | MW | After Competition Groups | 1.8528 | 447495.6867 | 0.4475 | 715.4743 | 0.0025897 | 36 | Commercial_2028_SC D_MW_After Competition Groups_36 | Water Source Heat Pump (4 ton) | 0.259% | 0.4475 | 1.8528 | Commercial_2028_SC D_MW_After Competition Groups_Water Source Heat Pump (4 ton)
Commercial | Com ¦ Temperature Adjustment in Commercial Freezers | 2028 | SC D | MW | After Competition Groups | 1.228 | 0 | 0 | 715.4743 | 0.0017164 | 37 | Commercial_2028_SC D_MW_After Competition Groups_37 | Temperature Adjustment in Commercial Freezers | 0.1716% | 0 | 1.228 | Commercial_2028_SC D_MW_After Competition Groups_Temperature Adjustment in Commercial Freezers
Commercial | Com ¦ BEVERAGE VENDING MACHINE CONTROLS | 2028 | SC D | MW | After Competition Groups | 1.1991 | 123088.4691 | 0.12309 | 715.4743 | 0.001676 | 38 | Commercial_2028_SC D_MW_After Competition Groups_38 | BEVERAGE VENDING MACHINE CONTROLS | 0.1676% | 0.12309 | 1.1991 | Commercial_2028_SC D_MW_After Competition Groups_BEVERAGE VENDING MACHINE CONTROLS
Commercial | Com ¦ Elec Storage WH 2.30 Et | 2028 | SC D | MW | After Competition Groups | 1.1301 | 276597.4797 | 0.2766 | 715.4743 | 0.0015795 | 39 | Commercial_2028_SC D_MW_After Competition Groups_39 | Elec Storage WH 2.30 Et | 0.1579% | 0.2766 | 1.1301 | Commercial_2028_SC D_MW_After Competition Groups_Elec Storage WH 2.30 Et
Commercial | Com ¦ ENERGY STAR Fryer (84% eff) | 2028 | SC D | MW | After Competition Groups | 0.96304 | 117122.2478 | 0.11712 | 715.4743 | 0.001346 | 40 | Commercial_2028_SC D_MW_After Competition Groups_40 | ENERGY STAR Fryer (84% eff) | 0.1346% | 0.11712 | 0.96304 | Commercial_2028_SC D_MW_After Competition Groups_ENERGY STAR Fryer (84% eff)
Commercial | Com ¦ Vertical Night Covers | 2028 | SC D | MW | After Competition Groups | 0.96299 | 80856.2798 | 0.080856 | 715.4743 | 0.0013459 | 41 | Commercial_2028_SC D_MW_After Competition Groups_41 | Vertical Night Covers | 0.1346% | 0.080856 | 0.96299 | Commercial_2028_SC D_MW_After Competition Groups_Vertical Night Covers
Commercial | Com ¦ Outside Air Economizer | 2028 | SC D | MW | After Competition Groups | 0.82973 | 110329.7228 | 0.11033 | 715.4743 | 0.0011597 | 42 | Commercial_2028_SC D_MW_After Competition Groups_42 | Outside Air Economizer | 0.116% | 0.11033 | 0.82973 | Commercial_2028_SC D_MW_After Competition Groups_Outside Air Economizer
Commercial | Com ¦ CO Sensors for parking garage exhaust fans | 2028 | SC D | MW | After Competition Groups | 0.82833 | 166684.5914 | 0.16668 | 715.4743 | 0.0011577 | 43 | Commercial_2028_SC D_MW_After Competition Groups_43 | CO Sensors for parking garage exhaust fans | 0.1158% | 0.16668 | 0.82833 | Commercial_2028_SC D_MW_After Competition Groups_CO Sensors for parking garage exhaust fans
Commercial | Com ¦ Energy Efficient Laboratory Fume Hood | 2028 | SC D | MW | After Competition Groups | 0.79231 | 169549.9776 | 0.16955 | 715.4743 | 0.0011074 | 44 | Commercial_2028_SC D_MW_After Competition Groups_44 | Energy Efficient Laboratory Fume Hood | 0.1107% | 0.16955 | 0.79231 | Commercial_2028_SC D_MW_After Competition Groups_Energy Efficient Laboratory Fume Hood
Commercial | Com ¦ Water Heating (DHW) Pipe Insulation (Add 3/4\ Foam)" | 2028 | SC D | MW | After Competition Groups | 0.73632 | 142098.2934 | 0.1421 | 715.4743 | 0.0010291 | 45 | Commercial_2028_SC D_MW_After Competition Groups_45 | Water Heating (DHW) Pipe Insulation (Add 3/4\ Foam)" | 0.1029% | 0.1421 | 0.73632 | Commercial_2028_SC D_MW_After Competition Groups_Water Heating (DHW) Pipe Insulation (Add 3/4\ Foam)"
Commercial | Com ¦ ENERGY STAR Steam Cookers | 2028 | SC D | MW | After Competition Groups | 0.61803 | 74988.4539 | 0.074988 | 715.4743 | 0.0008638 | 46 | Commercial_2028_SC D_MW_After Competition Groups_46 | ENERGY STAR Steam Cookers | 0.08638% | 0.074988 | 0.61803 | Commercial_2028_SC D_MW_After Competition Groups_ENERGY STAR Steam Cookers
Commercial | Com ¦ Thermostat Setback | 2028 | SC D | MW | After Competition Groups | 0.59122 | 0 | 0 | 715.4743 | 0.00082634 | 47 | Commercial_2028_SC D_MW_After Competition Groups_47 | Thermostat Setback | 0.08263% | 0 | 0.59122 | Commercial_2028_SC D_MW_After Competition Groups_Thermostat Setback
Commercial | Com ¦ Suction Pipe Insulation Freezer/Refrigerator | 2028 | SC D | MW | After Competition Groups | 0.48319 | 75663.4174 | 0.075663 | 715.4743 | 0.00067535 | 48 | Commercial_2028_SC D_MW_After Competition Groups_48 | Suction Pipe Insulation Freezer/Refrigerator | 0.06753% | 0.075663 | 0.48319 | Commercial_2028_SC D_MW_After Competition Groups_Suction Pipe Insulation Freezer/Refrigerator
Commercial | Com ¦ ENERGY STAR Dishwasher | 2028 | SC D | MW | After Competition Groups | 0.40441 | 32570.125 | 0.03257 | 715.4743 | 0.00056523 | 49 | Commercial_2028_SC D_MW_After Competition Groups_49 | ENERGY STAR Dishwasher | 0.05652% | 0.03257 | 0.40441 | Commercial_2028_SC D_MW_After Competition Groups_ENERGY STAR Dishwasher
Commercial | Com ¦ Ozone Laundry Treatment | 2028 | SC D | MW | After Competition Groups | 0.17923 | 35167.5445 | 0.035168 | 715.4743 | 0.00025051 | 50 | Commercial_2028_SC D_MW_After Competition Groups_50 | Ozone Laundry Treatment | 0.02505% | 0.035168 | 0.17923 | Commercial_2028_SC D_MW_After Competition Groups_Ozone Laundry Treatment
Commercial | Com ¦ Condensing Make Up Air Unit | 2028 | SC D | MW | After Competition Groups | 0.1664 | 75979.5397 | 0.07598 | 715.4743 | 0.00023258 | 51 | Commercial_2028_SC D_MW_After Competition Groups_51 | Condensing Make Up Air Unit | 0.02326% | 0.07598 | 0.1664 | Commercial_2028_SC D_MW_After Competition Groups_Condensing Make Up Air Unit
Commercial | Com ¦ ECM MOTORS FOR HVAC APPLICATION (FAN-POWERED VAV BOX) | 2028 | SC D | MW | After Competition Groups | 0.11313 | 23085.312 | 0.023085 | 715.4743 | 0.00015811 | 52 | Commercial_2028_SC D_MW_After Competition Groups_52 | ECM MOTORS FOR HVAC APPLICATION (FAN-POWERED VAV BOX) | 0.01581% | 0.023085 | 0.11313 | Commercial_2028_SC D_MW_After Competition Groups_ECM MOTORS FOR HVAC APPLICATION (FAN-POWERED VAV BOX)
Commercial | COM ¦ Ductless Mini-Split Heat Pumps | 2028 | SC D | MW | After Competition Groups | 0.11064 | 180.5636 | 0.00018056 | 715.4743 | 0.00015465 | 53 | Commercial_2028_SC D_MW_After Competition Groups_53 | Ductless Mini-Split Heat Pumps | 0.01546% | 0.00018056 | 0.11064 | Commercial_2028_SC D_MW_After Competition Groups_Ductless Mini-Split Heat Pumps
Commercial | Com ¦ CEE Tier 2/Energy Star Clothes Washers | 2028 | SC D | MW | After Competition Groups | 0.085213 | 7473.449 | 0.0074734 | 715.4743 | 0.0001191 | 54 | Commercial_2028_SC D_MW_After Competition Groups_54 | CEE Tier 2/Energy Star Clothes Washers | 0.01191% | 0.0074734 | 0.085213 | Commercial_2028_SC D_MW_After Competition Groups_CEE Tier 2/Energy Star Clothes Washers
Commercial | Com ¦ PTAC (12 EER/10,000 BTU) | 2028 | SC D | MW | After Competition Groups | 0.077857 | 14511.0106 | 0.014511 | 715.4743 | 0.00010882 | 55 | Commercial_2028_SC D_MW_After Competition Groups_55 | PTAC (12 EER/10,000 BTU) | 0.01088% | 0.014511 | 0.077857 | Commercial_2028_SC D_MW_After Competition Groups_PTAC (12 EER/10,000 BTU)
Commercial | Com ¦ HVAC Optimization | 2028 | SC D | MW | After Competition Groups | 0.073477 | 215.6678 | 0.00021567 | 715.4743 | 0.0001027 | 56 | Commercial_2028_SC D_MW_After Competition Groups_56 | HVAC Optimization | 0.01027% | 0.00021567 | 0.073477 | Commercial_2028_SC D_MW_After Competition Groups_HVAC Optimization
Commercial | Com ¦ Auto Off Time Switch or Time Clock control | 2028 | SC D | MW | After Competition Groups | 0.0586 | 77.0416 | 7.7042e-05 | 715.4743 | 8.1904e-05 | 57 | Commercial_2028_SC D_MW_After Competition Groups_57 | Auto Off Time Switch or Time Clock control | 0.00819% | 7.7042e-05 | 0.0586 | Commercial_2028_SC D_MW_After Competition Groups_Auto Off Time Switch or Time Clock control
Commercial | Com ¦ Demand controlled Circulating Systems | 2028 | SC D | MW | After Competition Groups | 0.052371 | 10910.1654 | 0.01091 | 715.4743 | 7.3198e-05 | 58 | Commercial_2028_SC D_MW_After Competition Groups_58 | Demand controlled Circulating Systems | 0.00732% | 0.01091 | 0.052371 | Commercial_2028_SC D_MW_After Competition Groups_Demand controlled Circulating Systems
Commercial | Com ¦ Low Flow Pre-Rinse Spray Nozzle | 2028 | SC D | MW | After Competition Groups | 0.049427 | 2579.1612 | 0.0025792 | 715.4743 | 6.9083e-05 | 59 | Commercial_2028_SC D_MW_After Competition Groups_59 | Low Flow Pre-Rinse Spray Nozzle | 0.006908% | 0.0025792 | 0.049427 | Commercial_2028_SC D_MW_After Competition Groups_Low Flow Pre-Rinse Spray Nozzle
Commercial | Com ¦ Notched V belts for HVAC Systems | 2028 | SC D | MW | After Competition Groups | 0.047991 | 6555.4586 | 0.0065555 | 715.4743 | 6.7076e-05 | 60 | Commercial_2028_SC D_MW_After Competition Groups_60 | Notched V belts for HVAC Systems | 0.006708% | 0.0065555 | 0.047991 | Commercial_2028_SC D_MW_After Competition Groups_Notched V belts for HVAC Systems
Commercial | Com ¦ Solar Water Preheat (Pools/DHW) | 2028 | SC D | MW | After Competition Groups | 0.043796 | 2084.5873 | 0.0020846 | 715.4743 | 6.1213e-05 | 61 | Commercial_2028_SC D_MW_After Competition Groups_61 | Solar Water Preheat (Pools/DHW) | 0.006121% | 0.0020846 | 0.043796 | Commercial_2028_SC D_MW_After Competition Groups_Solar Water Preheat (Pools/DHW)
Commercial | Com ¦ Commercial Hot Food Holding Cabinets | 2028 | SC D | MW | After Competition Groups | 0.030646 | 2772.8265 | 0.0027728 | 715.4743 | 4.2834e-05 | 62 | Commercial_2028_SC D_MW_After Competition Groups_62 | Commercial Hot Food Holding Cabinets | 0.004283% | 0.0027728 | 0.030646 | Commercial_2028_SC D_MW_After Competition Groups_Commercial Hot Food Holding Cabinets
Commercial | Com ¦ Condensing Unit Heaters or other Efficient Unit Heating System | 2028 | SC D | MW | After Competition Groups | 0.017462 | 0 | 0 | 715.4743 | 2.4407e-05 | 63 | Commercial_2028_SC D_MW_After Competition Groups_63 | Condensing Unit Heaters or other Efficient Unit Heating System | 0.002441% | 0 | 0.017462 | Commercial_2028_SC D_MW_After Competition Groups_Condensing Unit Heaters or other Efficient Unit Heating System
Commercial | Com ¦ Wall Insulation | 2028 | SC D | MW | After Competition Groups | 0.016778 | 82.2353 | 8.2235e-05 | 715.4743 | 2.345e-05 | 64 | Commercial_2028_SC D_MW_After Competition Groups_64 | Wall Insulation | 0.002345% | 8.2235e-05 | 0.016778 | Commercial_2028_SC D_MW_After Competition Groups_Wall Insulation
Commercial | Com ¦ VSD Air Compressor | 2028 | SC D | MW | After Competition Groups | 0.013442 | 535.8331 | 0.00053583 | 715.4743 | 1.8788e-05 | 65 | Commercial_2028_SC D_MW_After Competition Groups_65 | VSD Air Compressor | 0.001879% | 0.00053583 | 0.013442 | Commercial_2028_SC D_MW_After Competition Groups_VSD Air Compressor
Commercial | Com ¦ Air Curtains | 2028 | SC D | MW | After Competition Groups | 0.012247 | 2347.7201 | 0.0023477 | 715.4743 | 1.7118e-05 | 66 | Commercial_2028_SC D_MW_After Competition Groups_66 | Air Curtains | 0.001712% | 0.0023477 | 0.012247 | Commercial_2028_SC D_MW_After Competition Groups_Air Curtains
Commercial | Com ¦ Room AC (w/ louvered sides) 14 SEER from 12 SEER code | 2028 | SC D | MW | After Competition Groups | 0.01132 | 2609.7301 | 0.0026097 | 715.4743 | 1.5822e-05 | 67 | Commercial_2028_SC D_MW_After Competition Groups_67 | Room AC (w/ louvered sides) 14 SEER from 12 SEER code | 0.001582% | 0.0026097 | 0.01132 | Commercial_2028_SC D_MW_After Competition Groups_Room AC (w/ louvered sides) 14 SEER from 12 SEER code
Commercial | Com ¦ High Efficiency Chiller (avg of water and air cooled) | 2028 | SC D | MW | After Competition Groups | 0.010485 | 2089.6196 | 0.0020896 | 715.4743 | 1.4655e-05 | 68 | Commercial_2028_SC D_MW_After Competition Groups_68 | High Efficiency Chiller (avg of water and air cooled) | 0.001466% | 0.0020896 | 0.010485 | Commercial_2028_SC D_MW_After Competition Groups_High Efficiency Chiller (avg of water and air cooled)
Commercial | Com ¦ LED RECESSED DOWNLIGHTS | 2028 | SC D | MW | After Competition Groups | 0.005677 | 1347.2867 | 0.0013473 | 715.4743 | 7.9346e-06 | 69 | Commercial_2028_SC D_MW_After Competition Groups_69 | LED RECESSED DOWNLIGHTS | 0.0007935% | 0.0013473 | 0.005677 | Commercial_2028_SC D_MW_After Competition Groups_LED RECESSED DOWNLIGHTS
Commercial | Com ¦ High Efficiency Small Instantaneous Water Heater | 2028 | SC D | MW | After Competition Groups | 0.0050358 | 2919.8882 | 0.0029199 | 715.4743 | 7.0384e-06 | 70 | Commercial_2028_SC D_MW_After Competition Groups_70 | High Efficiency Small Instantaneous Water Heater | 0.0007038% | 0.0029199 | 0.0050358 | Commercial_2028_SC D_MW_After Competition Groups_High Efficiency Small Instantaneous Water Heater
Commercial | Com ¦ Energy Recovery Ventilation and Ventilation (Enhanced) | 2028 | SC D | MW | After Competition Groups | 0.0036597 | 0 | 0 | 715.4743 | 5.1151e-06 | 71 | Commercial_2028_SC D_MW_After Competition Groups_71 | Energy Recovery Ventilation and Ventilation (Enhanced) | 0.0005115% | 0 | 0.0036597 | Commercial_2028_SC D_MW_After Competition Groups_Energy Recovery Ventilation and Ventilation (Enhanced)
Commercial | Com ¦ EC Plug Fan for Data Center (under cabinet) | 2028 | SC D | MW | After Competition Groups | 0.0015481 | 481.9606 | 0.00048196 | 715.4743 | 2.1637e-06 | 72 | Commercial_2028_SC D_MW_After Competition Groups_72 | EC Plug Fan for Data Center (under cabinet) | 0.0002164% | 0.00048196 | 0.0015481 | Commercial_2028_SC D_MW_After Competition Groups_EC Plug Fan for Data Center (under cabinet)
Commercial | Com ¦ LLLC - High Impact Application | 2028 | SC D | MW | After Competition Groups | 0.00077128 | 0.24723 | 2.4723e-07 | 715.4743 | 1.078e-06 | 73 | Commercial_2028_SC D_MW_After Competition Groups_73 | LLLC - High Impact Application | 0.0001078% | 2.4723e-07 | 0.00077128 | Commercial_2028_SC D_MW_After Competition Groups_LLLC - High Impact Application
Commercial | Com ¦ Electric Convection Combination Ovens | 2028 | SC D | MW | After Competition Groups | 0.00022542 | 3.7563 | 3.7563e-06 | 715.4743 | 3.1506e-07 | 74 | Commercial_2028_SC D_MW_After Competition Groups_74 | Electric Convection Combination Ovens | 3.151e-05% | 3.7563e-06 | 0.00022542 | Commercial_2028_SC D_MW_After Competition Groups_Electric Convection Combination Ovens
Commercial | Com ¦ LLLC - Low Impact Application | 2028 | SC D | MW | After Competition Groups | 7.9846e-05 | 13.2109 | 1.3211e-05 | 715.4743 | 1.116e-07 | 75 | Commercial_2028_SC D_MW_After Competition Groups_75 | LLLC - Low Impact Application | 1.116e-05% | 1.3211e-05 | 7.9846e-05 | Commercial_2028_SC D_MW_After Competition Groups_LLLC - Low Impact Application
Commercial | Com ¦ Networked/Connected - Low Impact Application | 2028 | SC D | MW | After Competition Groups | 1.7737e-08 | 0.0030296 | 3.0296e-09 | 715.4743 | 2.479e-11 | 76 | Commercial_2028_SC D_MW_After Competition Groups_76 | Networked/Connected - Low Impact Application | 2.479e-09% | 3.0296e-09 | 1.7737e-08 | Commercial_2028_SC D_MW_After Competition Groups_Networked/Connected - Low Impact Application
Commercial | Com ¦ Networked/Connected - High Impact Application | 2028 | SC D | MW | After Competition Groups | 2.6098e-09 | 0.0037897 | 3.7897e-09 | 715.4743 | 3.6477e-12 | 77 | Commercial_2028_SC D_MW_After Competition Groups_77 | Networked/Connected - High Impact Application | 3.648e-10% | 3.7897e-09 | 2.6098e-09 | Commercial_2028_SC D_MW_After Competition Groups_Networked/Connected - High Impact Application
Commercial | Com ¦ Efficient compressor motor | 2028 | SC D | MW | After Competition Groups | 0 | 0 | 0 | 715.4743 | 0 | 78 | Commercial_2028_SC D_MW_After Competition Groups_78 | Efficient compressor motor | 0% | 0 | 0 | Commercial_2028_SC D_MW_After Competition Groups_Efficient compressor motor
Commercial | Com ¦ Indoor Daylight Sensors/Photocell Dimming Control | 2028 | SC D | MW | After Competition Groups | 0 | 0 | 0 | 715.4743 | 0 | 79 | Commercial_2028_SC D_MW_After Competition Groups_79 | Indoor Daylight Sensors/Photocell Dimming Control | 0% | 0 | 0 | Commercial_2028_SC D_MW_After Competition Groups_Indoor Daylight Sensors/Photocell Dimming Control
Commercial | Com ¦ Variable Refrigerant Flow Heat Pump | 2028 | SC D | MW | After Competition Groups | 0 | 0 | 0 | 715.4743 | 0 | 80 | Commercial_2028_SC D_MW_After Competition Groups_80 | Variable Refrigerant Flow Heat Pump | 0% | 0 | 0 | Commercial_2028_SC D_MW_After Competition Groups_Variable Refrigerant Flow Heat Pump
Commercial | Com ¦ Building Recommissioning, Operations and Maintenance (O&M) Improvements | 2028 | Technical | MW | After Competition Groups | 258.0079 | 0 | 0 | 2421.692 | 0.10654 | 1 | Commercial_2028_Technical_MW_After Competition Groups_1 | Building Recommissioning, Operations and Maintenance (O&M) Improvements | 10.65% | 0 | 258.0079 | Commercial_2028_Technical_MW_After Competition Groups_Building Recommissioning, Operations and Maintenance (O&M) Improvements
Commercial | Com ¦ Education and Capacity Building/Energy Behavior | 2028 | Technical | MW | After Competition Groups | 232.5511 | 0 | 0 | 2421.692 | 0.096028 | 2 | Commercial_2028_Technical_MW_After Competition Groups_2 | Education and Capacity Building/Energy Behavior | 9.603% | 0 | 232.5511 | Commercial_2028_Technical_MW_After Competition Groups_Education and Capacity Building/Energy Behavior
Commercial | Com ¦ Central Lighting Control System | 2028 | Technical | MW | After Competition Groups | 186.5045 | 0 | 0 | 2421.692 | 0.077014 | 3 | Commercial_2028_Technical_MW_After Competition Groups_3 | Central Lighting Control System | 7.701% | 0 | 186.5045 | Commercial_2028_Technical_MW_After Competition Groups_Central Lighting Control System
Commercial | Com ¦ LED Low/High Bay | 2028 | Technical | MW | After Competition Groups | 185.4983 | 0 | 0 | 2421.692 | 0.076599 | 4 | Commercial_2028_Technical_MW_After Competition Groups_4 | LED Low/High Bay | 7.66% | 0 | 185.4983 | Commercial_2028_Technical_MW_After Competition Groups_LED Low/High Bay
Commercial | Com ¦ High Efficiency Air Source Heat Pump | 2028 | Technical | MW | After Competition Groups | 138.2913 | 0 | 0 | 2421.692 | 0.057105 | 5 | Commercial_2028_Technical_MW_After Competition Groups_5 | High Efficiency Air Source Heat Pump | 5.711% | 0 | 138.2913 | Commercial_2028_Technical_MW_After Competition Groups_High Efficiency Air Source Heat Pump
Commercial | Com ¦ LED Troffer/Surface/Suspended | 2028 | Technical | MW | After Competition Groups | 138.1518 | 0 | 0 | 2421.692 | 0.057048 | 6 | Commercial_2028_Technical_MW_After Competition Groups_6 | LED Troffer/Surface/Suspended | 5.705% | 0 | 138.1518 | Commercial_2028_Technical_MW_After Competition Groups_LED Troffer/Surface/Suspended
Commercial | Com ¦ ENERGY STAR LED LAMPS (REFLECTOR LAMPs/MR16/PAR 16) | 2028 | Technical | MW | After Competition Groups | 134.1568 | 0 | 0 | 2421.692 | 0.055398 | 7 | Commercial_2028_Technical_MW_After Competition Groups_7 | ENERGY STAR LED LAMPS (REFLECTOR LAMPs/MR16/PAR 16) | 5.54% | 0 | 134.1568 | Commercial_2028_Technical_MW_After Competition Groups_ENERGY STAR LED LAMPS (REFLECTOR LAMPs/MR16/PAR 16)
Commercial | Com ¦ Variable Refrigerant Flow Heat Pump | 2028 | Technical | MW | After Competition Groups | 128.5082 | 0 | 0 | 2421.692 | 0.053065 | 8 | Commercial_2028_Technical_MW_After Competition Groups_8 | Variable Refrigerant Flow Heat Pump | 5.307% | 0 | 128.5082 | Commercial_2028_Technical_MW_After Competition Groups_Variable Refrigerant Flow Heat Pump
Commercial | Com ¦ Advanced BAS/Controllers | 2028 | Technical | MW | After Competition Groups | 94.4653 | 0 | 0 | 2421.692 | 0.039008 | 9 | Commercial_2028_Technical_MW_After Competition Groups_9 | Advanced BAS/Controllers | 3.901% | 0 | 94.4653 | Commercial_2028_Technical_MW_After Competition Groups_Advanced BAS/Controllers
Commercial | Com ¦ Unitary Air-Conditioning Unit | 2028 | Technical | MW | After Competition Groups | 92.4599 | 0 | 0 | 2421.692 | 0.03818 | 10 | Commercial_2028_Technical_MW_After Competition Groups_10 | Unitary Air-Conditioning Unit | 3.818% | 0 | 92.4599 | Commercial_2028_Technical_MW_After Competition Groups_Unitary Air-Conditioning Unit
Commercial | Com ¦ LED Replacement Lamp (Tube) | 2028 | Technical | MW | After Competition Groups | 67.774 | 0 | 0 | 2421.692 | 0.027986 | 11 | Commercial_2028_Technical_MW_After Competition Groups_11 | LED Replacement Lamp (Tube) | 2.799% | 0 | 67.774 | Commercial_2028_Technical_MW_After Competition Groups_LED Replacement Lamp (Tube)
Commercial | Com ¦ Smart Strip Plug Outlets | 2028 | Technical | MW | After Competition Groups | 58.7398 | 0 | 0 | 2421.692 | 0.024256 | 12 | Commercial_2028_Technical_MW_After Competition Groups_12 | Smart Strip Plug Outlets | 2.426% | 0 | 58.7398 | Commercial_2028_Technical_MW_After Competition Groups_Smart Strip Plug Outlets
Commercial | Com ¦ Adaptive Thermostats | 2028 | Technical | MW | After Competition Groups | 41.3351 | 0 | 0 | 2421.692 | 0.017069 | 13 | Commercial_2028_Technical_MW_After Competition Groups_13 | Adaptive Thermostats | 1.707% | 0 | 41.3351 | Commercial_2028_Technical_MW_After Competition Groups_Adaptive Thermostats
Commercial | Com ¦ Refrigerated Display Case Doors | 2028 | Technical | MW | After Competition Groups | 40.9339 | 0 | 0 | 2421.692 | 0.016903 | 14 | Commercial_2028_Technical_MW_After Competition Groups_14 | Refrigerated Display Case Doors | 1.69% | 0 | 40.9339 | Commercial_2028_Technical_MW_After Competition Groups_Refrigerated Display Case Doors
Commercial | Com ¦ Data Center Storage/Server Virtualization | 2028 | Technical | MW | After Competition Groups | 35.6829 | 0 | 0 | 2421.692 | 0.014735 | 15 | Commercial_2028_Technical_MW_After Competition Groups_15 | Data Center Storage/Server Virtualization | 1.473% | 0 | 35.6829 | Commercial_2028_Technical_MW_After Competition Groups_Data Center Storage/Server Virtualization
Commercial | Com ¦ Demand Control Ventilation | 2028 | Technical | MW | After Competition Groups | 31.7833 | 0 | 0 | 2421.692 | 0.013124 | 16 | Commercial_2028_Technical_MW_After Competition Groups_16 | Demand Control Ventilation | 1.312% | 0 | 31.7833 | Commercial_2028_Technical_MW_After Competition Groups_Demand Control Ventilation
Commercial | Com ¦ Strip Curtains | 2028 | Technical | MW | After Competition Groups | 30.9232 | 0 | 0 | 2421.692 | 0.012769 | 17 | Commercial_2028_Technical_MW_After Competition Groups_17 | Strip Curtains | 1.277% | 0 | 30.9232 | Commercial_2028_Technical_MW_After Competition Groups_Strip Curtains
Commercial | Com ¦ Furnace Tune-Up | 2028 | Technical | MW | After Competition Groups | 30.8103 | 0 | 0 | 2421.692 | 0.012723 | 18 | Commercial_2028_Technical_MW_After Competition Groups_18 | Furnace Tune-Up | 1.272% | 0 | 30.8103 | Commercial_2028_Technical_MW_After Competition Groups_Furnace Tune-Up
Commercial | Com ¦ Reach-in Shaded Pole to ECM/PSC Evaporator Fan Motor | 2028 | Technical | MW | After Competition Groups | 26.4638 | 0 | 0 | 2421.692 | 0.010928 | 19 | Commercial_2028_Technical_MW_After Competition Groups_19 | Reach-in Shaded Pole to ECM/PSC Evaporator Fan Motor | 1.093% | 0 | 26.4638 | Commercial_2028_Technical_MW_After Competition Groups_Reach-in Shaded Pole to ECM/PSC Evaporator Fan Motor
Commercial | Com ¦ LED or Equivalent Sign Lighting | 2028 | Technical | MW | After Competition Groups | 25.8553 | 0 | 0 | 2421.692 | 0.010677 | 20 | Commercial_2028_Technical_MW_After Competition Groups_20 | LED or Equivalent Sign Lighting | 1.068% | 0 | 25.8553 | Commercial_2028_Technical_MW_After Competition Groups_LED or Equivalent Sign Lighting
Commercial | Com ¦ Adding reflective (White) roof treatment or a green roof | 2028 | Technical | MW | After Competition Groups | 24.6554 | 0 | 0 | 2421.692 | 0.010181 | 21 | Commercial_2028_Technical_MW_After Competition Groups_21 | Adding reflective (White) roof treatment or a green roof | 1.018% | 0 | 24.6554 | Commercial_2028_Technical_MW_After Competition Groups_Adding reflective (White) roof treatment or a green roof
Commercial | Com ¦ Centrally controlled desktop PC/NETWORK PC POWER MANAGEMENT SOFTWARE | 2028 | Technical | MW | After Competition Groups | 23.5234 | 0 | 0 | 2421.692 | 0.0097136 | 22 | Commercial_2028_Technical_MW_After Competition Groups_22 | Centrally controlled desktop PC/NETWORK PC POWER MANAGEMENT SOFTWARE | 0.9714% | 0 | 23.5234 | Commercial_2028_Technical_MW_After Competition Groups_Centrally controlled desktop PC/NETWORK PC POWER MANAGEMENT SOFTWARE
Commercial | Com ¦ Refrigerated Display Case LED | 2028 | Technical | MW | After Competition Groups | 23.5116 | 0 | 0 | 2421.692 | 0.0097087 | 23 | Commercial_2028_Technical_MW_After Competition Groups_23 | Refrigerated Display Case LED | 0.9709% | 0 | 23.5116 | Commercial_2028_Technical_MW_After Competition Groups_Refrigerated Display Case LED
Commercial | Com ¦ Door Gasket Freezer/Refrigerator | 2028 | Technical | MW | After Competition Groups | 22.8392 | 0 | 0 | 2421.692 | 0.0094311 | 24 | Commercial_2028_Technical_MW_After Competition Groups_24 | Door Gasket Freezer/Refrigerator | 0.9431% | 0 | 22.8392 | Commercial_2028_Technical_MW_After Competition Groups_Door Gasket Freezer/Refrigerator
Commercial | Com ¦ Chilled Water Optimization | 2028 | Technical | MW | After Competition Groups | 22.3993 | 0 | 0 | 2421.692 | 0.0092494 | 25 | Commercial_2028_Technical_MW_After Competition Groups_25 | Chilled Water Optimization | 0.9249% | 0 | 22.3993 | Commercial_2028_Technical_MW_After Competition Groups_Chilled Water Optimization
Commercial | Com ¦ Variable Frequency Drive (VFD) | 2028 | Technical | MW | After Competition Groups | 21.4445 | 0 | 0 | 2421.692 | 0.0088552 | 26 | Commercial_2028_Technical_MW_After Competition Groups_26 | Variable Frequency Drive (VFD) | 0.8855% | 0 | 21.4445 | Commercial_2028_Technical_MW_After Competition Groups_Variable Frequency Drive (VFD)
Commercial | Com ¦ Refrigeration Optimization | 2028 | Technical | MW | After Competition Groups | 20.5167 | 0 | 0 | 2421.692 | 0.008472 | 27 | Commercial_2028_Technical_MW_After Competition Groups_27 | Refrigeration Optimization | 0.8472% | 0 | 20.5167 | Commercial_2028_Technical_MW_After Competition Groups_Refrigeration Optimization
Commercial | Com ¦ VFD on Pumps | 2028 | Technical | MW | After Competition Groups | 20.0695 | 0 | 0 | 2421.692 | 0.0082874 | 28 | Commercial_2028_Technical_MW_After Competition Groups_28 | VFD on Pumps | 0.8287% | 0 | 20.0695 | Commercial_2028_Technical_MW_After Competition Groups_VFD on Pumps
Commercial | Com ¦ HOTEL OCCUPANCY CONTROLS (HVAC + LIGHTING) | 2028 | Technical | MW | After Competition Groups | 19.2544 | 0 | 0 | 2421.692 | 0.0079508 | 29 | Commercial_2028_Technical_MW_After Competition Groups_29 | HOTEL OCCUPANCY CONTROLS (HVAC + LIGHTING) | 0.7951% | 0 | 19.2544 | Commercial_2028_Technical_MW_After Competition Groups_HOTEL OCCUPANCY CONTROLS (HVAC + LIGHTING)
Commercial | Com ¦ Air Handler with Dedicated Outdoor Air Systems | 2028 | Technical | MW | After Competition Groups | 16.3672 | 0 | 0 | 2421.692 | 0.0067586 | 30 | Commercial_2028_Technical_MW_After Competition Groups_30 | Air Handler with Dedicated Outdoor Air Systems | 0.6759% | 0 | 16.3672 | Commercial_2028_Technical_MW_After Competition Groups_Air Handler with Dedicated Outdoor Air Systems
Commercial | Com ¦ ENERGY STAR LED LAMPS (General Service Lamps) | 2028 | Technical | MW | After Competition Groups | 15.8499 | 0 | 0 | 2421.692 | 0.006545 | 31 | Commercial_2028_Technical_MW_After Competition Groups_31 | ENERGY STAR LED LAMPS (General Service Lamps) | 0.6545% | 0 | 15.8499 | Commercial_2028_Technical_MW_After Competition Groups_ENERGY STAR LED LAMPS (General Service Lamps)
Commercial | Com ¦ Indoor Daylight Sensors/Photocell Dimming Control | 2028 | Technical | MW | After Competition Groups | 14.2967 | 0 | 0 | 2421.692 | 0.0059036 | 32 | Commercial_2028_Technical_MW_After Competition Groups_32 | Indoor Daylight Sensors/Photocell Dimming Control | 0.5904% | 0 | 14.2967 | Commercial_2028_Technical_MW_After Competition Groups_Indoor Daylight Sensors/Photocell Dimming Control
Commercial | Com ¦ ENERGY STAR FREEZER | 2028 | Technical | MW | After Competition Groups | 14.0863 | 0 | 0 | 2421.692 | 0.0058167 | 33 | Commercial_2028_Technical_MW_After Competition Groups_33 | ENERGY STAR FREEZER | 0.5817% | 0 | 14.0863 | Commercial_2028_Technical_MW_After Competition Groups_ENERGY STAR FREEZER
Commercial | Com ¦ ENERGY STAR ICE MACHINES - Ice Making Head | 2028 | Technical | MW | After Competition Groups | 11.5755 | 0 | 0 | 2421.692 | 0.0047799 | 34 | Commercial_2028_Technical_MW_After Competition Groups_34 | ENERGY STAR ICE MACHINES - Ice Making Head | 0.478% | 0 | 11.5755 | Commercial_2028_Technical_MW_After Competition Groups_ENERGY STAR ICE MACHINES - Ice Making Head
Commercial | Com ¦ ECM MOTORS FOR EVAPORATOR FANS for refrigeration (WALK-IN) | 2028 | Technical | MW | After Competition Groups | 11.1555 | 0 | 0 | 2421.692 | 0.0046065 | 35 | Commercial_2028_Technical_MW_After Competition Groups_35 | ECM MOTORS FOR EVAPORATOR FANS for refrigeration (WALK-IN) | 0.4606% | 0 | 11.1555 | Commercial_2028_Technical_MW_After Competition Groups_ECM MOTORS FOR EVAPORATOR FANS for refrigeration (WALK-IN)
Commercial | Com ¦ Demand Control Kitchen Ventilation | 2028 | Technical | MW | After Competition Groups | 11.0052 | 0 | 0 | 2421.692 | 0.0045444 | 36 | Commercial_2028_Technical_MW_After Competition Groups_36 | Demand Control Kitchen Ventilation | 0.4544% | 0 | 11.0052 | Commercial_2028_Technical_MW_After Competition Groups_Demand Control Kitchen Ventilation
Commercial | Com ¦ High R-Value Glass Doors/no-heat glass door | 2028 | Technical | MW | After Competition Groups | 10.5584 | 0 | 0 | 2421.692 | 0.0043599 | 37 | Commercial_2028_Technical_MW_After Competition Groups_37 | High R-Value Glass Doors/no-heat glass door | 0.436% | 0 | 10.5584 | Commercial_2028_Technical_MW_After Competition Groups_High R-Value Glass Doors/no-heat glass door
Commercial | Com ¦ Occupancy Sensors | 2028 | Technical | MW | After Competition Groups | 9.9831 | 0 | 0 | 2421.692 | 0.0041224 | 38 | Commercial_2028_Technical_MW_After Competition Groups_38 | Occupancy Sensors | 0.4122% | 0 | 9.9831 | Commercial_2028_Technical_MW_After Competition Groups_Occupancy Sensors
Commercial | Com ¦ Freezer Case Light Sensor | 2028 | Technical | MW | After Competition Groups | 9.6519 | 0 | 0 | 2421.692 | 0.0039856 | 39 | Commercial_2028_Technical_MW_After Competition Groups_39 | Freezer Case Light Sensor | 0.3986% | 0 | 9.6519 | Commercial_2028_Technical_MW_After Competition Groups_Freezer Case Light Sensor
Commercial | Com ¦ Evaporator Fan Controls | 2028 | Technical | MW | After Competition Groups | 9.4033 | 0 | 0 | 2421.692 | 0.0038829 | 40 | Commercial_2028_Technical_MW_After Competition Groups_40 | Evaporator Fan Controls | 0.3883% | 0 | 9.4033 | Commercial_2028_Technical_MW_After Competition Groups_Evaporator Fan Controls
Commercial | Com ¦ Water Source Heat Pump (4 ton) | 2028 | Technical | MW | After Competition Groups | 7.5201 | 0 | 0 | 2421.692 | 0.0031053 | 41 | Commercial_2028_Technical_MW_After Competition Groups_41 | Water Source Heat Pump (4 ton) | 0.3105% | 0 | 7.5201 | Commercial_2028_Technical_MW_After Competition Groups_Water Source Heat Pump (4 ton)
Commercial | Com ¦ ENERGY STAR Refrigerator | 2028 | Technical | MW | After Competition Groups | 6.7895 | 0 | 0 | 2421.692 | 0.0028036 | 42 | Commercial_2028_Technical_MW_After Competition Groups_42 | ENERGY STAR Refrigerator | 0.2804% | 0 | 6.7895 | Commercial_2028_Technical_MW_After Competition Groups_ENERGY STAR Refrigerator
Commercial | Com ¦ LED EXTERIOR AREA LIGHTS - LED fixture (200W) | 2028 | Technical | MW | After Competition Groups | 6.5891 | 0 | 0 | 2421.692 | 0.0027209 | 43 | Commercial_2028_Technical_MW_After Competition Groups_43 | LED EXTERIOR AREA LIGHTS - LED fixture (200W) | 0.2721% | 0 | 6.5891 | Commercial_2028_Technical_MW_After Competition Groups_LED EXTERIOR AREA LIGHTS - LED fixture (200W)
Commercial | Com ¦ Refrigeration Commissioning | 2028 | Technical | MW | After Competition Groups | 6.5494 | 0 | 0 | 2421.692 | 0.0027045 | 44 | Commercial_2028_Technical_MW_After Competition Groups_44 | Refrigeration Commissioning | 0.2704% | 0 | 6.5494 | Commercial_2028_Technical_MW_After Competition Groups_Refrigeration Commissioning
Commercial | Com ¦ LED parking lot fixture | 2028 | Technical | MW | After Competition Groups | 6.3385 | 0 | 0 | 2421.692 | 0.0026174 | 45 | Commercial_2028_Technical_MW_After Competition Groups_45 | LED parking lot fixture | 0.2617% | 0 | 6.3385 | Commercial_2028_Technical_MW_After Competition Groups_LED parking lot fixture
Commercial | Com ¦ Duct Insulation, R8 | 2028 | Technical | MW | After Competition Groups | 5.656 | 0 | 0 | 2421.692 | 0.0023356 | 46 | Commercial_2028_Technical_MW_After Competition Groups_46 | Duct Insulation, R8 | 0.2336% | 0 | 5.656 | Commercial_2028_Technical_MW_After Competition Groups_Duct Insulation, R8
Commercial | Com ¦ ENERGY STAR Griddle (74% eff) | 2028 | Technical | MW | After Competition Groups | 5.4545 | 0 | 0 | 2421.692 | 0.0022524 | 47 | Commercial_2028_Technical_MW_After Competition Groups_47 | ENERGY STAR Griddle (74% eff) | 0.2252% | 0 | 5.4545 | Commercial_2028_Technical_MW_After Competition Groups_ENERGY STAR Griddle (74% eff)
Commercial | Com ¦ Condensing Make Up Air Unit | 2028 | Technical | MW | After Competition Groups | 5.3559 | 0 | 0 | 2421.692 | 0.0022116 | 48 | Commercial_2028_Technical_MW_After Competition Groups_48 | Condensing Make Up Air Unit | 0.2212% | 0 | 5.3559 | Commercial_2028_Technical_MW_After Competition Groups_Condensing Make Up Air Unit
Commercial | Com ¦ Super-High Efficiency Furnaces (Emerging Tech) | 2028 | Technical | MW | After Competition Groups | 5.1522 | 0 | 0 | 2421.692 | 0.0021275 | 49 | Commercial_2028_Technical_MW_After Competition Groups_49 | Super-High Efficiency Furnaces (Emerging Tech) | 0.2128% | 0 | 5.1522 | Commercial_2028_Technical_MW_After Competition Groups_Super-High Efficiency Furnaces (Emerging Tech)
Commercial | Com ¦ Elec Storage WH 2.30 Et | 2028 | Technical | MW | After Competition Groups | 4.837 | 0 | 0 | 2421.692 | 0.0019973 | 50 | Commercial_2028_Technical_MW_After Competition Groups_50 | Elec Storage WH 2.30 Et | 0.1997% | 0 | 4.837 | Commercial_2028_Technical_MW_After Competition Groups_Elec Storage WH 2.30 Et
Commercial | Com ¦ BEVERAGE VENDING MACHINE CONTROLS | 2028 | Technical | MW | After Competition Groups | 4.6913 | 0 | 0 | 2421.692 | 0.0019372 | 51 | Commercial_2028_Technical_MW_After Competition Groups_51 | BEVERAGE VENDING MACHINE CONTROLS | 0.1937% | 0 | 4.6913 | Commercial_2028_Technical_MW_After Competition Groups_BEVERAGE VENDING MACHINE CONTROLS
Commercial | Com ¦ LED street light fixture | 2028 | Technical | MW | After Competition Groups | 3.9246 | 0 | 0 | 2421.692 | 0.0016206 | 52 | Commercial_2028_Technical_MW_After Competition Groups_52 | LED street light fixture | 0.1621% | 0 | 3.9246 | Commercial_2028_Technical_MW_After Competition Groups_LED street light fixture
Commercial | Com ¦ Roof Insulation/Ceiling Insulation (R25 Code to R35) | 2028 | Technical | MW | After Competition Groups | 3.9167 | 0 | 0 | 2421.692 | 0.0016173 | 53 | Commercial_2028_Technical_MW_After Competition Groups_53 | Roof Insulation/Ceiling Insulation (R25 Code to R35) | 0.1617% | 0 | 3.9167 | Commercial_2028_Technical_MW_After Competition Groups_Roof Insulation/Ceiling Insulation (R25 Code to R35)
Commercial | Com ¦ Temperature Adjustment in Commercial Freezers | 2028 | Technical | MW | After Competition Groups | 3.4378 | 0 | 0 | 2421.692 | 0.0014196 | 54 | Commercial_2028_Technical_MW_After Competition Groups_54 | Temperature Adjustment in Commercial Freezers | 0.142% | 0 | 3.4378 | Commercial_2028_Technical_MW_After Competition Groups_Temperature Adjustment in Commercial Freezers
Commercial | Com ¦ Anti-sweat heat (ASH) controls - Cooler/Freezer | 2028 | Technical | MW | After Competition Groups | 3.2189 | 0 | 0 | 2421.692 | 0.0013292 | 55 | Commercial_2028_Technical_MW_After Competition Groups_55 | Anti-sweat heat (ASH) controls - Cooler/Freezer | 0.1329% | 0 | 3.2189 | Commercial_2028_Technical_MW_After Competition Groups_Anti-sweat heat (ASH) controls - Cooler/Freezer
Commercial | Com ¦ CO Sensors for parking garage exhaust fans | 2028 | Technical | MW | After Competition Groups | 3.1915 | 0 | 0 | 2421.692 | 0.0013179 | 56 | Commercial_2028_Technical_MW_After Competition Groups_56 | CO Sensors for parking garage exhaust fans | 0.1318% | 0 | 3.1915 | Commercial_2028_Technical_MW_After Competition Groups_CO Sensors for parking garage exhaust fans
Commercial | Com ¦ Vertical Night Covers | 2028 | Technical | MW | After Competition Groups | 2.8429 | 0 | 0 | 2421.692 | 0.0011739 | 57 | Commercial_2028_Technical_MW_After Competition Groups_57 | Vertical Night Covers | 0.1174% | 0 | 2.8429 | Commercial_2028_Technical_MW_After Competition Groups_Vertical Night Covers
Commercial | Com ¦ Energy Efficient Laboratory Fume Hood | 2028 | Technical | MW | After Competition Groups | 2.7796 | 0 | 0 | 2421.692 | 0.0011478 | 58 | Commercial_2028_Technical_MW_After Competition Groups_58 | Energy Efficient Laboratory Fume Hood | 0.1148% | 0 | 2.7796 | Commercial_2028_Technical_MW_After Competition Groups_Energy Efficient Laboratory Fume Hood
Commercial | Com ¦ Water Heating (DHW) Pipe Insulation (Add 3/4\ Foam)" | 2028 | Technical | MW | After Competition Groups | 2.1695 | 0 | 0 | 2421.692 | 0.00089586 | 59 | Commercial_2028_Technical_MW_After Competition Groups_59 | Water Heating (DHW) Pipe Insulation (Add 3/4\ Foam)" | 0.08959% | 0 | 2.1695 | Commercial_2028_Technical_MW_After Competition Groups_Water Heating (DHW) Pipe Insulation (Add 3/4\ Foam)"
Commercial | Com ¦ Ground Source Heat Pump | 2028 | Technical | MW | After Competition Groups | 1.9494 | 0 | 0 | 2421.692 | 0.00080496 | 60 | Commercial_2028_Technical_MW_After Competition Groups_60 | Ground Source Heat Pump | 0.0805% | 0 | 1.9494 | Commercial_2028_Technical_MW_After Competition Groups_Ground Source Heat Pump
Commercial | Com ¦ Outside Air Economizer | 2028 | Technical | MW | After Competition Groups | 1.8667 | 0 | 0 | 2421.692 | 0.00077084 | 61 | Commercial_2028_Technical_MW_After Competition Groups_61 | Outside Air Economizer | 0.07708% | 0 | 1.8667 | Commercial_2028_Technical_MW_After Competition Groups_Outside Air Economizer
Commercial | Com ¦ ENERGY STAR Fryer (84% eff) | 2028 | Technical | MW | After Competition Groups | 1.5727 | 0 | 0 | 2421.692 | 0.00064944 | 62 | Commercial_2028_Technical_MW_After Competition Groups_62 | ENERGY STAR Fryer (84% eff) | 0.06494% | 0 | 1.5727 | Commercial_2028_Technical_MW_After Competition Groups_ENERGY STAR Fryer (84% eff)
Commercial | Com ¦ Suction Pipe Insulation Freezer/Refrigerator | 2028 | Technical | MW | After Competition Groups | 1.4776 | 0 | 0 | 2421.692 | 0.00061013 | 63 | Commercial_2028_Technical_MW_After Competition Groups_63 | Suction Pipe Insulation Freezer/Refrigerator | 0.06101% | 0 | 1.4776 | Commercial_2028_Technical_MW_After Competition Groups_Suction Pipe Insulation Freezer/Refrigerator
Commercial | Com ¦ Room AC (w/ louvered sides) 14 SEER from 12 SEER code | 2028 | Technical | MW | After Competition Groups | 1.3623 | 0 | 0 | 2421.692 | 0.00056253 | 64 | Commercial_2028_Technical_MW_After Competition Groups_64 | Room AC (w/ louvered sides) 14 SEER from 12 SEER code | 0.05625% | 0 | 1.3623 | Commercial_2028_Technical_MW_After Competition Groups_Room AC (w/ louvered sides) 14 SEER from 12 SEER code
Commercial | Com ¦ ENERGY STAR Dishwasher | 2028 | Technical | MW | After Competition Groups | 1.3311 | 0 | 0 | 2421.692 | 0.00054967 | 65 | Commercial_2028_Technical_MW_After Competition Groups_65 | ENERGY STAR Dishwasher | 0.05497% | 0 | 1.3311 | Commercial_2028_Technical_MW_After Competition Groups_ENERGY STAR Dishwasher
Commercial | Com ¦ LED RECESSED DOWNLIGHTS | 2028 | Technical | MW | After Competition Groups | 1.3307 | 0 | 0 | 2421.692 | 0.00054949 | 66 | Commercial_2028_Technical_MW_After Competition Groups_66 | LED RECESSED DOWNLIGHTS | 0.05495% | 0 | 1.3307 | Commercial_2028_Technical_MW_After Competition Groups_LED RECESSED DOWNLIGHTS
Commercial | Com ¦ Evaporator Coil Defrost (Cooler) | 2028 | Technical | MW | After Competition Groups | 1.2571 | 0 | 0 | 2421.692 | 0.00051909 | 67 | Commercial_2028_Technical_MW_After Competition Groups_67 | Evaporator Coil Defrost (Cooler) | 0.05191% | 0 | 1.2571 | Commercial_2028_Technical_MW_After Competition Groups_Evaporator Coil Defrost (Cooler)
Commercial | Com ¦ ENERGY STAR Steam Cookers | 2028 | Technical | MW | After Competition Groups | 1.0295 | 0 | 0 | 2421.692 | 0.00042513 | 68 | Commercial_2028_Technical_MW_After Competition Groups_68 | ENERGY STAR Steam Cookers | 0.04251% | 0 | 1.0295 | Commercial_2028_Technical_MW_After Competition Groups_ENERGY STAR Steam Cookers
Commercial | Com ¦ Ozone Laundry Treatment | 2028 | Technical | MW | After Competition Groups | 0.76652 | 0 | 0 | 2421.692 | 0.00031652 | 69 | Commercial_2028_Technical_MW_After Competition Groups_69 | Ozone Laundry Treatment | 0.03165% | 0 | 0.76652 | Commercial_2028_Technical_MW_After Competition Groups_Ozone Laundry Treatment
Commercial | Com ¦ Thermostat Setback | 2028 | Technical | MW | After Competition Groups | 0.6813 | 0 | 0 | 2421.692 | 0.00028133 | 70 | Commercial_2028_Technical_MW_After Competition Groups_70 | Thermostat Setback | 0.02813% | 0 | 0.6813 | Commercial_2028_Technical_MW_After Competition Groups_Thermostat Setback
Commercial | Com ¦ Wall Insulation | 2028 | Technical | MW | After Competition Groups | 0.68056 | 0 | 0 | 2421.692 | 0.00028103 | 71 | Commercial_2028_Technical_MW_After Competition Groups_71 | Wall Insulation | 0.0281% | 0 | 0.68056 | Commercial_2028_Technical_MW_After Competition Groups_Wall Insulation
Commercial | Com ¦ SYNCHRONOUS BELT | 2028 | Technical | MW | After Competition Groups | 0.67646 | 0 | 0 | 2421.692 | 0.00027933 | 72 | Commercial_2028_Technical_MW_After Competition Groups_72 | SYNCHRONOUS BELT | 0.02793% | 0 | 0.67646 | Commercial_2028_Technical_MW_After Competition Groups_SYNCHRONOUS BELT
Commercial | Com ¦ Solar Preheat Make up Air | 2028 | Technical | MW | After Competition Groups | 0.67207 | 0 | 0 | 2421.692 | 0.00027752 | 73 | Commercial_2028_Technical_MW_After Competition Groups_73 | Solar Preheat Make up Air | 0.02775% | 0 | 0.67207 | Commercial_2028_Technical_MW_After Competition Groups_Solar Preheat Make up Air
Commercial | Com ¦ PTAC (12 EER/10,000 BTU) | 2028 | Technical | MW | After Competition Groups | 0.55069 | 0 | 0 | 2421.692 | 0.0002274 | 74 | Commercial_2028_Technical_MW_After Competition Groups_74 | PTAC (12 EER/10,000 BTU) | 0.02274% | 0 | 0.55069 | Commercial_2028_Technical_MW_After Competition Groups_PTAC (12 EER/10,000 BTU)
Commercial | Com ¦ Efficient compressor motor | 2028 | Technical | MW | After Competition Groups | 0.51153 | 0 | 0 | 2421.692 | 0.00021123 | 75 | Commercial_2028_Technical_MW_After Competition Groups_75 | Efficient compressor motor | 0.02112% | 0 | 0.51153 | Commercial_2028_Technical_MW_After Competition Groups_Efficient compressor motor
Commercial | Com ¦ Solar Water Preheat (Pools/DHW) | 2028 | Technical | MW | After Competition Groups | 0.31622 | 0 | 0 | 2421.692 | 0.00013058 | 76 | Commercial_2028_Technical_MW_After Competition Groups_76 | Solar Water Preheat (Pools/DHW) | 0.01306% | 0 | 0.31622 | Commercial_2028_Technical_MW_After Competition Groups_Solar Water Preheat (Pools/DHW)
Commercial | Com ¦ ECM MOTORS FOR HVAC APPLICATION (FAN-POWERED VAV BOX) | 2028 | Technical | MW | After Competition Groups | 0.30955 | 0 | 0 | 2421.692 | 0.00012782 | 77 | Commercial_2028_Technical_MW_After Competition Groups_77 | ECM MOTORS FOR HVAC APPLICATION (FAN-POWERED VAV BOX) | 0.01278% | 0 | 0.30955 | Commercial_2028_Technical_MW_After Competition Groups_ECM MOTORS FOR HVAC APPLICATION (FAN-POWERED VAV BOX)
Commercial | Com ¦ High Efficiency Chiller (avg of water and air cooled) | 2028 | Technical | MW | After Competition Groups | 0.30682 | 0 | 0 | 2421.692 | 0.0001267 | 78 | Commercial_2028_Technical_MW_After Competition Groups_78 | High Efficiency Chiller (avg of water and air cooled) | 0.01267% | 0 | 0.30682 | Commercial_2028_Technical_MW_After Competition Groups_High Efficiency Chiller (avg of water and air cooled)
Commercial | COM ¦ Ductless Mini-Split Heat Pumps | 2028 | Technical | MW | After Competition Groups | 0.30624 | 0 | 0 | 2421.692 | 0.00012646 | 79 | Commercial_2028_Technical_MW_After Competition Groups_79 | Ductless Mini-Split Heat Pumps | 0.01265% | 0 | 0.30624 | Commercial_2028_Technical_MW_After Competition Groups_Ductless Mini-Split Heat Pumps
Commercial | Com ¦ Commercial Hot Food Holding Cabinets | 2028 | Technical | MW | After Competition Groups | 0.2377 | 0 | 0 | 2421.692 | 9.8157e-05 | 80 | Commercial_2028_Technical_MW_After Competition Groups_80 | Commercial Hot Food Holding Cabinets | 0.009816% | 0 | 0.2377 | Commercial_2028_Technical_MW_After Competition Groups_Commercial Hot Food Holding Cabinets
Commercial | Com ¦ HVAC Optimization | 2028 | Technical | MW | After Competition Groups | 0.21816 | 0 | 0 | 2421.692 | 9.0087e-05 | 81 | Commercial_2028_Technical_MW_After Competition Groups_81 | HVAC Optimization | 0.009009% | 0 | 0.21816 | Commercial_2028_Technical_MW_After Competition Groups_HVAC Optimization
Commercial | Com ¦ Auto Off Time Switch or Time Clock control | 2028 | Technical | MW | After Competition Groups | 0.1875 | 0 | 0 | 2421.692 | 7.7425e-05 | 82 | Commercial_2028_Technical_MW_After Competition Groups_82 | Auto Off Time Switch or Time Clock control | 0.007743% | 0 | 0.1875 | Commercial_2028_Technical_MW_After Competition Groups_Auto Off Time Switch or Time Clock control
Commercial | Com ¦ CEE Tier 2/Energy Star Clothes Washers | 2028 | Technical | MW | After Competition Groups | 0.15239 | 0 | 0 | 2421.692 | 6.2926e-05 | 83 | Commercial_2028_Technical_MW_After Competition Groups_83 | CEE Tier 2/Energy Star Clothes Washers | 0.006293% | 0 | 0.15239 | Commercial_2028_Technical_MW_After Competition Groups_CEE Tier 2/Energy Star Clothes Washers
Commercial | Com ¦ Demand controlled Circulating Systems | 2028 | Technical | MW | After Competition Groups | 0.13919 | 0 | 0 | 2421.692 | 5.7478e-05 | 84 | Commercial_2028_Technical_MW_After Competition Groups_84 | Demand controlled Circulating Systems | 0.005748% | 0 | 0.13919 | Commercial_2028_Technical_MW_After Competition Groups_Demand controlled Circulating Systems
Commercial | Com ¦ Low Flow Pre-Rinse Spray Nozzle | 2028 | Technical | MW | After Competition Groups | 0.10282 | 0 | 0 | 2421.692 | 4.2459e-05 | 85 | Commercial_2028_Technical_MW_After Competition Groups_85 | Low Flow Pre-Rinse Spray Nozzle | 0.004246% | 0 | 0.10282 | Commercial_2028_Technical_MW_After Competition Groups_Low Flow Pre-Rinse Spray Nozzle
Commercial | Com ¦ Heat Pump Water Heater (50 Gallons) | 2028 | Technical | MW | After Competition Groups | 0.09625 | 0 | 0 | 2421.692 | 3.9745e-05 | 86 | Commercial_2028_Technical_MW_After Competition Groups_86 | Heat Pump Water Heater (50 Gallons) | 0.003975% | 0 | 0.09625 | Commercial_2028_Technical_MW_After Competition Groups_Heat Pump Water Heater (50 Gallons)
Commercial | Com ¦ Condensing Unit Heaters or other Efficient Unit Heating System | 2028 | Technical | MW | After Competition Groups | 0.048478 | 0 | 0 | 2421.692 | 2.0018e-05 | 87 | Commercial_2028_Technical_MW_After Competition Groups_87 | Condensing Unit Heaters or other Efficient Unit Heating System | 0.002002% | 0 | 0.048478 | Commercial_2028_Technical_MW_After Competition Groups_Condensing Unit Heaters or other Efficient Unit Heating System
Commercial | Com ¦ VSD Air Compressor | 2028 | Technical | MW | After Competition Groups | 0.025835 | 0 | 0 | 2421.692 | 1.0668e-05 | 88 | Commercial_2028_Technical_MW_After Competition Groups_88 | VSD Air Compressor | 0.001067% | 0 | 0.025835 | Commercial_2028_Technical_MW_After Competition Groups_VSD Air Compressor
Commercial | Com ¦ EC Plug Fan for Data Center (under cabinet) | 2028 | Technical | MW | After Competition Groups | 0.02309 | 0 | 0 | 2421.692 | 9.5348e-06 | 89 | Commercial_2028_Technical_MW_After Competition Groups_89 | EC Plug Fan for Data Center (under cabinet) | 0.0009535% | 0 | 0.02309 | Commercial_2028_Technical_MW_After Competition Groups_EC Plug Fan for Data Center (under cabinet)
Commercial | Com ¦ eCube | 2028 | Technical | MW | After Competition Groups | 0.022644 | 0 | 0 | 2421.692 | 9.3506e-06 | 90 | Commercial_2028_Technical_MW_After Competition Groups_90 | eCube | 0.0009351% | 0 | 0.022644 | Commercial_2028_Technical_MW_After Competition Groups_eCube
Commercial | Com ¦ Exterior Photocell | 2028 | Technical | MW | After Competition Groups | 0.01577 | 0 | 0 | 2421.692 | 6.5119e-06 | 91 | Commercial_2028_Technical_MW_After Competition Groups_91 | Exterior Photocell | 0.0006512% | 0 | 0.01577 | Commercial_2028_Technical_MW_After Competition Groups_Exterior Photocell
Commercial | Com ¦ Air Curtains | 2028 | Technical | MW | After Competition Groups | 0.0068866 | 0 | 0 | 2421.692 | 2.8437e-06 | 92 | Commercial_2028_Technical_MW_After Competition Groups_92 | Air Curtains | 0.0002844% | 0 | 0.0068866 | Commercial_2028_Technical_MW_After Competition Groups_Air Curtains
Commercial | Com ¦ High Efficiency Induction Cooking | 2028 | Technical | MW | After Competition Groups | 0.0012734 | 0 | 0 | 2421.692 | 5.2582e-07 | 93 | Commercial_2028_Technical_MW_After Competition Groups_93 | High Efficiency Induction Cooking | 5.258e-05% | 0 | 0.0012734 | Commercial_2028_Technical_MW_After Competition Groups_High Efficiency Induction Cooking
Commercial | Com ¦ Electric Convection Combination Ovens | 2028 | Technical | MW | After Competition Groups | 0.00032405 | 0 | 0 | 2421.692 | 1.3381e-07 | 94 | Commercial_2028_Technical_MW_After Competition Groups_94 | Electric Convection Combination Ovens | 1.338e-05% | 0 | 0.00032405 | Commercial_2028_Technical_MW_After Competition Groups_Electric Convection Combination Ovens
Commercial | Com ¦ Building Recommissioning, Operations and Maintenance (O&M) Improvements | 2029 | Economic | MW | After Competition Groups | 252.822 | 0 | 0 | 1854.1686 | 0.13635 | 1 | Commercial_2029_Economic_MW_After Competition Groups_1 | Building Recommissioning, Operations and Maintenance (O&M) Improvements | 13.64% | 0 | 252.822 | Commercial_2029_Economic_MW_After Competition Groups_Building Recommissioning, Operations and Maintenance (O&M) Improvements
Commercial | Com ¦ Education and Capacity Building/Energy Behavior | 2029 | Economic | MW | After Competition Groups | 226.0465 | 0 | 0 | 1854.1686 | 0.12191 | 2 | Commercial_2029_Economic_MW_After Competition Groups_2 | Education and Capacity Building/Energy Behavior | 12.19% | 0 | 226.0465 | Commercial_2029_Economic_MW_After Competition Groups_Education and Capacity Building/Energy Behavior
Commercial | Com ¦ LED Low/High Bay | 2029 | Economic | MW | After Competition Groups | 179.2778 | 0 | 0 | 1854.1686 | 0.096689 | 3 | Commercial_2029_Economic_MW_After Competition Groups_3 | LED Low/High Bay | 9.669% | 0 | 179.2778 | Commercial_2029_Economic_MW_After Competition Groups_LED Low/High Bay
Commercial | Com ¦ High Efficiency Air Source Heat Pump | 2029 | Economic | MW | After Competition Groups | 148.7644 | 0 | 0 | 1854.1686 | 0.080232 | 4 | Commercial_2029_Economic_MW_After Competition Groups_4 | High Efficiency Air Source Heat Pump | 8.023% | 0 | 148.7644 | Commercial_2029_Economic_MW_After Competition Groups_High Efficiency Air Source Heat Pump
Commercial | Com ¦ LED Troffer/Surface/Suspended | 2029 | Economic | MW | After Competition Groups | 135.3749 | 0 | 0 | 1854.1686 | 0.073011 | 5 | Commercial_2029_Economic_MW_After Competition Groups_5 | LED Troffer/Surface/Suspended | 7.301% | 0 | 135.3749 | Commercial_2029_Economic_MW_After Competition Groups_LED Troffer/Surface/Suspended
Commercial | Com ¦ ENERGY STAR LED LAMPS (REFLECTOR LAMPs/MR16/PAR 16) | 2029 | Economic | MW | After Competition Groups | 121.2642 | 0 | 0 | 1854.1686 | 0.065401 | 6 | Commercial_2029_Economic_MW_After Competition Groups_6 | ENERGY STAR LED LAMPS (REFLECTOR LAMPs/MR16/PAR 16) | 6.54% | 0 | 121.2642 | Commercial_2029_Economic_MW_After Competition Groups_ENERGY STAR LED LAMPS (REFLECTOR LAMPs/MR16/PAR 16)
Commercial | Com ¦ Unitary Air-Conditioning Unit | 2029 | Economic | MW | After Competition Groups | 98.8333 | 0 | 0 | 1854.1686 | 0.053303 | 7 | Commercial_2029_Economic_MW_After Competition Groups_7 | Unitary Air-Conditioning Unit | 5.33% | 0 | 98.8333 | Commercial_2029_Economic_MW_After Competition Groups_Unitary Air-Conditioning Unit
Commercial | Com ¦ Advanced BAS/Controllers | 2029 | Economic | MW | After Competition Groups | 94.9083 | 0 | 0 | 1854.1686 | 0.051186 | 8 | Commercial_2029_Economic_MW_After Competition Groups_8 | Advanced BAS/Controllers | 5.119% | 0 | 94.9083 | Commercial_2029_Economic_MW_After Competition Groups_Advanced BAS/Controllers
Commercial | Com ¦ LED Replacement Lamp (Tube) | 2029 | Economic | MW | After Competition Groups | 72.8494 | 0 | 0 | 1854.1686 | 0.03929 | 9 | Commercial_2029_Economic_MW_After Competition Groups_9 | LED Replacement Lamp (Tube) | 3.929% | 0 | 72.8494 | Commercial_2029_Economic_MW_After Competition Groups_LED Replacement Lamp (Tube)
Commercial | Com ¦ Adaptive Thermostats | 2029 | Economic | MW | After Competition Groups | 41.6727 | 0 | 0 | 1854.1686 | 0.022475 | 10 | Commercial_2029_Economic_MW_After Competition Groups_10 | Adaptive Thermostats | 2.248% | 0 | 41.6727 | Commercial_2029_Economic_MW_After Competition Groups_Adaptive Thermostats
Commercial | Com ¦ Data Center Storage/Server Virtualization | 2029 | Economic | MW | After Competition Groups | 36.2153 | 0 | 0 | 1854.1686 | 0.019532 | 11 | Commercial_2029_Economic_MW_After Competition Groups_11 | Data Center Storage/Server Virtualization | 1.953% | 0 | 36.2153 | Commercial_2029_Economic_MW_After Competition Groups_Data Center Storage/Server Virtualization
Commercial | Com ¦ Demand Control Ventilation | 2029 | Economic | MW | After Competition Groups | 32.0337 | 0 | 0 | 1854.1686 | 0.017277 | 12 | Commercial_2029_Economic_MW_After Competition Groups_12 | Demand Control Ventilation | 1.728% | 0 | 32.0337 | Commercial_2029_Economic_MW_After Competition Groups_Demand Control Ventilation
Commercial | Com ¦ Strip Curtains | 2029 | Economic | MW | After Competition Groups | 31.1257 | 0 | 0 | 1854.1686 | 0.016787 | 13 | Commercial_2029_Economic_MW_After Competition Groups_13 | Strip Curtains | 1.679% | 0 | 31.1257 | Commercial_2029_Economic_MW_After Competition Groups_Strip Curtains
Commercial | Com ¦ Refrigerated Display Case Doors | 2029 | Economic | MW | After Competition Groups | 30.9308 | 0 | 0 | 1854.1686 | 0.016682 | 14 | Commercial_2029_Economic_MW_After Competition Groups_14 | Refrigerated Display Case Doors | 1.668% | 0 | 30.9308 | Commercial_2029_Economic_MW_After Competition Groups_Refrigerated Display Case Doors
Commercial | Com ¦ Furnace Tune-Up | 2029 | Economic | MW | After Competition Groups | 30.191 | 0 | 0 | 1854.1686 | 0.016283 | 15 | Commercial_2029_Economic_MW_After Competition Groups_15 | Furnace Tune-Up | 1.628% | 0 | 30.191 | Commercial_2029_Economic_MW_After Competition Groups_Furnace Tune-Up
Commercial | Com ¦ Reach-in Shaded Pole to ECM/PSC Evaporator Fan Motor | 2029 | Economic | MW | After Competition Groups | 28.4572 | 0 | 0 | 1854.1686 | 0.015348 | 16 | Commercial_2029_Economic_MW_After Competition Groups_16 | Reach-in Shaded Pole to ECM/PSC Evaporator Fan Motor | 1.535% | 0 | 28.4572 | Commercial_2029_Economic_MW_After Competition Groups_Reach-in Shaded Pole to ECM/PSC Evaporator Fan Motor
Commercial | Com ¦ LED or Equivalent Sign Lighting | 2029 | Economic | MW | After Competition Groups | 26.3094 | 0 | 0 | 1854.1686 | 0.014189 | 17 | Commercial_2029_Economic_MW_After Competition Groups_17 | LED or Equivalent Sign Lighting | 1.419% | 0 | 26.3094 | Commercial_2029_Economic_MW_After Competition Groups_LED or Equivalent Sign Lighting
Commercial | Com ¦ Chilled Water Optimization | 2029 | Economic | MW | After Competition Groups | 24.1532 | 0 | 0 | 1854.1686 | 0.013026 | 18 | Commercial_2029_Economic_MW_After Competition Groups_18 | Chilled Water Optimization | 1.303% | 0 | 24.1532 | Commercial_2029_Economic_MW_After Competition Groups_Chilled Water Optimization
Commercial | Com ¦ Centrally controlled desktop PC/NETWORK PC POWER MANAGEMENT SOFTWARE | 2029 | Economic | MW | After Competition Groups | 23.8866 | 0 | 0 | 1854.1686 | 0.012883 | 19 | Commercial_2029_Economic_MW_After Competition Groups_19 | Centrally controlled desktop PC/NETWORK PC POWER MANAGEMENT SOFTWARE | 1.288% | 0 | 23.8866 | Commercial_2029_Economic_MW_After Competition Groups_Centrally controlled desktop PC/NETWORK PC POWER MANAGEMENT SOFTWARE
Commercial | Com ¦ Variable Frequency Drive (VFD) | 2029 | Economic | MW | After Competition Groups | 21.0134 | 0 | 0 | 1854.1686 | 0.011333 | 20 | Commercial_2029_Economic_MW_After Competition Groups_20 | Variable Frequency Drive (VFD) | 1.133% | 0 | 21.0134 | Commercial_2029_Economic_MW_After Competition Groups_Variable Frequency Drive (VFD)
Commercial | Com ¦ VFD on Pumps | 2029 | Economic | MW | After Competition Groups | 19.6661 | 0 | 0 | 1854.1686 | 0.010606 | 21 | Commercial_2029_Economic_MW_After Competition Groups_21 | VFD on Pumps | 1.061% | 0 | 19.6661 | Commercial_2029_Economic_MW_After Competition Groups_VFD on Pumps
Commercial | Com ¦ Refrigerated Display Case LED | 2029 | Economic | MW | After Competition Groups | 17.9636 | 0 | 0 | 1854.1686 | 0.0096882 | 22 | Commercial_2029_Economic_MW_After Competition Groups_22 | Refrigerated Display Case LED | 0.9688% | 0 | 17.9636 | Commercial_2029_Economic_MW_After Competition Groups_Refrigerated Display Case LED
Commercial | Com ¦ Air Handler with Dedicated Outdoor Air Systems | 2029 | Economic | MW | After Competition Groups | 16.0382 | 0 | 0 | 1854.1686 | 0.0086498 | 23 | Commercial_2029_Economic_MW_After Competition Groups_23 | Air Handler with Dedicated Outdoor Air Systems | 0.865% | 0 | 16.0382 | Commercial_2029_Economic_MW_After Competition Groups_Air Handler with Dedicated Outdoor Air Systems
Commercial | Com ¦ ENERGY STAR LED LAMPS (General Service Lamps) | 2029 | Economic | MW | After Competition Groups | 15.8906 | 0 | 0 | 1854.1686 | 0.0085702 | 24 | Commercial_2029_Economic_MW_After Competition Groups_24 | ENERGY STAR LED LAMPS (General Service Lamps) | 0.857% | 0 | 15.8906 | Commercial_2029_Economic_MW_After Competition Groups_ENERGY STAR LED LAMPS (General Service Lamps)
Commercial | Com ¦ ECM MOTORS FOR EVAPORATOR FANS for refrigeration (WALK-IN) | 2029 | Economic | MW | After Competition Groups | 10.9312 | 0 | 0 | 1854.1686 | 0.0058955 | 25 | Commercial_2029_Economic_MW_After Competition Groups_25 | ECM MOTORS FOR EVAPORATOR FANS for refrigeration (WALK-IN) | 0.5895% | 0 | 10.9312 | Commercial_2029_Economic_MW_After Competition Groups_ECM MOTORS FOR EVAPORATOR FANS for refrigeration (WALK-IN)
Commercial | Com ¦ Demand Control Kitchen Ventilation | 2029 | Economic | MW | After Competition Groups | 10.3558 | 0 | 0 | 1854.1686 | 0.0055851 | 26 | Commercial_2029_Economic_MW_After Competition Groups_26 | Demand Control Kitchen Ventilation | 0.5585% | 0 | 10.3558 | Commercial_2029_Economic_MW_After Competition Groups_Demand Control Kitchen Ventilation
Commercial | Com ¦ Occupancy Sensors | 2029 | Economic | MW | After Competition Groups | 10.0634 | 0 | 0 | 1854.1686 | 0.0054274 | 27 | Commercial_2029_Economic_MW_After Competition Groups_27 | Occupancy Sensors | 0.5427% | 0 | 10.0634 | Commercial_2029_Economic_MW_After Competition Groups_Occupancy Sensors
Commercial | Com ¦ Freezer Case Light Sensor | 2029 | Economic | MW | After Competition Groups | 9.4579 | 0 | 0 | 1854.1686 | 0.0051009 | 28 | Commercial_2029_Economic_MW_After Competition Groups_28 | Freezer Case Light Sensor | 0.5101% | 0 | 9.4579 | Commercial_2029_Economic_MW_After Competition Groups_Freezer Case Light Sensor
Commercial | Com ¦ Evaporator Fan Controls | 2029 | Economic | MW | After Competition Groups | 9.2143 | 0 | 0 | 1854.1686 | 0.0049695 | 29 | Commercial_2029_Economic_MW_After Competition Groups_29 | Evaporator Fan Controls | 0.497% | 0 | 9.2143 | Commercial_2029_Economic_MW_After Competition Groups_Evaporator Fan Controls
Commercial | Com ¦ Water Source Heat Pump (4 ton) | 2029 | Economic | MW | After Competition Groups | 8.0774 | 0 | 0 | 1854.1686 | 0.0043564 | 30 | Commercial_2029_Economic_MW_After Competition Groups_30 | Water Source Heat Pump (4 ton) | 0.4356% | 0 | 8.0774 | Commercial_2029_Economic_MW_After Competition Groups_Water Source Heat Pump (4 ton)
Commercial | Com ¦ LED EXTERIOR AREA LIGHTS - LED fixture (200W) | 2029 | Economic | MW | After Competition Groups | 6.6772 | 0 | 0 | 1854.1686 | 0.0036012 | 31 | Commercial_2029_Economic_MW_After Competition Groups_31 | LED EXTERIOR AREA LIGHTS - LED fixture (200W) | 0.3601% | 0 | 6.6772 | Commercial_2029_Economic_MW_After Competition Groups_LED EXTERIOR AREA LIGHTS - LED fixture (200W)
Commercial | Com ¦ LED parking lot fixture | 2029 | Economic | MW | After Competition Groups | 6.4096 | 0 | 0 | 1854.1686 | 0.0034568 | 32 | Commercial_2029_Economic_MW_After Competition Groups_32 | LED parking lot fixture | 0.3457% | 0 | 6.4096 | Commercial_2029_Economic_MW_After Competition Groups_LED parking lot fixture
Commercial | Com ¦ ENERGY STAR Griddle (74% eff) | 2029 | Economic | MW | After Competition Groups | 5.8278 | 0 | 0 | 1854.1686 | 0.0031431 | 33 | Commercial_2029_Economic_MW_After Competition Groups_33 | ENERGY STAR Griddle (74% eff) | 0.3143% | 0 | 5.8278 | Commercial_2029_Economic_MW_After Competition Groups_ENERGY STAR Griddle (74% eff)
Commercial | Com ¦ Duct Insulation, R8 | 2029 | Economic | MW | After Competition Groups | 5.5423 | 0 | 0 | 1854.1686 | 0.0029891 | 34 | Commercial_2029_Economic_MW_After Competition Groups_34 | Duct Insulation, R8 | 0.2989% | 0 | 5.5423 | Commercial_2029_Economic_MW_After Competition Groups_Duct Insulation, R8
Commercial | Com ¦ Door Gasket Freezer/Refrigerator | 2029 | Economic | MW | After Competition Groups | 5.4184 | 0 | 0 | 1854.1686 | 0.0029223 | 35 | Commercial_2029_Economic_MW_After Competition Groups_35 | Door Gasket Freezer/Refrigerator | 0.2922% | 0 | 5.4184 | Commercial_2029_Economic_MW_After Competition Groups_Door Gasket Freezer/Refrigerator
Commercial | Com ¦ Elec Storage WH 2.30 Et | 2029 | Economic | MW | After Competition Groups | 5.0004 | 0 | 0 | 1854.1686 | 0.0026968 | 36 | Commercial_2029_Economic_MW_After Competition Groups_36 | Elec Storage WH 2.30 Et | 0.2697% | 0 | 5.0004 | Commercial_2029_Economic_MW_After Competition Groups_Elec Storage WH 2.30 Et
Commercial | Com ¦ BEVERAGE VENDING MACHINE CONTROLS | 2029 | Economic | MW | After Competition Groups | 4.762 | 0 | 0 | 1854.1686 | 0.0025683 | 37 | Commercial_2029_Economic_MW_After Competition Groups_37 | BEVERAGE VENDING MACHINE CONTROLS | 0.2568% | 0 | 4.762 | Commercial_2029_Economic_MW_After Competition Groups_BEVERAGE VENDING MACHINE CONTROLS
Commercial | Com ¦ LED street light fixture | 2029 | Economic | MW | After Competition Groups | 3.998 | 0 | 0 | 1854.1686 | 0.0021562 | 38 | Commercial_2029_Economic_MW_After Competition Groups_38 | LED street light fixture | 0.2156% | 0 | 3.998 | Commercial_2029_Economic_MW_After Competition Groups_LED street light fixture
Commercial | Com ¦ Temperature Adjustment in Commercial Freezers | 2029 | Economic | MW | After Competition Groups | 3.3687 | 0 | 0 | 1854.1686 | 0.0018168 | 39 | Commercial_2029_Economic_MW_After Competition Groups_39 | Temperature Adjustment in Commercial Freezers | 0.1817% | 0 | 3.3687 | Commercial_2029_Economic_MW_After Competition Groups_Temperature Adjustment in Commercial Freezers
Commercial | Com ¦ CO Sensors for parking garage exhaust fans | 2029 | Economic | MW | After Competition Groups | 3.2191 | 0 | 0 | 1854.1686 | 0.0017361 | 40 | Commercial_2029_Economic_MW_After Competition Groups_40 | CO Sensors for parking garage exhaust fans | 0.1736% | 0 | 3.2191 | Commercial_2029_Economic_MW_After Competition Groups_CO Sensors for parking garage exhaust fans
Commercial | Com ¦ Vertical Night Covers | 2029 | Economic | MW | After Competition Groups | 2.7858 | 0 | 0 | 1854.1686 | 0.0015025 | 41 | Commercial_2029_Economic_MW_After Competition Groups_41 | Vertical Night Covers | 0.1502% | 0 | 2.7858 | Commercial_2029_Economic_MW_After Competition Groups_Vertical Night Covers
Commercial | Com ¦ Energy Efficient Laboratory Fume Hood | 2029 | Economic | MW | After Competition Groups | 2.7237 | 0 | 0 | 1854.1686 | 0.001469 | 42 | Commercial_2029_Economic_MW_After Competition Groups_42 | Energy Efficient Laboratory Fume Hood | 0.1469% | 0 | 2.7237 | Commercial_2029_Economic_MW_After Competition Groups_Energy Efficient Laboratory Fume Hood
Commercial | Com ¦ Water Heating (DHW) Pipe Insulation (Add 3/4\ Foam)" | 2029 | Economic | MW | After Competition Groups | 2.1259 | 0 | 0 | 1854.1686 | 0.0011465 | 43 | Commercial_2029_Economic_MW_After Competition Groups_43 | Water Heating (DHW) Pipe Insulation (Add 3/4\ Foam)" | 0.1147% | 0 | 2.1259 | Commercial_2029_Economic_MW_After Competition Groups_Water Heating (DHW) Pipe Insulation (Add 3/4\ Foam)"
Commercial | Com ¦ Outside Air Economizer | 2029 | Economic | MW | After Competition Groups | 1.8821 | 0 | 0 | 1854.1686 | 0.0010151 | 44 | Commercial_2029_Economic_MW_After Competition Groups_44 | Outside Air Economizer | 0.1015% | 0 | 1.8821 | Commercial_2029_Economic_MW_After Competition Groups_Outside Air Economizer
Commercial | Com ¦ ENERGY STAR Fryer (84% eff) | 2029 | Economic | MW | After Competition Groups | 1.6835 | 0 | 0 | 1854.1686 | 0.00090794 | 45 | Commercial_2029_Economic_MW_After Competition Groups_45 | ENERGY STAR Fryer (84% eff) | 0.09079% | 0 | 1.6835 | Commercial_2029_Economic_MW_After Competition Groups_ENERGY STAR Fryer (84% eff)
Commercial | Com ¦ Suction Pipe Insulation Freezer/Refrigerator | 2029 | Economic | MW | After Competition Groups | 1.4479 | 0 | 0 | 1854.1686 | 0.00078086 | 46 | Commercial_2029_Economic_MW_After Competition Groups_46 | Suction Pipe Insulation Freezer/Refrigerator | 0.07809% | 0 | 1.4479 | Commercial_2029_Economic_MW_After Competition Groups_Suction Pipe Insulation Freezer/Refrigerator
Commercial | Com ¦ ENERGY STAR Dishwasher | 2029 | Economic | MW | After Competition Groups | 1.3658 | 0 | 0 | 1854.1686 | 0.00073661 | 47 | Commercial_2029_Economic_MW_After Competition Groups_47 | ENERGY STAR Dishwasher | 0.07366% | 0 | 1.3658 | Commercial_2029_Economic_MW_After Competition Groups_ENERGY STAR Dishwasher
Commercial | Com ¦ ENERGY STAR Steam Cookers | 2029 | Economic | MW | After Competition Groups | 1.1026 | 0 | 0 | 1854.1686 | 0.00059464 | 48 | Commercial_2029_Economic_MW_After Competition Groups_48 | ENERGY STAR Steam Cookers | 0.05946% | 0 | 1.1026 | Commercial_2029_Economic_MW_After Competition Groups_ENERGY STAR Steam Cookers
Commercial | Com ¦ Ozone Laundry Treatment | 2029 | Economic | MW | After Competition Groups | 0.77115 | 0 | 0 | 1854.1686 | 0.0004159 | 49 | Commercial_2029_Economic_MW_After Competition Groups_49 | Ozone Laundry Treatment | 0.04159% | 0 | 0.77115 | Commercial_2029_Economic_MW_After Competition Groups_Ozone Laundry Treatment
Commercial | Com ¦ Thermostat Setback | 2029 | Economic | MW | After Competition Groups | 0.70388 | 0 | 0 | 1854.1686 | 0.00037962 | 50 | Commercial_2029_Economic_MW_After Competition Groups_50 | Thermostat Setback | 0.03796% | 0 | 0.70388 | Commercial_2029_Economic_MW_After Competition Groups_Thermostat Setback
Commercial | Com ¦ Condensing Make Up Air Unit | 2029 | Economic | MW | After Competition Groups | 0.64354 | 0 | 0 | 1854.1686 | 0.00034708 | 51 | Commercial_2029_Economic_MW_After Competition Groups_51 | Condensing Make Up Air Unit | 0.03471% | 0 | 0.64354 | Commercial_2029_Economic_MW_After Competition Groups_Condensing Make Up Air Unit
Commercial | Com ¦ PTAC (12 EER/10,000 BTU) | 2029 | Economic | MW | After Competition Groups | 0.56254 | 0 | 0 | 1854.1686 | 0.00030339 | 52 | Commercial_2029_Economic_MW_After Competition Groups_52 | PTAC (12 EER/10,000 BTU) | 0.03034% | 0 | 0.56254 | Commercial_2029_Economic_MW_After Competition Groups_PTAC (12 EER/10,000 BTU)
Commercial | Com ¦ Solar Water Preheat (Pools/DHW) | 2029 | Economic | MW | After Competition Groups | 0.34057 | 0 | 0 | 1854.1686 | 0.00018368 | 53 | Commercial_2029_Economic_MW_After Competition Groups_53 | Solar Water Preheat (Pools/DHW) | 0.01837% | 0 | 0.34057 | Commercial_2029_Economic_MW_After Competition Groups_Solar Water Preheat (Pools/DHW)
Commercial | COM ¦ Ductless Mini-Split Heat Pumps | 2029 | Economic | MW | After Competition Groups | 0.32938 | 0 | 0 | 1854.1686 | 0.00017764 | 54 | Commercial_2029_Economic_MW_After Competition Groups_54 | Ductless Mini-Split Heat Pumps | 0.01776% | 0 | 0.32938 | Commercial_2029_Economic_MW_After Competition Groups_Ductless Mini-Split Heat Pumps
Commercial | Com ¦ ECM MOTORS FOR HVAC APPLICATION (FAN-POWERED VAV BOX) | 2029 | Economic | MW | After Competition Groups | 0.3099 | 0 | 0 | 1854.1686 | 0.00016713 | 55 | Commercial_2029_Economic_MW_After Competition Groups_55 | ECM MOTORS FOR HVAC APPLICATION (FAN-POWERED VAV BOX) | 0.01671% | 0 | 0.3099 | Commercial_2029_Economic_MW_After Competition Groups_ECM MOTORS FOR HVAC APPLICATION (FAN-POWERED VAV BOX)
Commercial | Com ¦ Notched V belts for HVAC Systems | 2029 | Economic | MW | After Competition Groups | 0.25329 | 0 | 0 | 1854.1686 | 0.00013661 | 56 | Commercial_2029_Economic_MW_After Competition Groups_56 | Notched V belts for HVAC Systems | 0.01366% | 0 | 0.25329 | Commercial_2029_Economic_MW_After Competition Groups_Notched V belts for HVAC Systems
Commercial | Com ¦ Auto Off Time Switch or Time Clock control | 2029 | Economic | MW | After Competition Groups | 0.18912 | 0 | 0 | 1854.1686 | 0.000102 | 57 | Commercial_2029_Economic_MW_After Competition Groups_57 | Auto Off Time Switch or Time Clock control | 0.0102% | 0 | 0.18912 | Commercial_2029_Economic_MW_After Competition Groups_Auto Off Time Switch or Time Clock control
Commercial | Com ¦ CEE Tier 2/Energy Star Clothes Washers | 2029 | Economic | MW | After Competition Groups | 0.16039 | 0 | 0 | 1854.1686 | 8.6503e-05 | 58 | Commercial_2029_Economic_MW_After Competition Groups_58 | CEE Tier 2/Energy Star Clothes Washers | 0.00865% | 0 | 0.16039 | Commercial_2029_Economic_MW_After Competition Groups_CEE Tier 2/Energy Star Clothes Washers
Commercial | Com ¦ Demand controlled Circulating Systems | 2029 | Economic | MW | After Competition Groups | 0.1364 | 0 | 0 | 1854.1686 | 7.3562e-05 | 59 | Commercial_2029_Economic_MW_After Competition Groups_59 | Demand controlled Circulating Systems | 0.007356% | 0 | 0.1364 | Commercial_2029_Economic_MW_After Competition Groups_Demand controlled Circulating Systems
Commercial | Com ¦ HVAC Optimization | 2029 | Economic | MW | After Competition Groups | 0.1252 | 0 | 0 | 1854.1686 | 6.7525e-05 | 60 | Commercial_2029_Economic_MW_After Competition Groups_60 | HVAC Optimization | 0.006752% | 0 | 0.1252 | Commercial_2029_Economic_MW_After Competition Groups_HVAC Optimization
Commercial | Com ¦ Low Flow Pre-Rinse Spray Nozzle | 2029 | Economic | MW | After Competition Groups | 0.1053 | 0 | 0 | 1854.1686 | 5.6789e-05 | 61 | Commercial_2029_Economic_MW_After Competition Groups_61 | Low Flow Pre-Rinse Spray Nozzle | 0.005679% | 0 | 0.1053 | Commercial_2029_Economic_MW_After Competition Groups_Low Flow Pre-Rinse Spray Nozzle
Commercial | Com ¦ Commercial Hot Food Holding Cabinets | 2029 | Economic | MW | After Competition Groups | 0.096586 | 0 | 0 | 1854.1686 | 5.2091e-05 | 62 | Commercial_2029_Economic_MW_After Competition Groups_62 | Commercial Hot Food Holding Cabinets | 0.005209% | 0 | 0.096586 | Commercial_2029_Economic_MW_After Competition Groups_Commercial Hot Food Holding Cabinets
Commercial | Com ¦ Room AC (w/ louvered sides) 14 SEER from 12 SEER code | 2029 | Economic | MW | After Competition Groups | 0.079562 | 0 | 0 | 1854.1686 | 4.291e-05 | 63 | Commercial_2029_Economic_MW_After Competition Groups_63 | Room AC (w/ louvered sides) 14 SEER from 12 SEER code | 0.004291% | 0 | 0.079562 | Commercial_2029_Economic_MW_After Competition Groups_Room AC (w/ louvered sides) 14 SEER from 12 SEER code
Commercial | Com ¦ Wall Insulation | 2029 | Economic | MW | After Competition Groups | 0.050911 | 0 | 0 | 1854.1686 | 2.7457e-05 | 64 | Commercial_2029_Economic_MW_After Competition Groups_64 | Wall Insulation | 0.002746% | 0 | 0.050911 | Commercial_2029_Economic_MW_After Competition Groups_Wall Insulation
Commercial | Com ¦ Energy Recovery Ventilation and Ventilation (Enhanced) | 2029 | Economic | MW | After Competition Groups | 0.050718 | 0 | 0 | 1854.1686 | 2.7354e-05 | 65 | Commercial_2029_Economic_MW_After Competition Groups_65 | Energy Recovery Ventilation and Ventilation (Enhanced) | 0.002735% | 0 | 0.050718 | Commercial_2029_Economic_MW_After Competition Groups_Energy Recovery Ventilation and Ventilation (Enhanced)
Commercial | Com ¦ Condensing Unit Heaters or other Efficient Unit Heating System | 2029 | Economic | MW | After Competition Groups | 0.047503 | 0 | 0 | 1854.1686 | 2.562e-05 | 66 | Commercial_2029_Economic_MW_After Competition Groups_66 | Condensing Unit Heaters or other Efficient Unit Heating System | 0.002562% | 0 | 0.047503 | Commercial_2029_Economic_MW_After Competition Groups_Condensing Unit Heaters or other Efficient Unit Heating System
Commercial | Com ¦ High Efficiency Chiller (avg of water and air cooled) | 2029 | Economic | MW | After Competition Groups | 0.034769 | 0 | 0 | 1854.1686 | 1.8752e-05 | 67 | Commercial_2029_Economic_MW_After Competition Groups_67 | High Efficiency Chiller (avg of water and air cooled) | 0.001875% | 0 | 0.034769 | Commercial_2029_Economic_MW_After Competition Groups_High Efficiency Chiller (avg of water and air cooled)
Commercial | Com ¦ VSD Air Compressor | 2029 | Economic | MW | After Competition Groups | 0.027658 | 0 | 0 | 1854.1686 | 1.4917e-05 | 68 | Commercial_2029_Economic_MW_After Competition Groups_68 | VSD Air Compressor | 0.001492% | 0 | 0.027658 | Commercial_2029_Economic_MW_After Competition Groups_VSD Air Compressor
Commercial | Com ¦ EC Plug Fan for Data Center (under cabinet) | 2029 | Economic | MW | After Competition Groups | 0.0073316 | 0 | 0 | 1854.1686 | 3.9541e-06 | 69 | Commercial_2029_Economic_MW_After Competition Groups_69 | EC Plug Fan for Data Center (under cabinet) | 0.0003954% | 0 | 0.0073316 | Commercial_2029_Economic_MW_After Competition Groups_EC Plug Fan for Data Center (under cabinet)
Commercial | Com ¦ Air Curtains | 2029 | Economic | MW | After Competition Groups | 0.0069867 | 0 | 0 | 1854.1686 | 3.7681e-06 | 70 | Commercial_2029_Economic_MW_After Competition Groups_70 | Air Curtains | 0.0003768% | 0 | 0.0069867 | Commercial_2029_Economic_MW_After Competition Groups_Air Curtains
Commercial | Com ¦ LED RECESSED DOWNLIGHTS | 2029 | Economic | MW | After Competition Groups | 0.0063745 | 0 | 0 | 1854.1686 | 3.4379e-06 | 71 | Commercial_2029_Economic_MW_After Competition Groups_71 | LED RECESSED DOWNLIGHTS | 0.0003438% | 0 | 0.0063745 | Commercial_2029_Economic_MW_After Competition Groups_LED RECESSED DOWNLIGHTS
Commercial | Com ¦ Electric Convection Combination Ovens | 2029 | Economic | MW | After Competition Groups | 0.00034705 | 0 | 0 | 1854.1686 | 1.8717e-07 | 72 | Commercial_2029_Economic_MW_After Competition Groups_72 | Electric Convection Combination Ovens | 1.872e-05% | 0 | 0.00034705 | Commercial_2029_Economic_MW_After Competition Groups_Electric Convection Combination Ovens
Commercial | Com ¦ Efficient compressor motor | 2029 | Economic | MW | After Competition Groups | 0 | 0 | 0 | 1854.1686 | 0 | 73 | Commercial_2029_Economic_MW_After Competition Groups_73 | Efficient compressor motor | 0% | 0 | 0 | Commercial_2029_Economic_MW_After Competition Groups_Efficient compressor motor
Commercial | Com ¦ Indoor Daylight Sensors/Photocell Dimming Control | 2029 | Economic | MW | After Competition Groups | 0 | 0 | 0 | 1854.1686 | 0 | 74 | Commercial_2029_Economic_MW_After Competition Groups_74 | Indoor Daylight Sensors/Photocell Dimming Control | 0% | 0 | 0 | Commercial_2029_Economic_MW_After Competition Groups_Indoor Daylight Sensors/Photocell Dimming Control
Commercial | Com ¦ Variable Refrigerant Flow Heat Pump | 2029 | Economic | MW | After Competition Groups | 0 | 0 | 0 | 1854.1686 | 0 | 75 | Commercial_2029_Economic_MW_After Competition Groups_75 | Variable Refrigerant Flow Heat Pump | 0% | 0 | 0 | Commercial_2029_Economic_MW_After Competition Groups_Variable Refrigerant Flow Heat Pump
Commercial | Com ¦ LED Low/High Bay | 2029 | SC A | MW | After Competition Groups | 111.3767 | 0 | 0 | 793.8572 | 0.1403 | 1 | Commercial_2029_SC A_MW_After Competition Groups_1 | LED Low/High Bay | 14.03% | 0 | 111.3767 | Commercial_2029_SC A_MW_After Competition Groups_LED Low/High Bay
Commercial | Com ¦ ENERGY STAR LED LAMPS (REFLECTOR LAMPs/MR16/PAR 16) | 2029 | SC A | MW | After Competition Groups | 109.2894 | 0 | 0 | 793.8572 | 0.13767 | 2 | Commercial_2029_SC A_MW_After Competition Groups_2 | ENERGY STAR LED LAMPS (REFLECTOR LAMPs/MR16/PAR 16) | 13.77% | 0 | 109.2894 | Commercial_2029_SC A_MW_After Competition Groups_ENERGY STAR LED LAMPS (REFLECTOR LAMPs/MR16/PAR 16)
Commercial | Com ¦ LED Troffer/Surface/Suspended | 2029 | SC A | MW | After Competition Groups | 101.5416 | 0 | 0 | 793.8572 | 0.12791 | 3 | Commercial_2029_SC A_MW_After Competition Groups_3 | LED Troffer/Surface/Suspended | 12.79% | 0 | 101.5416 | Commercial_2029_SC A_MW_After Competition Groups_LED Troffer/Surface/Suspended
Commercial | Com ¦ LED Replacement Lamp (Tube) | 2029 | SC A | MW | After Competition Groups | 59.7949 | 0 | 0 | 793.8572 | 0.075322 | 4 | Commercial_2029_SC A_MW_After Competition Groups_4 | LED Replacement Lamp (Tube) | 7.532% | 0 | 59.7949 | Commercial_2029_SC A_MW_After Competition Groups_LED Replacement Lamp (Tube)
Commercial | Com ¦ High Efficiency Air Source Heat Pump | 2029 | SC A | MW | After Competition Groups | 50.9644 | 0 | 0 | 793.8572 | 0.064198 | 5 | Commercial_2029_SC A_MW_After Competition Groups_5 | High Efficiency Air Source Heat Pump | 6.42% | 0 | 50.9644 | Commercial_2029_SC A_MW_After Competition Groups_High Efficiency Air Source Heat Pump
Commercial | Com ¦ Building Recommissioning, Operations and Maintenance (O&M) Improvements | 2029 | SC A | MW | After Competition Groups | 43.4371 | 0 | 0 | 793.8572 | 0.054717 | 6 | Commercial_2029_SC A_MW_After Competition Groups_6 | Building Recommissioning, Operations and Maintenance (O&M) Improvements | 5.472% | 0 | 43.4371 | Commercial_2029_SC A_MW_After Competition Groups_Building Recommissioning, Operations and Maintenance (O&M) Improvements
Commercial | Com ¦ Education and Capacity Building/Energy Behavior | 2029 | SC A | MW | After Competition Groups | 33.0704 | 0 | 0 | 793.8572 | 0.041658 | 7 | Commercial_2029_SC A_MW_After Competition Groups_7 | Education and Capacity Building/Energy Behavior | 4.166% | 0 | 33.0704 | Commercial_2029_SC A_MW_After Competition Groups_Education and Capacity Building/Energy Behavior
Commercial | Com ¦ Advanced BAS/Controllers | 2029 | SC A | MW | After Competition Groups | 24.1867 | 0 | 0 | 793.8572 | 0.030467 | 8 | Commercial_2029_SC A_MW_After Competition Groups_8 | Advanced BAS/Controllers | 3.047% | 0 | 24.1867 | Commercial_2029_SC A_MW_After Competition Groups_Advanced BAS/Controllers
Commercial | Com ¦ Data Center Storage/Server Virtualization | 2029 | SC A | MW | After Competition Groups | 22.9748 | 0 | 0 | 793.8572 | 0.028941 | 9 | Commercial_2029_SC A_MW_After Competition Groups_9 | Data Center Storage/Server Virtualization | 2.894% | 0 | 22.9748 | Commercial_2029_SC A_MW_After Competition Groups_Data Center Storage/Server Virtualization
Commercial | Com ¦ Reach-in Shaded Pole to ECM/PSC Evaporator Fan Motor | 2029 | SC A | MW | After Competition Groups | 19.214 | 0 | 0 | 793.8572 | 0.024203 | 10 | Commercial_2029_SC A_MW_After Competition Groups_10 | Reach-in Shaded Pole to ECM/PSC Evaporator Fan Motor | 2.42% | 0 | 19.214 | Commercial_2029_SC A_MW_After Competition Groups_Reach-in Shaded Pole to ECM/PSC Evaporator Fan Motor
Commercial | Com ¦ Adaptive Thermostats | 2029 | SC A | MW | After Competition Groups | 16.4587 | 0 | 0 | 793.8572 | 0.020733 | 11 | Commercial_2029_SC A_MW_After Competition Groups_11 | Adaptive Thermostats | 2.073% | 0 | 16.4587 | Commercial_2029_SC A_MW_After Competition Groups_Adaptive Thermostats
Commercial | Com ¦ LED or Equivalent Sign Lighting | 2029 | SC A | MW | After Competition Groups | 16.1848 | 0 | 0 | 793.8572 | 0.020388 | 12 | Commercial_2029_SC A_MW_After Competition Groups_12 | LED or Equivalent Sign Lighting | 2.039% | 0 | 16.1848 | Commercial_2029_SC A_MW_After Competition Groups_LED or Equivalent Sign Lighting
Commercial | Com ¦ Unitary Air-Conditioning Unit | 2029 | SC A | MW | After Competition Groups | 15.2507 | 0 | 0 | 793.8572 | 0.019211 | 13 | Commercial_2029_SC A_MW_After Competition Groups_13 | Unitary Air-Conditioning Unit | 1.921% | 0 | 15.2507 | Commercial_2029_SC A_MW_After Competition Groups_Unitary Air-Conditioning Unit
Commercial | Com ¦ Strip Curtains | 2029 | SC A | MW | After Competition Groups | 14.9624 | 0 | 0 | 793.8572 | 0.018848 | 14 | Commercial_2029_SC A_MW_After Competition Groups_14 | Strip Curtains | 1.885% | 0 | 14.9624 | Commercial_2029_SC A_MW_After Competition Groups_Strip Curtains
Commercial | Com ¦ Refrigerated Display Case Doors | 2029 | SC A | MW | After Competition Groups | 14.2469 | 0 | 0 | 793.8572 | 0.017946 | 15 | Commercial_2029_SC A_MW_After Competition Groups_15 | Refrigerated Display Case Doors | 1.795% | 0 | 14.2469 | Commercial_2029_SC A_MW_After Competition Groups_Refrigerated Display Case Doors
Commercial | Com ¦ ENERGY STAR LED LAMPS (General Service Lamps) | 2029 | SC A | MW | After Competition Groups | 13.7115 | 0 | 0 | 793.8572 | 0.017272 | 16 | Commercial_2029_SC A_MW_After Competition Groups_16 | ENERGY STAR LED LAMPS (General Service Lamps) | 1.727% | 0 | 13.7115 | Commercial_2029_SC A_MW_After Competition Groups_ENERGY STAR LED LAMPS (General Service Lamps)
Commercial | Com ¦ Furnace Tune-Up | 2029 | SC A | MW | After Competition Groups | 12.5715 | 0 | 0 | 793.8572 | 0.015836 | 17 | Commercial_2029_SC A_MW_After Competition Groups_17 | Furnace Tune-Up | 1.584% | 0 | 12.5715 | Commercial_2029_SC A_MW_After Competition Groups_Furnace Tune-Up
Commercial | Com ¦ Centrally controlled desktop PC/NETWORK PC POWER MANAGEMENT SOFTWARE | 2029 | SC A | MW | After Competition Groups | 10.3399 | 0 | 0 | 793.8572 | 0.013025 | 18 | Commercial_2029_SC A_MW_After Competition Groups_18 | Centrally controlled desktop PC/NETWORK PC POWER MANAGEMENT SOFTWARE | 1.302% | 0 | 10.3399 | Commercial_2029_SC A_MW_After Competition Groups_Centrally controlled desktop PC/NETWORK PC POWER MANAGEMENT SOFTWARE
Commercial | Com ¦ Chilled Water Optimization | 2029 | SC A | MW | After Competition Groups | 9.9328 | 0 | 0 | 793.8572 | 0.012512 | 19 | Commercial_2029_SC A_MW_After Competition Groups_19 | Chilled Water Optimization | 1.251% | 0 | 9.9328 | Commercial_2029_SC A_MW_After Competition Groups_Chilled Water Optimization
Commercial | Com ¦ Variable Frequency Drive (VFD) | 2029 | SC A | MW | After Competition Groups | 8.861 | 0 | 0 | 793.8572 | 0.011162 | 20 | Commercial_2029_SC A_MW_After Competition Groups_20 | Variable Frequency Drive (VFD) | 1.116% | 0 | 8.861 | Commercial_2029_SC A_MW_After Competition Groups_Variable Frequency Drive (VFD)
Commercial | Com ¦ Demand Control Ventilation | 2029 | SC A | MW | After Competition Groups | 8.7003 | 0 | 0 | 793.8572 | 0.010959 | 21 | Commercial_2029_SC A_MW_After Competition Groups_21 | Demand Control Ventilation | 1.096% | 0 | 8.7003 | Commercial_2029_SC A_MW_After Competition Groups_Demand Control Ventilation
Commercial | Com ¦ VFD on Pumps | 2029 | SC A | MW | After Competition Groups | 8.2266 | 0 | 0 | 793.8572 | 0.010363 | 22 | Commercial_2029_SC A_MW_After Competition Groups_22 | VFD on Pumps | 1.036% | 0 | 8.2266 | Commercial_2029_SC A_MW_After Competition Groups_VFD on Pumps
Commercial | Com ¦ Refrigerated Display Case LED | 2029 | SC A | MW | After Competition Groups | 6.4627 | 0 | 0 | 793.8572 | 0.0081409 | 23 | Commercial_2029_SC A_MW_After Competition Groups_23 | Refrigerated Display Case LED | 0.8141% | 0 | 6.4627 | Commercial_2029_SC A_MW_After Competition Groups_Refrigerated Display Case LED
Commercial | Com ¦ LED EXTERIOR AREA LIGHTS - LED fixture (200W) | 2029 | SC A | MW | After Competition Groups | 5.7131 | 0 | 0 | 793.8572 | 0.0071966 | 24 | Commercial_2029_SC A_MW_After Competition Groups_24 | LED EXTERIOR AREA LIGHTS - LED fixture (200W) | 0.7197% | 0 | 5.7131 | Commercial_2029_SC A_MW_After Competition Groups_LED EXTERIOR AREA LIGHTS - LED fixture (200W)
Commercial | Com ¦ LED parking lot fixture | 2029 | SC A | MW | After Competition Groups | 5.5275 | 0 | 0 | 793.8572 | 0.0069628 | 25 | Commercial_2029_SC A_MW_After Competition Groups_25 | LED parking lot fixture | 0.6963% | 0 | 5.5275 | Commercial_2029_SC A_MW_After Competition Groups_LED parking lot fixture
Commercial | Com ¦ ECM MOTORS FOR EVAPORATOR FANS for refrigeration (WALK-IN) | 2029 | SC A | MW | After Competition Groups | 4.5335 | 0 | 0 | 793.8572 | 0.0057107 | 26 | Commercial_2029_SC A_MW_After Competition Groups_26 | ECM MOTORS FOR EVAPORATOR FANS for refrigeration (WALK-IN) | 0.5711% | 0 | 4.5335 | Commercial_2029_SC A_MW_After Competition Groups_ECM MOTORS FOR EVAPORATOR FANS for refrigeration (WALK-IN)
Commercial | Com ¦ Air Handler with Dedicated Outdoor Air Systems | 2029 | SC A | MW | After Competition Groups | 4.0045 | 0 | 0 | 793.8572 | 0.0050443 | 27 | Commercial_2029_SC A_MW_After Competition Groups_27 | Air Handler with Dedicated Outdoor Air Systems | 0.5044% | 0 | 4.0045 | Commercial_2029_SC A_MW_After Competition Groups_Air Handler with Dedicated Outdoor Air Systems
Commercial | Com ¦ Evaporator Fan Controls | 2029 | SC A | MW | After Competition Groups | 3.8088 | 0 | 0 | 793.8572 | 0.0047978 | 28 | Commercial_2029_SC A_MW_After Competition Groups_28 | Evaporator Fan Controls | 0.4798% | 0 | 3.8088 | Commercial_2029_SC A_MW_After Competition Groups_Evaporator Fan Controls
Commercial | Com ¦ Demand Control Kitchen Ventilation | 2029 | SC A | MW | After Competition Groups | 3.6285 | 0 | 0 | 793.8572 | 0.0045707 | 29 | Commercial_2029_SC A_MW_After Competition Groups_29 | Demand Control Kitchen Ventilation | 0.4571% | 0 | 3.6285 | Commercial_2029_SC A_MW_After Competition Groups_Demand Control Kitchen Ventilation
Commercial | Com ¦ ENERGY STAR Griddle (74% eff) | 2029 | SC A | MW | After Competition Groups | 3.6057 | 0 | 0 | 793.8572 | 0.004542 | 30 | Commercial_2029_SC A_MW_After Competition Groups_30 | ENERGY STAR Griddle (74% eff) | 0.4542% | 0 | 3.6057 | Commercial_2029_SC A_MW_After Competition Groups_ENERGY STAR Griddle (74% eff)
Commercial | Com ¦ Door Gasket Freezer/Refrigerator | 2029 | SC A | MW | After Competition Groups | 3.5711 | 0 | 0 | 793.8572 | 0.0044984 | 31 | Commercial_2029_SC A_MW_After Competition Groups_31 | Door Gasket Freezer/Refrigerator | 0.4498% | 0 | 3.5711 | Commercial_2029_SC A_MW_After Competition Groups_Door Gasket Freezer/Refrigerator
Commercial | Com ¦ LED street light fixture | 2029 | SC A | MW | After Competition Groups | 3.3611 | 0 | 0 | 793.8572 | 0.0042339 | 32 | Commercial_2029_SC A_MW_After Competition Groups_32 | LED street light fixture | 0.4234% | 0 | 3.3611 | Commercial_2029_SC A_MW_After Competition Groups_LED street light fixture
Commercial | Com ¦ Freezer Case Light Sensor | 2029 | SC A | MW | After Competition Groups | 3.1812 | 0 | 0 | 793.8572 | 0.0040073 | 33 | Commercial_2029_SC A_MW_After Competition Groups_33 | Freezer Case Light Sensor | 0.4007% | 0 | 3.1812 | Commercial_2029_SC A_MW_After Competition Groups_Freezer Case Light Sensor
Commercial | Com ¦ Occupancy Sensors | 2029 | SC A | MW | After Competition Groups | 2.7266 | 0 | 0 | 793.8572 | 0.0034347 | 34 | Commercial_2029_SC A_MW_After Competition Groups_34 | Occupancy Sensors | 0.3435% | 0 | 2.7266 | Commercial_2029_SC A_MW_After Competition Groups_Occupancy Sensors
Commercial | Com ¦ Duct Insulation, R8 | 2029 | SC A | MW | After Competition Groups | 2.2881 | 0 | 0 | 793.8572 | 0.0028822 | 35 | Commercial_2029_SC A_MW_After Competition Groups_35 | Duct Insulation, R8 | 0.2882% | 0 | 2.2881 | Commercial_2029_SC A_MW_After Competition Groups_Duct Insulation, R8
Commercial | Com ¦ Water Source Heat Pump (4 ton) | 2029 | SC A | MW | After Competition Groups | 1.9785 | 0 | 0 | 793.8572 | 0.0024923 | 36 | Commercial_2029_SC A_MW_After Competition Groups_36 | Water Source Heat Pump (4 ton) | 0.2492% | 0 | 1.9785 | Commercial_2029_SC A_MW_After Competition Groups_Water Source Heat Pump (4 ton)
Commercial | Com ¦ Elec Storage WH 2.30 Et | 2029 | SC A | MW | After Competition Groups | 1.4427 | 0 | 0 | 793.8572 | 0.0018174 | 37 | Commercial_2029_SC A_MW_After Competition Groups_37 | Elec Storage WH 2.30 Et | 0.1817% | 0 | 1.4427 | Commercial_2029_SC A_MW_After Competition Groups_Elec Storage WH 2.30 Et
Commercial | Com ¦ BEVERAGE VENDING MACHINE CONTROLS | 2029 | SC A | MW | After Competition Groups | 1.4411 | 0 | 0 | 793.8572 | 0.0018153 | 38 | Commercial_2029_SC A_MW_After Competition Groups_38 | BEVERAGE VENDING MACHINE CONTROLS | 0.1815% | 0 | 1.4411 | Commercial_2029_SC A_MW_After Competition Groups_BEVERAGE VENDING MACHINE CONTROLS
Commercial | Com ¦ Temperature Adjustment in Commercial Freezers | 2029 | SC A | MW | After Competition Groups | 1.394 | 0 | 0 | 793.8572 | 0.001756 | 39 | Commercial_2029_SC A_MW_After Competition Groups_39 | Temperature Adjustment in Commercial Freezers | 0.1756% | 0 | 1.394 | Commercial_2029_SC A_MW_After Competition Groups_Temperature Adjustment in Commercial Freezers
Commercial | Com ¦ Vertical Night Covers | 2029 | SC A | MW | After Competition Groups | 1.126 | 0 | 0 | 793.8572 | 0.0014184 | 40 | Commercial_2029_SC A_MW_After Competition Groups_40 | Vertical Night Covers | 0.1418% | 0 | 1.126 | Commercial_2029_SC A_MW_After Competition Groups_Vertical Night Covers
Commercial | Com ¦ CO Sensors for parking garage exhaust fans | 2029 | SC A | MW | After Competition Groups | 1.0752 | 0 | 0 | 793.8572 | 0.0013544 | 41 | Commercial_2029_SC A_MW_After Competition Groups_41 | CO Sensors for parking garage exhaust fans | 0.1354% | 0 | 1.0752 | Commercial_2029_SC A_MW_After Competition Groups_CO Sensors for parking garage exhaust fans
Commercial | Com ¦ ENERGY STAR Fryer (84% eff) | 2029 | SC A | MW | After Competition Groups | 1.0633 | 0 | 0 | 793.8572 | 0.0013395 | 42 | Commercial_2029_SC A_MW_After Competition Groups_42 | ENERGY STAR Fryer (84% eff) | 0.1339% | 0 | 1.0633 | Commercial_2029_SC A_MW_After Competition Groups_ENERGY STAR Fryer (84% eff)
Commercial | Com ¦ Energy Efficient Laboratory Fume Hood | 2029 | SC A | MW | After Competition Groups | 1.0187 | 0 | 0 | 793.8572 | 0.0012832 | 43 | Commercial_2029_SC A_MW_After Competition Groups_43 | Energy Efficient Laboratory Fume Hood | 0.1283% | 0 | 1.0187 | Commercial_2029_SC A_MW_After Competition Groups_Energy Efficient Laboratory Fume Hood
Commercial | Com ¦ Outside Air Economizer | 2029 | SC A | MW | After Competition Groups | 0.93127 | 0 | 0 | 793.8572 | 0.0011731 | 44 | Commercial_2029_SC A_MW_After Competition Groups_44 | Outside Air Economizer | 0.1173% | 0 | 0.93127 | Commercial_2029_SC A_MW_After Competition Groups_Outside Air Economizer
Commercial | Com ¦ Water Heating (DHW) Pipe Insulation (Add 3/4\ Foam)" | 2029 | SC A | MW | After Competition Groups | 0.88447 | 0 | 0 | 793.8572 | 0.0011141 | 45 | Commercial_2029_SC A_MW_After Competition Groups_45 | Water Heating (DHW) Pipe Insulation (Add 3/4\ Foam)" | 0.1114% | 0 | 0.88447 | Commercial_2029_SC A_MW_After Competition Groups_Water Heating (DHW) Pipe Insulation (Add 3/4\ Foam)"
Commercial | Com ¦ ENERGY STAR Steam Cookers | 2029 | SC A | MW | After Competition Groups | 0.68157 | 0 | 0 | 793.8572 | 0.00085856 | 46 | Commercial_2029_SC A_MW_After Competition Groups_46 | ENERGY STAR Steam Cookers | 0.08586% | 0 | 0.68157 | Commercial_2029_SC A_MW_After Competition Groups_ENERGY STAR Steam Cookers
Commercial | Com ¦ Thermostat Setback | 2029 | SC A | MW | After Competition Groups | 0.61357 | 0 | 0 | 793.8572 | 0.0007729 | 47 | Commercial_2029_SC A_MW_After Competition Groups_47 | Thermostat Setback | 0.07729% | 0 | 0.61357 | Commercial_2029_SC A_MW_After Competition Groups_Thermostat Setback
Commercial | Com ¦ Suction Pipe Insulation Freezer/Refrigerator | 2029 | SC A | MW | After Competition Groups | 0.57882 | 0 | 0 | 793.8572 | 0.00072912 | 48 | Commercial_2029_SC A_MW_After Competition Groups_48 | Suction Pipe Insulation Freezer/Refrigerator | 0.07291% | 0 | 0.57882 | Commercial_2029_SC A_MW_After Competition Groups_Suction Pipe Insulation Freezer/Refrigerator
Commercial | Com ¦ ENERGY STAR Dishwasher | 2029 | SC A | MW | After Competition Groups | 0.47247 | 0 | 0 | 793.8572 | 0.00059515 | 49 | Commercial_2029_SC A_MW_After Competition Groups_49 | ENERGY STAR Dishwasher | 0.05952% | 0 | 0.47247 | Commercial_2029_SC A_MW_After Competition Groups_ENERGY STAR Dishwasher
Commercial | Com ¦ Ozone Laundry Treatment | 2029 | SC A | MW | After Competition Groups | 0.23456 | 0 | 0 | 793.8572 | 0.00029546 | 50 | Commercial_2029_SC A_MW_After Competition Groups_50 | Ozone Laundry Treatment | 0.02955% | 0 | 0.23456 | Commercial_2029_SC A_MW_After Competition Groups_Ozone Laundry Treatment
Commercial | Com ¦ Condensing Make Up Air Unit | 2029 | SC A | MW | After Competition Groups | 0.23244 | 0 | 0 | 793.8572 | 0.0002928 | 51 | Commercial_2029_SC A_MW_After Competition Groups_51 | Condensing Make Up Air Unit | 0.02928% | 0 | 0.23244 | Commercial_2029_SC A_MW_After Competition Groups_Condensing Make Up Air Unit
Commercial | Com ¦ ECM MOTORS FOR HVAC APPLICATION (FAN-POWERED VAV BOX) | 2029 | SC A | MW | After Competition Groups | 0.13444 | 0 | 0 | 793.8572 | 0.00016936 | 52 | Commercial_2029_SC A_MW_After Competition Groups_52 | ECM MOTORS FOR HVAC APPLICATION (FAN-POWERED VAV BOX) | 0.01694% | 0 | 0.13444 | Commercial_2029_SC A_MW_After Competition Groups_ECM MOTORS FOR HVAC APPLICATION (FAN-POWERED VAV BOX)
Commercial | COM ¦ Ductless Mini-Split Heat Pumps | 2029 | SC A | MW | After Competition Groups | 0.12832 | 0 | 0 | 793.8572 | 0.00016164 | 53 | Commercial_2029_SC A_MW_After Competition Groups_53 | Ductless Mini-Split Heat Pumps | 0.01616% | 0 | 0.12832 | Commercial_2029_SC A_MW_After Competition Groups_Ductless Mini-Split Heat Pumps
Commercial | Com ¦ CEE Tier 2/Energy Star Clothes Washers | 2029 | SC A | MW | After Competition Groups | 0.095722 | 0 | 0 | 793.8572 | 0.00012058 | 54 | Commercial_2029_SC A_MW_After Competition Groups_54 | CEE Tier 2/Energy Star Clothes Washers | 0.01206% | 0 | 0.095722 | Commercial_2029_SC A_MW_After Competition Groups_CEE Tier 2/Energy Star Clothes Washers
Commercial | Com ¦ PTAC (12 EER/10,000 BTU) | 2029 | SC A | MW | After Competition Groups | 0.0923 | 0 | 0 | 793.8572 | 0.00011627 | 55 | Commercial_2029_SC A_MW_After Competition Groups_55 | PTAC (12 EER/10,000 BTU) | 0.01163% | 0 | 0.0923 | Commercial_2029_SC A_MW_After Competition Groups_PTAC (12 EER/10,000 BTU)
Commercial | Com ¦ HVAC Optimization | 2029 | SC A | MW | After Competition Groups | 0.078864 | 0 | 0 | 793.8572 | 9.9343e-05 | 56 | Commercial_2029_SC A_MW_After Competition Groups_56 | HVAC Optimization | 0.009934% | 0 | 0.078864 | Commercial_2029_SC A_MW_After Competition Groups_HVAC Optimization
Commercial | Com ¦ Auto Off Time Switch or Time Clock control | 2029 | SC A | MW | After Competition Groups | 0.067236 | 0 | 0 | 793.8572 | 8.4695e-05 | 57 | Commercial_2029_SC A_MW_After Competition Groups_57 | Auto Off Time Switch or Time Clock control | 0.008469% | 0 | 0.067236 | Commercial_2029_SC A_MW_After Competition Groups_Auto Off Time Switch or Time Clock control
Commercial | Com ¦ Notched V belts for HVAC Systems | 2029 | SC A | MW | After Competition Groups | 0.061984 | 0 | 0 | 793.8572 | 7.808e-05 | 58 | Commercial_2029_SC A_MW_After Competition Groups_58 | Notched V belts for HVAC Systems | 0.007808% | 0 | 0.061984 | Commercial_2029_SC A_MW_After Competition Groups_Notched V belts for HVAC Systems
Commercial | Com ¦ Demand controlled Circulating Systems | 2029 | SC A | MW | After Competition Groups | 0.060289 | 0 | 0 | 793.8572 | 7.5945e-05 | 59 | Commercial_2029_SC A_MW_After Competition Groups_59 | Demand controlled Circulating Systems | 0.007594% | 0 | 0.060289 | Commercial_2029_SC A_MW_After Competition Groups_Demand controlled Circulating Systems
Commercial | Com ¦ Solar Water Preheat (Pools/DHW) | 2029 | SC A | MW | After Competition Groups | 0.055447 | 0 | 0 | 793.8572 | 6.9845e-05 | 60 | Commercial_2029_SC A_MW_After Competition Groups_60 | Solar Water Preheat (Pools/DHW) | 0.006985% | 0 | 0.055447 | Commercial_2029_SC A_MW_After Competition Groups_Solar Water Preheat (Pools/DHW)
Commercial | Com ¦ Low Flow Pre-Rinse Spray Nozzle | 2029 | SC A | MW | After Competition Groups | 0.053884 | 0 | 0 | 793.8572 | 6.7876e-05 | 61 | Commercial_2029_SC A_MW_After Competition Groups_61 | Low Flow Pre-Rinse Spray Nozzle | 0.006788% | 0 | 0.053884 | Commercial_2029_SC A_MW_After Competition Groups_Low Flow Pre-Rinse Spray Nozzle
Commercial | Com ¦ Commercial Hot Food Holding Cabinets | 2029 | SC A | MW | After Competition Groups | 0.035544 | 0 | 0 | 793.8572 | 4.4774e-05 | 62 | Commercial_2029_SC A_MW_After Competition Groups_62 | Commercial Hot Food Holding Cabinets | 0.004477% | 0 | 0.035544 | Commercial_2029_SC A_MW_After Competition Groups_Commercial Hot Food Holding Cabinets
Commercial | Com ¦ Wall Insulation | 2029 | SC A | MW | After Competition Groups | 0.020666 | 0 | 0 | 793.8572 | 2.6032e-05 | 63 | Commercial_2029_SC A_MW_After Competition Groups_63 | Wall Insulation | 0.002603% | 0 | 0.020666 | Commercial_2029_SC A_MW_After Competition Groups_Wall Insulation
Commercial | Com ¦ Condensing Unit Heaters or other Efficient Unit Heating System | 2029 | SC A | MW | After Competition Groups | 0.019908 | 0 | 0 | 793.8572 | 2.5078e-05 | 64 | Commercial_2029_SC A_MW_After Competition Groups_64 | Condensing Unit Heaters or other Efficient Unit Heating System | 0.002508% | 0 | 0.019908 | Commercial_2029_SC A_MW_After Competition Groups_Condensing Unit Heaters or other Efficient Unit Heating System
Commercial | Com ¦ VSD Air Compressor | 2029 | SC A | MW | After Competition Groups | 0.015063 | 0 | 0 | 793.8572 | 1.8974e-05 | 65 | Commercial_2029_SC A_MW_After Competition Groups_65 | VSD Air Compressor | 0.001897% | 0 | 0.015063 | Commercial_2029_SC A_MW_After Competition Groups_VSD Air Compressor
Commercial | Com ¦ Air Curtains | 2029 | SC A | MW | After Competition Groups | 0.014928 | 0 | 0 | 793.8572 | 1.8805e-05 | 66 | Commercial_2029_SC A_MW_After Competition Groups_66 | Air Curtains | 0.00188% | 0 | 0.014928 | Commercial_2029_SC A_MW_After Competition Groups_Air Curtains
Commercial | Com ¦ Room AC (w/ louvered sides) 14 SEER from 12 SEER code | 2029 | SC A | MW | After Competition Groups | 0.010716 | 0 | 0 | 793.8572 | 1.3499e-05 | 67 | Commercial_2029_SC A_MW_After Competition Groups_67 | Room AC (w/ louvered sides) 14 SEER from 12 SEER code | 0.00135% | 0 | 0.010716 | Commercial_2029_SC A_MW_After Competition Groups_Room AC (w/ louvered sides) 14 SEER from 12 SEER code
Commercial | Com ¦ High Efficiency Small Instantaneous Water Heater | 2029 | SC A | MW | After Competition Groups | 0.0088365 | 0 | 0 | 793.8572 | 1.1131e-05 | 68 | Commercial_2029_SC A_MW_After Competition Groups_68 | High Efficiency Small Instantaneous Water Heater | 0.001113% | 0 | 0.0088365 | Commercial_2029_SC A_MW_After Competition Groups_High Efficiency Small Instantaneous Water Heater
Commercial | Com ¦ LED RECESSED DOWNLIGHTS | 2029 | SC A | MW | After Competition Groups | 0.0082648 | 0 | 0 | 793.8572 | 1.0411e-05 | 69 | Commercial_2029_SC A_MW_After Competition Groups_69 | LED RECESSED DOWNLIGHTS | 0.001041% | 0 | 0.0082648 | Commercial_2029_SC A_MW_After Competition Groups_LED RECESSED DOWNLIGHTS
Commercial | Com ¦ Energy Recovery Ventilation and Ventilation (Enhanced) | 2029 | SC A | MW | After Competition Groups | 0.005328 | 0 | 0 | 793.8572 | 6.7116e-06 | 70 | Commercial_2029_SC A_MW_After Competition Groups_70 | Energy Recovery Ventilation and Ventilation (Enhanced) | 0.0006712% | 0 | 0.005328 | Commercial_2029_SC A_MW_After Competition Groups_Energy Recovery Ventilation and Ventilation (Enhanced)
Commercial | Com ¦ LLLC - Low Impact Application | 2029 | SC A | MW | After Competition Groups | 0.0032271 | 0 | 0 | 793.8572 | 4.0651e-06 | 71 | Commercial_2029_SC A_MW_After Competition Groups_71 | LLLC - Low Impact Application | 0.0004065% | 0 | 0.0032271 | Commercial_2029_SC A_MW_After Competition Groups_LLLC - Low Impact Application
Commercial | Com ¦ LLLC - High Impact Application | 2029 | SC A | MW | After Competition Groups | 0.0029082 | 0 | 0 | 793.8572 | 3.6634e-06 | 72 | Commercial_2029_SC A_MW_After Competition Groups_72 | LLLC - High Impact Application | 0.0003663% | 0 | 0.0029082 | Commercial_2029_SC A_MW_After Competition Groups_LLLC - High Impact Application
Commercial | Com ¦ High Efficiency Chiller (avg of water and air cooled) | 2029 | SC A | MW | After Competition Groups | 0.0028814 | 0 | 0 | 793.8572 | 3.6297e-06 | 73 | Commercial_2029_SC A_MW_After Competition Groups_73 | High Efficiency Chiller (avg of water and air cooled) | 0.000363% | 0 | 0.0028814 | Commercial_2029_SC A_MW_After Competition Groups_High Efficiency Chiller (avg of water and air cooled)
Commercial | Com ¦ EC Plug Fan for Data Center (under cabinet) | 2029 | SC A | MW | After Competition Groups | 0.0019862 | 0 | 0 | 793.8572 | 2.502e-06 | 74 | Commercial_2029_SC A_MW_After Competition Groups_74 | EC Plug Fan for Data Center (under cabinet) | 0.0002502% | 0 | 0.0019862 | Commercial_2029_SC A_MW_After Competition Groups_EC Plug Fan for Data Center (under cabinet)
Commercial | Com ¦ Electric Convection Combination Ovens | 2029 | SC A | MW | After Competition Groups | 0.00024708 | 0 | 0 | 793.8572 | 3.1124e-07 | 75 | Commercial_2029_SC A_MW_After Competition Groups_75 | Electric Convection Combination Ovens | 3.112e-05% | 0 | 0.00024708 | Commercial_2029_SC A_MW_After Competition Groups_Electric Convection Combination Ovens
Commercial | Com ¦ Networked/Connected - High Impact Application | 2029 | SC A | MW | After Competition Groups | 6.1734e-05 | 0 | 0 | 793.8572 | 7.7765e-08 | 76 | Commercial_2029_SC A_MW_After Competition Groups_76 | Networked/Connected - High Impact Application | 7.777e-06% | 0 | 6.1734e-05 | Commercial_2029_SC A_MW_After Competition Groups_Networked/Connected - High Impact Application
Commercial | Com ¦ Networked/Connected - Low Impact Application | 2029 | SC A | MW | After Competition Groups | 2.8351e-06 | 0 | 0 | 793.8572 | 3.5713e-09 | 77 | Commercial_2029_SC A_MW_After Competition Groups_77 | Networked/Connected - Low Impact Application | 3.571e-07% | 0 | 2.8351e-06 | Commercial_2029_SC A_MW_After Competition Groups_Networked/Connected - Low Impact Application
Commercial | Com ¦ Efficient compressor motor | 2029 | SC A | MW | After Competition Groups | 0 | 0 | 0 | 793.8572 | 0 | 78 | Commercial_2029_SC A_MW_After Competition Groups_78 | Efficient compressor motor | 0% | 0 | 0 | Commercial_2029_SC A_MW_After Competition Groups_Efficient compressor motor
Commercial | Com ¦ Indoor Daylight Sensors/Photocell Dimming Control | 2029 | SC A | MW | After Competition Groups | 0 | 0 | 0 | 793.8572 | 0 | 79 | Commercial_2029_SC A_MW_After Competition Groups_79 | Indoor Daylight Sensors/Photocell Dimming Control | 0% | 0 | 0 | Commercial_2029_SC A_MW_After Competition Groups_Indoor Daylight Sensors/Photocell Dimming Control
Commercial | Com ¦ Variable Refrigerant Flow Heat Pump | 2029 | SC A | MW | After Competition Groups | 0 | 0 | 0 | 793.8572 | 0 | 80 | Commercial_2029_SC A_MW_After Competition Groups_80 | Variable Refrigerant Flow Heat Pump | 0% | 0 | 0 | Commercial_2029_SC A_MW_After Competition Groups_Variable Refrigerant Flow Heat Pump
Commercial | Com ¦ Education and Capacity Building/Energy Behavior | 2029 | SC B | MW | After Competition Groups | 165.3521 | 0 | 0 | 1186.4177 | 0.13937 | 1 | Commercial_2029_SC B_MW_After Competition Groups_1 | Education and Capacity Building/Energy Behavior | 13.94% | 0 | 165.3521 | Commercial_2029_SC B_MW_After Competition Groups_Education and Capacity Building/Energy Behavior
Commercial | Com ¦ LED Low/High Bay | 2029 | SC B | MW | After Competition Groups | 124.3926 | 0 | 0 | 1186.4177 | 0.10485 | 2 | Commercial_2029_SC B_MW_After Competition Groups_2 | LED Low/High Bay | 10.48% | 0 | 124.3926 | Commercial_2029_SC B_MW_After Competition Groups_LED Low/High Bay
Commercial | Com ¦ ENERGY STAR LED LAMPS (REFLECTOR LAMPs/MR16/PAR 16) | 2029 | SC B | MW | After Competition Groups | 109.2894 | 0 | 0 | 1186.4177 | 0.092117 | 3 | Commercial_2029_SC B_MW_After Competition Groups_3 | ENERGY STAR LED LAMPS (REFLECTOR LAMPs/MR16/PAR 16) | 9.212% | 0 | 109.2894 | Commercial_2029_SC B_MW_After Competition Groups_ENERGY STAR LED LAMPS (REFLECTOR LAMPs/MR16/PAR 16)
Commercial | Com ¦ LED Troffer/Surface/Suspended | 2029 | SC B | MW | After Competition Groups | 106.6575 | 0 | 0 | 1186.4177 | 0.089899 | 4 | Commercial_2029_SC B_MW_After Competition Groups_4 | LED Troffer/Surface/Suspended | 8.99% | 0 | 106.6575 | Commercial_2029_SC B_MW_After Competition Groups_LED Troffer/Surface/Suspended
Commercial | Com ¦ Building Recommissioning, Operations and Maintenance (O&M) Improvements | 2029 | SC B | MW | After Competition Groups | 80.5922 | 0 | 0 | 1186.4177 | 0.067929 | 5 | Commercial_2029_SC B_MW_After Competition Groups_5 | Building Recommissioning, Operations and Maintenance (O&M) Improvements | 6.793% | 0 | 80.5922 | Commercial_2029_SC B_MW_After Competition Groups_Building Recommissioning, Operations and Maintenance (O&M) Improvements
Commercial | Com ¦ LED Replacement Lamp (Tube) | 2029 | SC B | MW | After Competition Groups | 59.7949 | 0 | 0 | 1186.4177 | 0.0504 | 6 | Commercial_2029_SC B_MW_After Competition Groups_6 | LED Replacement Lamp (Tube) | 5.04% | 0 | 59.7949 | Commercial_2029_SC B_MW_After Competition Groups_LED Replacement Lamp (Tube)
Commercial | Com ¦ High Efficiency Air Source Heat Pump | 2029 | SC B | MW | After Competition Groups | 50.9643 | 0 | 0 | 1186.4177 | 0.042956 | 7 | Commercial_2029_SC B_MW_After Competition Groups_7 | High Efficiency Air Source Heat Pump | 4.296% | 0 | 50.9643 | Commercial_2029_SC B_MW_After Competition Groups_High Efficiency Air Source Heat Pump
Commercial | Com ¦ Unitary Air-Conditioning Unit | 2029 | SC B | MW | After Competition Groups | 48.4486 | 0 | 0 | 1186.4177 | 0.040836 | 8 | Commercial_2029_SC B_MW_After Competition Groups_8 | Unitary Air-Conditioning Unit | 4.084% | 0 | 48.4486 | Commercial_2029_SC B_MW_After Competition Groups_Unitary Air-Conditioning Unit
Commercial | Com ¦ Advanced BAS/Controllers | 2029 | SC B | MW | After Competition Groups | 38.7984 | 0 | 0 | 1186.4177 | 0.032702 | 9 | Commercial_2029_SC B_MW_After Competition Groups_9 | Advanced BAS/Controllers | 3.27% | 0 | 38.7984 | Commercial_2029_SC B_MW_After Competition Groups_Advanced BAS/Controllers
Commercial | Com ¦ Adaptive Thermostats | 2029 | SC B | MW | After Competition Groups | 33.1272 | 0 | 0 | 1186.4177 | 0.027922 | 10 | Commercial_2029_SC B_MW_After Competition Groups_10 | Adaptive Thermostats | 2.792% | 0 | 33.1272 | Commercial_2029_SC B_MW_After Competition Groups_Adaptive Thermostats
Commercial | Com ¦ Data Center Storage/Server Virtualization | 2029 | SC B | MW | After Competition Groups | 26.6402 | 0 | 0 | 1186.4177 | 0.022454 | 11 | Commercial_2029_SC B_MW_After Competition Groups_11 | Data Center Storage/Server Virtualization | 2.245% | 0 | 26.6402 | Commercial_2029_SC B_MW_After Competition Groups_Data Center Storage/Server Virtualization
Commercial | Com ¦ Furnace Tune-Up | 2029 | SC B | MW | After Competition Groups | 26.3079 | 0 | 0 | 1186.4177 | 0.022174 | 12 | Commercial_2029_SC B_MW_After Competition Groups_12 | Furnace Tune-Up | 2.217% | 0 | 26.3079 | Commercial_2029_SC B_MW_After Competition Groups_Furnace Tune-Up
Commercial | Com ¦ Strip Curtains | 2029 | SC B | MW | After Competition Groups | 25.588 | 0 | 0 | 1186.4177 | 0.021567 | 13 | Commercial_2029_SC B_MW_After Competition Groups_13 | Strip Curtains | 2.157% | 0 | 25.588 | Commercial_2029_SC B_MW_After Competition Groups_Strip Curtains
Commercial | Com ¦ Refrigerated Display Case Doors | 2029 | SC B | MW | After Competition Groups | 23.1626 | 0 | 0 | 1186.4177 | 0.019523 | 14 | Commercial_2029_SC B_MW_After Competition Groups_14 | Refrigerated Display Case Doors | 1.952% | 0 | 23.1626 | Commercial_2029_SC B_MW_After Competition Groups_Refrigerated Display Case Doors
Commercial | Com ¦ LED or Equivalent Sign Lighting | 2029 | SC B | MW | After Competition Groups | 22.3989 | 0 | 0 | 1186.4177 | 0.018879 | 15 | Commercial_2029_SC B_MW_After Competition Groups_15 | LED or Equivalent Sign Lighting | 1.888% | 0 | 22.3989 | Commercial_2029_SC B_MW_After Competition Groups_LED or Equivalent Sign Lighting
Commercial | Com ¦ Demand Control Ventilation | 2029 | SC B | MW | After Competition Groups | 21.8776 | 0 | 0 | 1186.4177 | 0.01844 | 16 | Commercial_2029_SC B_MW_After Competition Groups_16 | Demand Control Ventilation | 1.844% | 0 | 21.8776 | Commercial_2029_SC B_MW_After Competition Groups_Demand Control Ventilation
Commercial | Com ¦ Reach-in Shaded Pole to ECM/PSC Evaporator Fan Motor | 2029 | SC B | MW | After Competition Groups | 20.9595 | 0 | 0 | 1186.4177 | 0.017666 | 17 | Commercial_2029_SC B_MW_After Competition Groups_17 | Reach-in Shaded Pole to ECM/PSC Evaporator Fan Motor | 1.767% | 0 | 20.9595 | Commercial_2029_SC B_MW_After Competition Groups_Reach-in Shaded Pole to ECM/PSC Evaporator Fan Motor
Commercial | Com ¦ Variable Frequency Drive (VFD) | 2029 | SC B | MW | After Competition Groups | 18.4328 | 0 | 0 | 1186.4177 | 0.015537 | 18 | Commercial_2029_SC B_MW_After Competition Groups_18 | Variable Frequency Drive (VFD) | 1.554% | 0 | 18.4328 | Commercial_2029_SC B_MW_After Competition Groups_Variable Frequency Drive (VFD)
Commercial | Com ¦ Centrally controlled desktop PC/NETWORK PC POWER MANAGEMENT SOFTWARE | 2029 | SC B | MW | After Competition Groups | 17.2888 | 0 | 0 | 1186.4177 | 0.014572 | 19 | Commercial_2029_SC B_MW_After Competition Groups_19 | Centrally controlled desktop PC/NETWORK PC POWER MANAGEMENT SOFTWARE | 1.457% | 0 | 17.2888 | Commercial_2029_SC B_MW_After Competition Groups_Centrally controlled desktop PC/NETWORK PC POWER MANAGEMENT SOFTWARE
Commercial | Com ¦ VFD on Pumps | 2029 | SC B | MW | After Competition Groups | 17.2301 | 0 | 0 | 1186.4177 | 0.014523 | 20 | Commercial_2029_SC B_MW_After Competition Groups_20 | VFD on Pumps | 1.452% | 0 | 17.2301 | Commercial_2029_SC B_MW_After Competition Groups_VFD on Pumps
Commercial | Com ¦ Air Handler with Dedicated Outdoor Air Systems | 2029 | SC B | MW | After Competition Groups | 13.9599 | 0 | 0 | 1186.4177 | 0.011766 | 21 | Commercial_2029_SC B_MW_After Competition Groups_21 | Air Handler with Dedicated Outdoor Air Systems | 1.177% | 0 | 13.9599 | Commercial_2029_SC B_MW_After Competition Groups_Air Handler with Dedicated Outdoor Air Systems
Commercial | Com ¦ ENERGY STAR LED LAMPS (General Service Lamps) | 2029 | SC B | MW | After Competition Groups | 13.7115 | 0 | 0 | 1186.4177 | 0.011557 | 22 | Commercial_2029_SC B_MW_After Competition Groups_22 | ENERGY STAR LED LAMPS (General Service Lamps) | 1.156% | 0 | 13.7115 | Commercial_2029_SC B_MW_After Competition Groups_ENERGY STAR LED LAMPS (General Service Lamps)
Commercial | Com ¦ Chilled Water Optimization | 2029 | SC B | MW | After Competition Groups | 12.9111 | 0 | 0 | 1186.4177 | 0.010882 | 23 | Commercial_2029_SC B_MW_After Competition Groups_23 | Chilled Water Optimization | 1.088% | 0 | 12.9111 | Commercial_2029_SC B_MW_After Competition Groups_Chilled Water Optimization
Commercial | Com ¦ Refrigerated Display Case LED | 2029 | SC B | MW | After Competition Groups | 12.0977 | 0 | 0 | 1186.4177 | 0.010197 | 24 | Commercial_2029_SC B_MW_After Competition Groups_24 | Refrigerated Display Case LED | 1.02% | 0 | 12.0977 | Commercial_2029_SC B_MW_After Competition Groups_Refrigerated Display Case LED
Commercial | Com ¦ ECM MOTORS FOR EVAPORATOR FANS for refrigeration (WALK-IN) | 2029 | SC B | MW | After Competition Groups | 9.5051 | 0 | 0 | 1186.4177 | 0.0080116 | 25 | Commercial_2029_SC B_MW_After Competition Groups_25 | ECM MOTORS FOR EVAPORATOR FANS for refrigeration (WALK-IN) | 0.8012% | 0 | 9.5051 | Commercial_2029_SC B_MW_After Competition Groups_ECM MOTORS FOR EVAPORATOR FANS for refrigeration (WALK-IN)
Commercial | Com ¦ Freezer Case Light Sensor | 2029 | SC B | MW | After Competition Groups | 8.2096 | 0 | 0 | 1186.4177 | 0.0069196 | 26 | Commercial_2029_SC B_MW_After Competition Groups_26 | Freezer Case Light Sensor | 0.692% | 0 | 8.2096 | Commercial_2029_SC B_MW_After Competition Groups_Freezer Case Light Sensor
Commercial | Com ¦ Evaporator Fan Controls | 2029 | SC B | MW | After Competition Groups | 7.9983 | 0 | 0 | 1186.4177 | 0.0067416 | 27 | Commercial_2029_SC B_MW_After Competition Groups_27 | Evaporator Fan Controls | 0.6742% | 0 | 7.9983 | Commercial_2029_SC B_MW_After Competition Groups_Evaporator Fan Controls
Commercial | Com ¦ Door Gasket Freezer/Refrigerator | 2029 | SC B | MW | After Competition Groups | 7.7982 | 0 | 0 | 1186.4177 | 0.0065729 | 28 | Commercial_2029_SC B_MW_After Competition Groups_28 | Door Gasket Freezer/Refrigerator | 0.6573% | 0 | 7.7982 | Commercial_2029_SC B_MW_After Competition Groups_Door Gasket Freezer/Refrigerator
Commercial | Com ¦ Demand Control Kitchen Ventilation | 2029 | SC B | MW | After Competition Groups | 6.8774 | 0 | 0 | 1186.4177 | 0.0057968 | 29 | Commercial_2029_SC B_MW_After Competition Groups_29 | Demand Control Kitchen Ventilation | 0.5797% | 0 | 6.8774 | Commercial_2029_SC B_MW_After Competition Groups_Demand Control Kitchen Ventilation
Commercial | Com ¦ LED EXTERIOR AREA LIGHTS - LED fixture (200W) | 2029 | SC B | MW | After Competition Groups | 5.7278 | 0 | 0 | 1186.4177 | 0.0048278 | 30 | Commercial_2029_SC B_MW_After Competition Groups_30 | LED EXTERIOR AREA LIGHTS - LED fixture (200W) | 0.4828% | 0 | 5.7278 | Commercial_2029_SC B_MW_After Competition Groups_LED EXTERIOR AREA LIGHTS - LED fixture (200W)
Commercial | Com ¦ LED parking lot fixture | 2029 | SC B | MW | After Competition Groups | 5.5275 | 0 | 0 | 1186.4177 | 0.0046589 | 31 | Commercial_2029_SC B_MW_After Competition Groups_31 | LED parking lot fixture | 0.4659% | 0 | 5.5275 | Commercial_2029_SC B_MW_After Competition Groups_LED parking lot fixture
Commercial | Com ¦ Duct Insulation, R8 | 2029 | SC B | MW | After Competition Groups | 4.8604 | 0 | 0 | 1186.4177 | 0.0040967 | 32 | Commercial_2029_SC B_MW_After Competition Groups_32 | Duct Insulation, R8 | 0.4097% | 0 | 4.8604 | Commercial_2029_SC B_MW_After Competition Groups_Duct Insulation, R8
Commercial | Com ¦ Water Source Heat Pump (4 ton) | 2029 | SC B | MW | After Competition Groups | 3.9622 | 0 | 0 | 1186.4177 | 0.0033397 | 33 | Commercial_2029_SC B_MW_After Competition Groups_33 | Water Source Heat Pump (4 ton) | 0.334% | 0 | 3.9622 | Commercial_2029_SC B_MW_After Competition Groups_Water Source Heat Pump (4 ton)
Commercial | Com ¦ ENERGY STAR Griddle (74% eff) | 2029 | SC B | MW | After Competition Groups | 3.6057 | 0 | 0 | 1186.4177 | 0.0030391 | 34 | Commercial_2029_SC B_MW_After Competition Groups_34 | ENERGY STAR Griddle (74% eff) | 0.3039% | 0 | 3.6057 | Commercial_2029_SC B_MW_After Competition Groups_ENERGY STAR Griddle (74% eff)
Commercial | Com ¦ LED street light fixture | 2029 | SC B | MW | After Competition Groups | 3.4083 | 0 | 0 | 1186.4177 | 0.0028728 | 35 | Commercial_2029_SC B_MW_After Competition Groups_35 | LED street light fixture | 0.2873% | 0 | 3.4083 | Commercial_2029_SC B_MW_After Competition Groups_LED street light fixture
Commercial | Com ¦ BEVERAGE VENDING MACHINE CONTROLS | 2029 | SC B | MW | After Competition Groups | 3.0722 | 0 | 0 | 1186.4177 | 0.0025895 | 36 | Commercial_2029_SC B_MW_After Competition Groups_36 | BEVERAGE VENDING MACHINE CONTROLS | 0.2589% | 0 | 3.0722 | Commercial_2029_SC B_MW_After Competition Groups_BEVERAGE VENDING MACHINE CONTROLS
Commercial | Com ¦ Temperature Adjustment in Commercial Freezers | 2029 | SC B | MW | After Competition Groups | 2.9259 | 0 | 0 | 1186.4177 | 0.0024661 | 37 | Commercial_2029_SC B_MW_After Competition Groups_37 | Temperature Adjustment in Commercial Freezers | 0.2466% | 0 | 2.9259 | Commercial_2029_SC B_MW_After Competition Groups_Temperature Adjustment in Commercial Freezers
Commercial | Com ¦ Elec Storage WH 2.30 Et | 2029 | SC B | MW | After Competition Groups | 2.7694 | 0 | 0 | 1186.4177 | 0.0023342 | 38 | Commercial_2029_SC B_MW_After Competition Groups_38 | Elec Storage WH 2.30 Et | 0.2334% | 0 | 2.7694 | Commercial_2029_SC B_MW_After Competition Groups_Elec Storage WH 2.30 Et
Commercial | Com ¦ Occupancy Sensors | 2029 | SC B | MW | After Competition Groups | 2.7266 | 0 | 0 | 1186.4177 | 0.0022982 | 39 | Commercial_2029_SC B_MW_After Competition Groups_39 | Occupancy Sensors | 0.2298% | 0 | 2.7266 | Commercial_2029_SC B_MW_After Competition Groups_Occupancy Sensors
Commercial | Com ¦ Vertical Night Covers | 2029 | SC B | MW | After Competition Groups | 2.4182 | 0 | 0 | 1186.4177 | 0.0020382 | 40 | Commercial_2029_SC B_MW_After Competition Groups_40 | Vertical Night Covers | 0.2038% | 0 | 2.4182 | Commercial_2029_SC B_MW_After Competition Groups_Vertical Night Covers
Commercial | Com ¦ CO Sensors for parking garage exhaust fans | 2029 | SC B | MW | After Competition Groups | 2.3675 | 0 | 0 | 1186.4177 | 0.0019955 | 41 | Commercial_2029_SC B_MW_After Competition Groups_41 | CO Sensors for parking garage exhaust fans | 0.1996% | 0 | 2.3675 | Commercial_2029_SC B_MW_After Competition Groups_CO Sensors for parking garage exhaust fans
Commercial | Com ¦ Energy Efficient Laboratory Fume Hood | 2029 | SC B | MW | After Competition Groups | 2.3112 | 0 | 0 | 1186.4177 | 0.0019481 | 42 | Commercial_2029_SC B_MW_After Competition Groups_42 | Energy Efficient Laboratory Fume Hood | 0.1948% | 0 | 2.3112 | Commercial_2029_SC B_MW_After Competition Groups_Energy Efficient Laboratory Fume Hood
Commercial | Com ¦ Water Heating (DHW) Pipe Insulation (Add 3/4\ Foam)" | 2029 | SC B | MW | After Competition Groups | 1.8516 | 0 | 0 | 1186.4177 | 0.0015607 | 43 | Commercial_2029_SC B_MW_After Competition Groups_43 | Water Heating (DHW) Pipe Insulation (Add 3/4\ Foam)" | 0.1561% | 0 | 1.8516 | Commercial_2029_SC B_MW_After Competition Groups_Water Heating (DHW) Pipe Insulation (Add 3/4\ Foam)"
Commercial | Com ¦ Outside Air Economizer | 2029 | SC B | MW | After Competition Groups | 1.5667 | 0 | 0 | 1186.4177 | 0.0013205 | 44 | Commercial_2029_SC B_MW_After Competition Groups_44 | Outside Air Economizer | 0.1321% | 0 | 1.5667 | Commercial_2029_SC B_MW_After Competition Groups_Outside Air Economizer
Commercial | Com ¦ Suction Pipe Insulation Freezer/Refrigerator | 2029 | SC B | MW | After Competition Groups | 1.2579 | 0 | 0 | 1186.4177 | 0.0010603 | 45 | Commercial_2029_SC B_MW_After Competition Groups_45 | Suction Pipe Insulation Freezer/Refrigerator | 0.106% | 0 | 1.2579 | Commercial_2029_SC B_MW_After Competition Groups_Suction Pipe Insulation Freezer/Refrigerator
Commercial | Com ¦ ENERGY STAR Fryer (84% eff) | 2029 | SC B | MW | After Competition Groups | 1.0633 | 0 | 0 | 1186.4177 | 0.00089625 | 46 | Commercial_2029_SC B_MW_After Competition Groups_46 | ENERGY STAR Fryer (84% eff) | 0.08963% | 0 | 1.0633 | Commercial_2029_SC B_MW_After Competition Groups_ENERGY STAR Fryer (84% eff)
Commercial | Com ¦ ENERGY STAR Steam Cookers | 2029 | SC B | MW | After Competition Groups | 0.68156 | 0 | 0 | 1186.4177 | 0.00057447 | 47 | Commercial_2029_SC B_MW_After Competition Groups_47 | ENERGY STAR Steam Cookers | 0.05745% | 0 | 0.68156 | Commercial_2029_SC B_MW_After Competition Groups_ENERGY STAR Steam Cookers
Commercial | Com ¦ Thermostat Setback | 2029 | SC B | MW | After Competition Groups | 0.62034 | 0 | 0 | 1186.4177 | 0.00052287 | 48 | Commercial_2029_SC B_MW_After Competition Groups_48 | Thermostat Setback | 0.05229% | 0 | 0.62034 | Commercial_2029_SC B_MW_After Competition Groups_Thermostat Setback
Commercial | Com ¦ Ozone Laundry Treatment | 2029 | SC B | MW | After Competition Groups | 0.58857 | 0 | 0 | 1186.4177 | 0.00049609 | 49 | Commercial_2029_SC B_MW_After Competition Groups_49 | Ozone Laundry Treatment | 0.04961% | 0 | 0.58857 | Commercial_2029_SC B_MW_After Competition Groups_Ozone Laundry Treatment
Commercial | Com ¦ ENERGY STAR Dishwasher | 2029 | SC B | MW | After Competition Groups | 0.54466 | 0 | 0 | 1186.4177 | 0.00045908 | 50 | Commercial_2029_SC B_MW_After Competition Groups_50 | ENERGY STAR Dishwasher | 0.04591% | 0 | 0.54466 | Commercial_2029_SC B_MW_After Competition Groups_ENERGY STAR Dishwasher
Commercial | Com ¦ Condensing Make Up Air Unit | 2029 | SC B | MW | After Competition Groups | 0.47149 | 0 | 0 | 1186.4177 | 0.00039741 | 51 | Commercial_2029_SC B_MW_After Competition Groups_51 | Condensing Make Up Air Unit | 0.03974% | 0 | 0.47149 | Commercial_2029_SC B_MW_After Competition Groups_Condensing Make Up Air Unit
Commercial | Com ¦ ECM MOTORS FOR HVAC APPLICATION (FAN-POWERED VAV BOX) | 2029 | SC B | MW | After Competition Groups | 0.24315 | 0 | 0 | 1186.4177 | 0.00020494 | 52 | Commercial_2029_SC B_MW_After Competition Groups_52 | ECM MOTORS FOR HVAC APPLICATION (FAN-POWERED VAV BOX) | 0.02049% | 0 | 0.24315 | Commercial_2029_SC B_MW_After Competition Groups_ECM MOTORS FOR HVAC APPLICATION (FAN-POWERED VAV BOX)
Commercial | Com ¦ PTAC (12 EER/10,000 BTU) | 2029 | SC B | MW | After Competition Groups | 0.23006 | 0 | 0 | 1186.4177 | 0.00019391 | 53 | Commercial_2029_SC B_MW_After Competition Groups_53 | PTAC (12 EER/10,000 BTU) | 0.01939% | 0 | 0.23006 | Commercial_2029_SC B_MW_After Competition Groups_PTAC (12 EER/10,000 BTU)
Commercial | COM ¦ Ductless Mini-Split Heat Pumps | 2029 | SC B | MW | After Competition Groups | 0.17804 | 0 | 0 | 1186.4177 | 0.00015006 | 54 | Commercial_2029_SC B_MW_After Competition Groups_54 | Ductless Mini-Split Heat Pumps | 0.01501% | 0 | 0.17804 | Commercial_2029_SC B_MW_After Competition Groups_Ductless Mini-Split Heat Pumps
Commercial | Com ¦ Auto Off Time Switch or Time Clock control | 2029 | SC B | MW | After Competition Groups | 0.13677 | 0 | 0 | 1186.4177 | 0.00011528 | 55 | Commercial_2029_SC B_MW_After Competition Groups_55 | Auto Off Time Switch or Time Clock control | 0.01153% | 0 | 0.13677 | Commercial_2029_SC B_MW_After Competition Groups_Auto Off Time Switch or Time Clock control
Commercial | Com ¦ Solar Water Preheat (Pools/DHW) | 2029 | SC B | MW | After Competition Groups | 0.12973 | 0 | 0 | 1186.4177 | 0.00010934 | 56 | Commercial_2029_SC B_MW_After Competition Groups_56 | Solar Water Preheat (Pools/DHW) | 0.01093% | 0 | 0.12973 | Commercial_2029_SC B_MW_After Competition Groups_Solar Water Preheat (Pools/DHW)
Commercial | Com ¦ Demand controlled Circulating Systems | 2029 | SC B | MW | After Competition Groups | 0.1227 | 0 | 0 | 1186.4177 | 0.00010342 | 57 | Commercial_2029_SC B_MW_After Competition Groups_57 | Demand controlled Circulating Systems | 0.01034% | 0 | 0.1227 | Commercial_2029_SC B_MW_After Competition Groups_Demand controlled Circulating Systems
Commercial | Com ¦ Notched V belts for HVAC Systems | 2029 | SC B | MW | After Competition Groups | 0.12101 | 0 | 0 | 1186.4177 | 0.000102 | 58 | Commercial_2029_SC B_MW_After Competition Groups_58 | Notched V belts for HVAC Systems | 0.0102% | 0 | 0.12101 | Commercial_2029_SC B_MW_After Competition Groups_Notched V belts for HVAC Systems
Commercial | Com ¦ CEE Tier 2/Energy Star Clothes Washers | 2029 | SC B | MW | After Competition Groups | 0.11493 | 0 | 0 | 1186.4177 | 9.6873e-05 | 59 | Commercial_2029_SC B_MW_After Competition Groups_59 | CEE Tier 2/Energy Star Clothes Washers | 0.009687% | 0 | 0.11493 | Commercial_2029_SC B_MW_After Competition Groups_CEE Tier 2/Energy Star Clothes Washers
Commercial | Com ¦ HVAC Optimization | 2029 | SC B | MW | After Competition Groups | 0.078864 | 0 | 0 | 1186.4177 | 6.6472e-05 | 60 | Commercial_2029_SC B_MW_After Competition Groups_60 | HVAC Optimization | 0.006647% | 0 | 0.078864 | Commercial_2029_SC B_MW_After Competition Groups_HVAC Optimization
Commercial | Com ¦ Low Flow Pre-Rinse Spray Nozzle | 2029 | SC B | MW | After Competition Groups | 0.068879 | 0 | 0 | 1186.4177 | 5.8057e-05 | 61 | Commercial_2029_SC B_MW_After Competition Groups_61 | Low Flow Pre-Rinse Spray Nozzle | 0.005806% | 0 | 0.068879 | Commercial_2029_SC B_MW_After Competition Groups_Low Flow Pre-Rinse Spray Nozzle
Commercial | Com ¦ Commercial Hot Food Holding Cabinets | 2029 | SC B | MW | After Competition Groups | 0.050906 | 0 | 0 | 1186.4177 | 4.2908e-05 | 62 | Commercial_2029_SC B_MW_After Competition Groups_62 | Commercial Hot Food Holding Cabinets | 0.004291% | 0 | 0.050906 | Commercial_2029_SC B_MW_After Competition Groups_Commercial Hot Food Holding Cabinets
Commercial | Com ¦ Wall Insulation | 2029 | SC B | MW | After Competition Groups | 0.044315 | 0 | 0 | 1186.4177 | 3.7352e-05 | 63 | Commercial_2029_SC B_MW_After Competition Groups_63 | Wall Insulation | 0.003735% | 0 | 0.044315 | Commercial_2029_SC B_MW_After Competition Groups_Wall Insulation
Commercial | Com ¦ High Efficiency Small Instantaneous Water Heater | 2029 | SC B | MW | After Competition Groups | 0.04252 | 0 | 0 | 1186.4177 | 3.5839e-05 | 64 | Commercial_2029_SC B_MW_After Competition Groups_64 | High Efficiency Small Instantaneous Water Heater | 0.003584% | 0 | 0.04252 | Commercial_2029_SC B_MW_After Competition Groups_High Efficiency Small Instantaneous Water Heater
Commercial | Com ¦ Condensing Unit Heaters or other Efficient Unit Heating System | 2029 | SC B | MW | After Competition Groups | 0.041535 | 0 | 0 | 1186.4177 | 3.5009e-05 | 65 | Commercial_2029_SC B_MW_After Competition Groups_65 | Condensing Unit Heaters or other Efficient Unit Heating System | 0.003501% | 0 | 0.041535 | Commercial_2029_SC B_MW_After Competition Groups_Condensing Unit Heaters or other Efficient Unit Heating System
Commercial | Com ¦ Room AC (w/ louvered sides) 14 SEER from 12 SEER code | 2029 | SC B | MW | After Competition Groups | 0.032898 | 0 | 0 | 1186.4177 | 2.7729e-05 | 66 | Commercial_2029_SC B_MW_After Competition Groups_66 | Room AC (w/ louvered sides) 14 SEER from 12 SEER code | 0.002773% | 0 | 0.032898 | Commercial_2029_SC B_MW_After Competition Groups_Room AC (w/ louvered sides) 14 SEER from 12 SEER code
Commercial | Com ¦ High Efficiency Chiller (avg of water and air cooled) | 2029 | SC B | MW | After Competition Groups | 0.023071 | 0 | 0 | 1186.4177 | 1.9446e-05 | 67 | Commercial_2029_SC B_MW_After Competition Groups_67 | High Efficiency Chiller (avg of water and air cooled) | 0.001945% | 0 | 0.023071 | Commercial_2029_SC B_MW_After Competition Groups_High Efficiency Chiller (avg of water and air cooled)
Commercial | Com ¦ Energy Recovery Ventilation and Ventilation (Enhanced) | 2029 | SC B | MW | After Competition Groups | 0.02103 | 0 | 0 | 1186.4177 | 1.7725e-05 | 68 | Commercial_2029_SC B_MW_After Competition Groups_68 | Energy Recovery Ventilation and Ventilation (Enhanced) | 0.001773% | 0 | 0.02103 | Commercial_2029_SC B_MW_After Competition Groups_Energy Recovery Ventilation and Ventilation (Enhanced)
Commercial | Com ¦ VSD Air Compressor | 2029 | SC B | MW | After Competition Groups | 0.017975 | 0 | 0 | 1186.4177 | 1.5151e-05 | 69 | Commercial_2029_SC B_MW_After Competition Groups_69 | VSD Air Compressor | 0.001515% | 0 | 0.017975 | Commercial_2029_SC B_MW_After Competition Groups_VSD Air Compressor
Commercial | Com ¦ LED RECESSED DOWNLIGHTS | 2029 | SC B | MW | After Competition Groups | 0.0092246 | 0 | 0 | 1186.4177 | 7.7752e-06 | 70 | Commercial_2029_SC B_MW_After Competition Groups_70 | LED RECESSED DOWNLIGHTS | 0.0007775% | 0 | 0.0092246 | Commercial_2029_SC B_MW_After Competition Groups_LED RECESSED DOWNLIGHTS
Commercial | Com ¦ Air Curtains | 2029 | SC B | MW | After Competition Groups | 0.0053035 | 0 | 0 | 1186.4177 | 4.4702e-06 | 71 | Commercial_2029_SC B_MW_After Competition Groups_71 | Air Curtains | 0.000447% | 0 | 0.0053035 | Commercial_2029_SC B_MW_After Competition Groups_Air Curtains
Commercial | Com ¦ EC Plug Fan for Data Center (under cabinet) | 2029 | SC B | MW | After Competition Groups | 0.0031077 | 0 | 0 | 1186.4177 | 2.6194e-06 | 72 | Commercial_2029_SC B_MW_After Competition Groups_72 | EC Plug Fan for Data Center (under cabinet) | 0.0002619% | 0 | 0.0031077 | Commercial_2029_SC B_MW_After Competition Groups_EC Plug Fan for Data Center (under cabinet)
Commercial | Com ¦ Electric Convection Combination Ovens | 2029 | SC B | MW | After Competition Groups | 0.0002693 | 0 | 0 | 1186.4177 | 2.2699e-07 | 73 | Commercial_2029_SC B_MW_After Competition Groups_73 | Electric Convection Combination Ovens | 2.27e-05% | 0 | 0.0002693 | Commercial_2029_SC B_MW_After Competition Groups_Electric Convection Combination Ovens
Commercial | Com ¦ LLLC - Low Impact Application | 2029 | SC B | MW | After Competition Groups | 3.8976e-19 | 0 | 0 | 1186.4177 | 3.2852e-22 | 74 | Commercial_2029_SC B_MW_After Competition Groups_74 | LLLC - Low Impact Application | 3.285e-20% | 0 | 3.8976e-19 | Commercial_2029_SC B_MW_After Competition Groups_LLLC - Low Impact Application
Commercial | Com ¦ LLLC - High Impact Application | 2029 | SC B | MW | After Competition Groups | 1.3388e-19 | 0 | 0 | 1186.4177 | 1.1285e-22 | 75 | Commercial_2029_SC B_MW_After Competition Groups_75 | LLLC - High Impact Application | 1.128e-20% | 0 | 1.3388e-19 | Commercial_2029_SC B_MW_After Competition Groups_LLLC - High Impact Application
Commercial | Com ¦ Networked/Connected - High Impact Application | 2029 | SC B | MW | After Competition Groups | 1.4172e-21 | 0 | 0 | 1186.4177 | 1.1945e-24 | 76 | Commercial_2029_SC B_MW_After Competition Groups_76 | Networked/Connected - High Impact Application | 1.195e-22% | 0 | 1.4172e-21 | Commercial_2029_SC B_MW_After Competition Groups_Networked/Connected - High Impact Application
Commercial | Com ¦ Networked/Connected - Low Impact Application | 2029 | SC B | MW | After Competition Groups | 7.9153e-22 | 0 | 0 | 1186.4177 | 6.6716e-25 | 77 | Commercial_2029_SC B_MW_After Competition Groups_77 | Networked/Connected - Low Impact Application | 6.672e-23% | 0 | 7.9153e-22 | Commercial_2029_SC B_MW_After Competition Groups_Networked/Connected - Low Impact Application
Commercial | Com ¦ Efficient compressor motor | 2029 | SC B | MW | After Competition Groups | 0 | 0 | 0 | 1186.4177 | 0 | 78 | Commercial_2029_SC B_MW_After Competition Groups_78 | Efficient compressor motor | 0% | 0 | 0 | Commercial_2029_SC B_MW_After Competition Groups_Efficient compressor motor
Commercial | Com ¦ Indoor Daylight Sensors/Photocell Dimming Control | 2029 | SC B | MW | After Competition Groups | 0 | 0 | 0 | 1186.4177 | 0 | 79 | Commercial_2029_SC B_MW_After Competition Groups_79 | Indoor Daylight Sensors/Photocell Dimming Control | 0% | 0 | 0 | Commercial_2029_SC B_MW_After Competition Groups_Indoor Daylight Sensors/Photocell Dimming Control
Commercial | Com ¦ Variable Refrigerant Flow Heat Pump | 2029 | SC B | MW | After Competition Groups | 0 | 0 | 0 | 1186.4177 | 0 | 80 | Commercial_2029_SC B_MW_After Competition Groups_80 | Variable Refrigerant Flow Heat Pump | 0% | 0 | 0 | Commercial_2029_SC B_MW_After Competition Groups_Variable Refrigerant Flow Heat Pump
Commercial | Com ¦ LED Low/High Bay | 2029 | SC C | MW | After Competition Groups | 124.1559 | 0 | 0 | 851.8697 | 0.14575 | 1 | Commercial_2029_SC C_MW_After Competition Groups_1 | LED Low/High Bay | 14.57% | 0 | 124.1559 | Commercial_2029_SC C_MW_After Competition Groups_LED Low/High Bay
Commercial | Com ¦ ENERGY STAR LED LAMPS (REFLECTOR LAMPs/MR16/PAR 16) | 2029 | SC C | MW | After Competition Groups | 109.2894 | 0 | 0 | 851.8697 | 0.12829 | 2 | Commercial_2029_SC C_MW_After Competition Groups_2 | ENERGY STAR LED LAMPS (REFLECTOR LAMPs/MR16/PAR 16) | 12.83% | 0 | 109.2894 | Commercial_2029_SC C_MW_After Competition Groups_ENERGY STAR LED LAMPS (REFLECTOR LAMPs/MR16/PAR 16)
Commercial | Com ¦ LED Troffer/Surface/Suspended | 2029 | SC C | MW | After Competition Groups | 106.4395 | 0 | 0 | 851.8697 | 0.12495 | 3 | Commercial_2029_SC C_MW_After Competition Groups_3 | LED Troffer/Surface/Suspended | 12.49% | 0 | 106.4395 | Commercial_2029_SC C_MW_After Competition Groups_LED Troffer/Surface/Suspended
Commercial | Com ¦ LED Replacement Lamp (Tube) | 2029 | SC C | MW | After Competition Groups | 59.7949 | 0 | 0 | 851.8697 | 0.070193 | 4 | Commercial_2029_SC C_MW_After Competition Groups_4 | LED Replacement Lamp (Tube) | 7.019% | 0 | 59.7949 | Commercial_2029_SC C_MW_After Competition Groups_LED Replacement Lamp (Tube)
Commercial | Com ¦ High Efficiency Air Source Heat Pump | 2029 | SC C | MW | After Competition Groups | 50.9644 | 0 | 0 | 851.8697 | 0.059827 | 5 | Commercial_2029_SC C_MW_After Competition Groups_5 | High Efficiency Air Source Heat Pump | 5.983% | 0 | 50.9644 | Commercial_2029_SC C_MW_After Competition Groups_High Efficiency Air Source Heat Pump
Commercial | Com ¦ Building Recommissioning, Operations and Maintenance (O&M) Improvements | 2029 | SC C | MW | After Competition Groups | 44.5042 | 0 | 0 | 851.8697 | 0.052243 | 6 | Commercial_2029_SC C_MW_After Competition Groups_6 | Building Recommissioning, Operations and Maintenance (O&M) Improvements | 5.224% | 0 | 44.5042 | Commercial_2029_SC C_MW_After Competition Groups_Building Recommissioning, Operations and Maintenance (O&M) Improvements
Commercial | Com ¦ Education and Capacity Building/Energy Behavior | 2029 | SC C | MW | After Competition Groups | 33.0704 | 0 | 0 | 851.8697 | 0.038821 | 7 | Commercial_2029_SC C_MW_After Competition Groups_7 | Education and Capacity Building/Energy Behavior | 3.882% | 0 | 33.0704 | Commercial_2029_SC C_MW_After Competition Groups_Education and Capacity Building/Energy Behavior
Commercial | Com ¦ Unitary Air-Conditioning Unit | 2029 | SC C | MW | After Competition Groups | 31.833 | 0 | 0 | 851.8697 | 0.037368 | 8 | Commercial_2029_SC C_MW_After Competition Groups_8 | Unitary Air-Conditioning Unit | 3.737% | 0 | 31.833 | Commercial_2029_SC C_MW_After Competition Groups_Unitary Air-Conditioning Unit
Commercial | Com ¦ Advanced BAS/Controllers | 2029 | SC C | MW | After Competition Groups | 25.3437 | 0 | 0 | 851.8697 | 0.029751 | 9 | Commercial_2029_SC C_MW_After Competition Groups_9 | Advanced BAS/Controllers | 2.975% | 0 | 25.3437 | Commercial_2029_SC C_MW_After Competition Groups_Advanced BAS/Controllers
Commercial | Com ¦ Data Center Storage/Server Virtualization | 2029 | SC C | MW | After Competition Groups | 22.9748 | 0 | 0 | 851.8697 | 0.02697 | 10 | Commercial_2029_SC C_MW_After Competition Groups_10 | Data Center Storage/Server Virtualization | 2.697% | 0 | 22.9748 | Commercial_2029_SC C_MW_After Competition Groups_Data Center Storage/Server Virtualization
Commercial | Com ¦ LED or Equivalent Sign Lighting | 2029 | SC C | MW | After Competition Groups | 22.3989 | 0 | 0 | 851.8697 | 0.026294 | 11 | Commercial_2029_SC C_MW_After Competition Groups_11 | LED or Equivalent Sign Lighting | 2.629% | 0 | 22.3989 | Commercial_2029_SC C_MW_After Competition Groups_LED or Equivalent Sign Lighting
Commercial | Com ¦ Reach-in Shaded Pole to ECM/PSC Evaporator Fan Motor | 2029 | SC C | MW | After Competition Groups | 19.214 | 0 | 0 | 851.8697 | 0.022555 | 12 | Commercial_2029_SC C_MW_After Competition Groups_12 | Reach-in Shaded Pole to ECM/PSC Evaporator Fan Motor | 2.256% | 0 | 19.214 | Commercial_2029_SC C_MW_After Competition Groups_Reach-in Shaded Pole to ECM/PSC Evaporator Fan Motor
Commercial | Com ¦ Adaptive Thermostats | 2029 | SC C | MW | After Competition Groups | 18.2835 | 0 | 0 | 851.8697 | 0.021463 | 13 | Commercial_2029_SC C_MW_After Competition Groups_13 | Adaptive Thermostats | 2.146% | 0 | 18.2835 | Commercial_2029_SC C_MW_After Competition Groups_Adaptive Thermostats
Commercial | Com ¦ Refrigerated Display Case Doors | 2029 | SC C | MW | After Competition Groups | 17.959 | 0 | 0 | 851.8697 | 0.021082 | 14 | Commercial_2029_SC C_MW_After Competition Groups_14 | Refrigerated Display Case Doors | 2.108% | 0 | 17.959 | Commercial_2029_SC C_MW_After Competition Groups_Refrigerated Display Case Doors
Commercial | Com ¦ Strip Curtains | 2029 | SC C | MW | After Competition Groups | 14.9629 | 0 | 0 | 851.8697 | 0.017565 | 15 | Commercial_2029_SC C_MW_After Competition Groups_15 | Strip Curtains | 1.756% | 0 | 14.9629 | Commercial_2029_SC C_MW_After Competition Groups_Strip Curtains
Commercial | Com ¦ ENERGY STAR LED LAMPS (General Service Lamps) | 2029 | SC C | MW | After Competition Groups | 13.7115 | 0 | 0 | 851.8697 | 0.016096 | 16 | Commercial_2029_SC C_MW_After Competition Groups_16 | ENERGY STAR LED LAMPS (General Service Lamps) | 1.61% | 0 | 13.7115 | Commercial_2029_SC C_MW_After Competition Groups_ENERGY STAR LED LAMPS (General Service Lamps)
Commercial | Com ¦ Chilled Water Optimization | 2029 | SC C | MW | After Competition Groups | 12.9115 | 0 | 0 | 851.8697 | 0.015157 | 17 | Commercial_2029_SC C_MW_After Competition Groups_17 | Chilled Water Optimization | 1.516% | 0 | 12.9115 | Commercial_2029_SC C_MW_After Competition Groups_Chilled Water Optimization
Commercial | Com ¦ Furnace Tune-Up | 2029 | SC C | MW | After Competition Groups | 12.5715 | 0 | 0 | 851.8697 | 0.014758 | 18 | Commercial_2029_SC C_MW_After Competition Groups_18 | Furnace Tune-Up | 1.476% | 0 | 12.5715 | Commercial_2029_SC C_MW_After Competition Groups_Furnace Tune-Up
Commercial | Com ¦ Demand Control Ventilation | 2029 | SC C | MW | After Competition Groups | 10.6968 | 0 | 0 | 851.8697 | 0.012557 | 19 | Commercial_2029_SC C_MW_After Competition Groups_19 | Demand Control Ventilation | 1.256% | 0 | 10.6968 | Commercial_2029_SC C_MW_After Competition Groups_Demand Control Ventilation
Commercial | Com ¦ Centrally controlled desktop PC/NETWORK PC POWER MANAGEMENT SOFTWARE | 2029 | SC C | MW | After Competition Groups | 10.3399 | 0 | 0 | 851.8697 | 0.012138 | 20 | Commercial_2029_SC C_MW_After Competition Groups_20 | Centrally controlled desktop PC/NETWORK PC POWER MANAGEMENT SOFTWARE | 1.214% | 0 | 10.3399 | Commercial_2029_SC C_MW_After Competition Groups_Centrally controlled desktop PC/NETWORK PC POWER MANAGEMENT SOFTWARE
Commercial | Com ¦ Variable Frequency Drive (VFD) | 2029 | SC C | MW | After Competition Groups | 8.861 | 0 | 0 | 851.8697 | 0.010402 | 21 | Commercial_2029_SC C_MW_After Competition Groups_21 | Variable Frequency Drive (VFD) | 1.04% | 0 | 8.861 | Commercial_2029_SC C_MW_After Competition Groups_Variable Frequency Drive (VFD)
Commercial | Com ¦ VFD on Pumps | 2029 | SC C | MW | After Competition Groups | 8.2739 | 0 | 0 | 851.8697 | 0.0097127 | 22 | Commercial_2029_SC C_MW_After Competition Groups_22 | VFD on Pumps | 0.9713% | 0 | 8.2739 | Commercial_2029_SC C_MW_After Competition Groups_VFD on Pumps
Commercial | Com ¦ Refrigerated Display Case LED | 2029 | SC C | MW | After Competition Groups | 7.7958 | 0 | 0 | 851.8697 | 0.0091514 | 23 | Commercial_2029_SC C_MW_After Competition Groups_23 | Refrigerated Display Case LED | 0.9151% | 0 | 7.7958 | Commercial_2029_SC C_MW_After Competition Groups_Refrigerated Display Case LED
Commercial | Com ¦ LED EXTERIOR AREA LIGHTS - LED fixture (200W) | 2029 | SC C | MW | After Competition Groups | 5.7133 | 0 | 0 | 851.8697 | 0.0067068 | 24 | Commercial_2029_SC C_MW_After Competition Groups_24 | LED EXTERIOR AREA LIGHTS - LED fixture (200W) | 0.6707% | 0 | 5.7133 | Commercial_2029_SC C_MW_After Competition Groups_LED EXTERIOR AREA LIGHTS - LED fixture (200W)
Commercial | Com ¦ LED parking lot fixture | 2029 | SC C | MW | After Competition Groups | 5.5275 | 0 | 0 | 851.8697 | 0.0064886 | 25 | Commercial_2029_SC C_MW_After Competition Groups_25 | LED parking lot fixture | 0.6489% | 0 | 5.5275 | Commercial_2029_SC C_MW_After Competition Groups_LED parking lot fixture
Commercial | Com ¦ Air Handler with Dedicated Outdoor Air Systems | 2029 | SC C | MW | After Competition Groups | 4.8888 | 0 | 0 | 851.8697 | 0.0057389 | 26 | Commercial_2029_SC C_MW_After Competition Groups_26 | Air Handler with Dedicated Outdoor Air Systems | 0.5739% | 0 | 4.8888 | Commercial_2029_SC C_MW_After Competition Groups_Air Handler with Dedicated Outdoor Air Systems
Commercial | Com ¦ ECM MOTORS FOR EVAPORATOR FANS for refrigeration (WALK-IN) | 2029 | SC C | MW | After Competition Groups | 4.5335 | 0 | 0 | 851.8697 | 0.0053218 | 27 | Commercial_2029_SC C_MW_After Competition Groups_27 | ECM MOTORS FOR EVAPORATOR FANS for refrigeration (WALK-IN) | 0.5322% | 0 | 4.5335 | Commercial_2029_SC C_MW_After Competition Groups_ECM MOTORS FOR EVAPORATOR FANS for refrigeration (WALK-IN)
Commercial | Com ¦ Freezer Case Light Sensor | 2029 | SC C | MW | After Competition Groups | 3.9095 | 0 | 0 | 851.8697 | 0.0045893 | 28 | Commercial_2029_SC C_MW_After Competition Groups_28 | Freezer Case Light Sensor | 0.4589% | 0 | 3.9095 | Commercial_2029_SC C_MW_After Competition Groups_Freezer Case Light Sensor
Commercial | Com ¦ Evaporator Fan Controls | 2029 | SC C | MW | After Competition Groups | 3.8088 | 0 | 0 | 851.8697 | 0.0044711 | 29 | Commercial_2029_SC C_MW_After Competition Groups_29 | Evaporator Fan Controls | 0.4471% | 0 | 3.8088 | Commercial_2029_SC C_MW_After Competition Groups_Evaporator Fan Controls
Commercial | Com ¦ Door Gasket Freezer/Refrigerator | 2029 | SC C | MW | After Competition Groups | 3.8066 | 0 | 0 | 851.8697 | 0.0044685 | 30 | Commercial_2029_SC C_MW_After Competition Groups_30 | Door Gasket Freezer/Refrigerator | 0.4469% | 0 | 3.8066 | Commercial_2029_SC C_MW_After Competition Groups_Door Gasket Freezer/Refrigerator
Commercial | Com ¦ Demand Control Kitchen Ventilation | 2029 | SC C | MW | After Competition Groups | 3.7975 | 0 | 0 | 851.8697 | 0.0044579 | 31 | Commercial_2029_SC C_MW_After Competition Groups_31 | Demand Control Kitchen Ventilation | 0.4458% | 0 | 3.7975 | Commercial_2029_SC C_MW_After Competition Groups_Demand Control Kitchen Ventilation
Commercial | Com ¦ ENERGY STAR Griddle (74% eff) | 2029 | SC C | MW | After Competition Groups | 3.6057 | 0 | 0 | 851.8697 | 0.0042327 | 32 | Commercial_2029_SC C_MW_After Competition Groups_32 | ENERGY STAR Griddle (74% eff) | 0.4233% | 0 | 3.6057 | Commercial_2029_SC C_MW_After Competition Groups_ENERGY STAR Griddle (74% eff)
Commercial | Com ¦ LED street light fixture | 2029 | SC C | MW | After Competition Groups | 3.4083 | 0 | 0 | 851.8697 | 0.004001 | 33 | Commercial_2029_SC C_MW_After Competition Groups_33 | LED street light fixture | 0.4001% | 0 | 3.4083 | Commercial_2029_SC C_MW_After Competition Groups_LED street light fixture
Commercial | Com ¦ Occupancy Sensors | 2029 | SC C | MW | After Competition Groups | 2.7266 | 0 | 0 | 851.8697 | 0.0032008 | 34 | Commercial_2029_SC C_MW_After Competition Groups_34 | Occupancy Sensors | 0.3201% | 0 | 2.7266 | Commercial_2029_SC C_MW_After Competition Groups_Occupancy Sensors
Commercial | Com ¦ Water Source Heat Pump (4 ton) | 2029 | SC C | MW | After Competition Groups | 2.6045 | 0 | 0 | 851.8697 | 0.0030574 | 35 | Commercial_2029_SC C_MW_After Competition Groups_35 | Water Source Heat Pump (4 ton) | 0.3057% | 0 | 2.6045 | Commercial_2029_SC C_MW_After Competition Groups_Water Source Heat Pump (4 ton)
Commercial | Com ¦ Duct Insulation, R8 | 2029 | SC C | MW | After Competition Groups | 2.3347 | 0 | 0 | 851.8697 | 0.0027407 | 36 | Commercial_2029_SC C_MW_After Competition Groups_36 | Duct Insulation, R8 | 0.2741% | 0 | 2.3347 | Commercial_2029_SC C_MW_After Competition Groups_Duct Insulation, R8
Commercial | Com ¦ BEVERAGE VENDING MACHINE CONTROLS | 2029 | SC C | MW | After Competition Groups | 1.4648 | 0 | 0 | 851.8697 | 0.0017195 | 37 | Commercial_2029_SC C_MW_After Competition Groups_37 | BEVERAGE VENDING MACHINE CONTROLS | 0.172% | 0 | 1.4648 | Commercial_2029_SC C_MW_After Competition Groups_BEVERAGE VENDING MACHINE CONTROLS
Commercial | Com ¦ Elec Storage WH 2.30 Et | 2029 | SC C | MW | After Competition Groups | 1.4461 | 0 | 0 | 851.8697 | 0.0016976 | 38 | Commercial_2029_SC C_MW_After Competition Groups_38 | Elec Storage WH 2.30 Et | 0.1698% | 0 | 1.4461 | Commercial_2029_SC C_MW_After Competition Groups_Elec Storage WH 2.30 Et
Commercial | Com ¦ Temperature Adjustment in Commercial Freezers | 2029 | SC C | MW | After Competition Groups | 1.394 | 0 | 0 | 851.8697 | 0.0016364 | 39 | Commercial_2029_SC C_MW_After Competition Groups_39 | Temperature Adjustment in Commercial Freezers | 0.1636% | 0 | 1.394 | Commercial_2029_SC C_MW_After Competition Groups_Temperature Adjustment in Commercial Freezers
Commercial | Com ¦ CO Sensors for parking garage exhaust fans | 2029 | SC C | MW | After Competition Groups | 1.2129 | 0 | 0 | 851.8697 | 0.0014238 | 40 | Commercial_2029_SC C_MW_After Competition Groups_40 | CO Sensors for parking garage exhaust fans | 0.1424% | 0 | 1.2129 | Commercial_2029_SC C_MW_After Competition Groups_CO Sensors for parking garage exhaust fans
Commercial | Com ¦ Vertical Night Covers | 2029 | SC C | MW | After Competition Groups | 1.1515 | 0 | 0 | 851.8697 | 0.0013518 | 41 | Commercial_2029_SC C_MW_After Competition Groups_41 | Vertical Night Covers | 0.1352% | 0 | 1.1515 | Commercial_2029_SC C_MW_After Competition Groups_Vertical Night Covers
Commercial | Com ¦ Energy Efficient Laboratory Fume Hood | 2029 | SC C | MW | After Competition Groups | 1.1107 | 0 | 0 | 851.8697 | 0.0013038 | 42 | Commercial_2029_SC C_MW_After Competition Groups_42 | Energy Efficient Laboratory Fume Hood | 0.1304% | 0 | 1.1107 | Commercial_2029_SC C_MW_After Competition Groups_Energy Efficient Laboratory Fume Hood
Commercial | Com ¦ ENERGY STAR Fryer (84% eff) | 2029 | SC C | MW | After Competition Groups | 1.0633 | 0 | 0 | 851.8697 | 0.0012482 | 43 | Commercial_2029_SC C_MW_After Competition Groups_43 | ENERGY STAR Fryer (84% eff) | 0.1248% | 0 | 1.0633 | Commercial_2029_SC C_MW_After Competition Groups_ENERGY STAR Fryer (84% eff)
Commercial | Com ¦ Outside Air Economizer | 2029 | SC C | MW | After Competition Groups | 0.93127 | 0 | 0 | 851.8697 | 0.0010932 | 44 | Commercial_2029_SC C_MW_After Competition Groups_44 | Outside Air Economizer | 0.1093% | 0 | 0.93127 | Commercial_2029_SC C_MW_After Competition Groups_Outside Air Economizer
Commercial | Com ¦ Water Heating (DHW) Pipe Insulation (Add 3/4\ Foam)" | 2029 | SC C | MW | After Competition Groups | 0.88447 | 0 | 0 | 851.8697 | 0.0010383 | 45 | Commercial_2029_SC C_MW_After Competition Groups_45 | Water Heating (DHW) Pipe Insulation (Add 3/4\ Foam)" | 0.1038% | 0 | 0.88447 | Commercial_2029_SC C_MW_After Competition Groups_Water Heating (DHW) Pipe Insulation (Add 3/4\ Foam)"
Commercial | Com ¦ ENERGY STAR Steam Cookers | 2029 | SC C | MW | After Competition Groups | 0.68157 | 0 | 0 | 851.8697 | 0.00080009 | 46 | Commercial_2029_SC C_MW_After Competition Groups_46 | ENERGY STAR Steam Cookers | 0.08001% | 0 | 0.68157 | Commercial_2029_SC C_MW_After Competition Groups_ENERGY STAR Steam Cookers
Commercial | Com ¦ Thermostat Setback | 2029 | SC C | MW | After Competition Groups | 0.61357 | 0 | 0 | 851.8697 | 0.00072027 | 47 | Commercial_2029_SC C_MW_After Competition Groups_47 | Thermostat Setback | 0.07203% | 0 | 0.61357 | Commercial_2029_SC C_MW_After Competition Groups_Thermostat Setback
Commercial | Com ¦ Suction Pipe Insulation Freezer/Refrigerator | 2029 | SC C | MW | After Competition Groups | 0.59952 | 0 | 0 | 851.8697 | 0.00070377 | 48 | Commercial_2029_SC C_MW_After Competition Groups_48 | Suction Pipe Insulation Freezer/Refrigerator | 0.07038% | 0 | 0.59952 | Commercial_2029_SC C_MW_After Competition Groups_Suction Pipe Insulation Freezer/Refrigerator
Commercial | Com ¦ ENERGY STAR Dishwasher | 2029 | SC C | MW | After Competition Groups | 0.50453 | 0 | 0 | 851.8697 | 0.00059226 | 49 | Commercial_2029_SC C_MW_After Competition Groups_49 | ENERGY STAR Dishwasher | 0.05923% | 0 | 0.50453 | Commercial_2029_SC C_MW_After Competition Groups_ENERGY STAR Dishwasher
Commercial | Com ¦ Condensing Make Up Air Unit | 2029 | SC C | MW | After Competition Groups | 0.34196 | 0 | 0 | 851.8697 | 0.00040142 | 50 | Commercial_2029_SC C_MW_After Competition Groups_50 | Condensing Make Up Air Unit | 0.04014% | 0 | 0.34196 | Commercial_2029_SC C_MW_After Competition Groups_Condensing Make Up Air Unit
Commercial | Com ¦ Ozone Laundry Treatment | 2029 | SC C | MW | After Competition Groups | 0.29625 | 0 | 0 | 851.8697 | 0.00034776 | 51 | Commercial_2029_SC C_MW_After Competition Groups_51 | Ozone Laundry Treatment | 0.03478% | 0 | 0.29625 | Commercial_2029_SC C_MW_After Competition Groups_Ozone Laundry Treatment
Commercial | Com ¦ ECM MOTORS FOR HVAC APPLICATION (FAN-POWERED VAV BOX) | 2029 | SC C | MW | After Competition Groups | 0.13543 | 0 | 0 | 851.8697 | 0.00015898 | 52 | Commercial_2029_SC C_MW_After Competition Groups_52 | ECM MOTORS FOR HVAC APPLICATION (FAN-POWERED VAV BOX) | 0.0159% | 0 | 0.13543 | Commercial_2029_SC C_MW_After Competition Groups_ECM MOTORS FOR HVAC APPLICATION (FAN-POWERED VAV BOX)
Commercial | COM ¦ Ductless Mini-Split Heat Pumps | 2029 | SC C | MW | After Competition Groups | 0.12832 | 0 | 0 | 851.8697 | 0.00015063 | 53 | Commercial_2029_SC C_MW_After Competition Groups_53 | Ductless Mini-Split Heat Pumps | 0.01506% | 0 | 0.12832 | Commercial_2029_SC C_MW_After Competition Groups_Ductless Mini-Split Heat Pumps
Commercial | Com ¦ CEE Tier 2/Energy Star Clothes Washers | 2029 | SC C | MW | After Competition Groups | 0.098388 | 0 | 0 | 851.8697 | 0.0001155 | 54 | Commercial_2029_SC C_MW_After Competition Groups_54 | CEE Tier 2/Energy Star Clothes Washers | 0.01155% | 0 | 0.098388 | Commercial_2029_SC C_MW_After Competition Groups_CEE Tier 2/Energy Star Clothes Washers
Commercial | Com ¦ PTAC (12 EER/10,000 BTU) | 2029 | SC C | MW | After Competition Groups | 0.09803 | 0 | 0 | 851.8697 | 0.00011508 | 55 | Commercial_2029_SC C_MW_After Competition Groups_55 | PTAC (12 EER/10,000 BTU) | 0.01151% | 0 | 0.09803 | Commercial_2029_SC C_MW_After Competition Groups_PTAC (12 EER/10,000 BTU)
Commercial | Com ¦ LLLC - High Impact Application | 2029 | SC C | MW | After Competition Groups | 0.086427 | 0 | 0 | 851.8697 | 0.00010146 | 56 | Commercial_2029_SC C_MW_After Competition Groups_56 | LLLC - High Impact Application | 0.01015% | 0 | 0.086427 | Commercial_2029_SC C_MW_After Competition Groups_LLLC - High Impact Application
Commercial | Com ¦ HVAC Optimization | 2029 | SC C | MW | After Competition Groups | 0.078864 | 0 | 0 | 851.8697 | 9.2577e-05 | 57 | Commercial_2029_SC C_MW_After Competition Groups_57 | HVAC Optimization | 0.009258% | 0 | 0.078864 | Commercial_2029_SC C_MW_After Competition Groups_HVAC Optimization
Commercial | Com ¦ Auto Off Time Switch or Time Clock control | 2029 | SC C | MW | After Competition Groups | 0.067236 | 0 | 0 | 851.8697 | 7.8927e-05 | 58 | Commercial_2029_SC C_MW_After Competition Groups_58 | Auto Off Time Switch or Time Clock control | 0.007893% | 0 | 0.067236 | Commercial_2029_SC C_MW_After Competition Groups_Auto Off Time Switch or Time Clock control
Commercial | Com ¦ Notched V belts for HVAC Systems | 2029 | SC C | MW | After Competition Groups | 0.064334 | 0 | 0 | 851.8697 | 7.5521e-05 | 59 | Commercial_2029_SC C_MW_After Competition Groups_59 | Notched V belts for HVAC Systems | 0.007552% | 0 | 0.064334 | Commercial_2029_SC C_MW_After Competition Groups_Notched V belts for HVAC Systems
Commercial | Com ¦ Demand controlled Circulating Systems | 2029 | SC C | MW | After Competition Groups | 0.060289 | 0 | 0 | 851.8697 | 7.0773e-05 | 60 | Commercial_2029_SC C_MW_After Competition Groups_60 | Demand controlled Circulating Systems | 0.007077% | 0 | 0.060289 | Commercial_2029_SC C_MW_After Competition Groups_Demand controlled Circulating Systems
Commercial | Com ¦ LLLC - Low Impact Application | 2029 | SC C | MW | After Competition Groups | 0.057308 | 0 | 0 | 851.8697 | 6.7273e-05 | 61 | Commercial_2029_SC C_MW_After Competition Groups_61 | LLLC - Low Impact Application | 0.006727% | 0 | 0.057308 | Commercial_2029_SC C_MW_After Competition Groups_LLLC - Low Impact Application
Commercial | Com ¦ Solar Water Preheat (Pools/DHW) | 2029 | SC C | MW | After Competition Groups | 0.055447 | 0 | 0 | 851.8697 | 6.5089e-05 | 62 | Commercial_2029_SC C_MW_After Competition Groups_62 | Solar Water Preheat (Pools/DHW) | 0.006509% | 0 | 0.055447 | Commercial_2029_SC C_MW_After Competition Groups_Solar Water Preheat (Pools/DHW)
Commercial | Com ¦ Low Flow Pre-Rinse Spray Nozzle | 2029 | SC C | MW | After Competition Groups | 0.053884 | 0 | 0 | 851.8697 | 6.3254e-05 | 63 | Commercial_2029_SC C_MW_After Competition Groups_63 | Low Flow Pre-Rinse Spray Nozzle | 0.006325% | 0 | 0.053884 | Commercial_2029_SC C_MW_After Competition Groups_Low Flow Pre-Rinse Spray Nozzle
Commercial | Com ¦ Commercial Hot Food Holding Cabinets | 2029 | SC C | MW | After Competition Groups | 0.035544 | 0 | 0 | 851.8697 | 4.1725e-05 | 64 | Commercial_2029_SC C_MW_After Competition Groups_64 | Commercial Hot Food Holding Cabinets | 0.004173% | 0 | 0.035544 | Commercial_2029_SC C_MW_After Competition Groups_Commercial Hot Food Holding Cabinets
Commercial | Com ¦ High Efficiency Chiller (avg of water and air cooled) | 2029 | SC C | MW | After Competition Groups | 0.023072 | 0 | 0 | 851.8697 | 2.7084e-05 | 65 | Commercial_2029_SC C_MW_After Competition Groups_65 | High Efficiency Chiller (avg of water and air cooled) | 0.002708% | 0 | 0.023072 | Commercial_2029_SC C_MW_After Competition Groups_High Efficiency Chiller (avg of water and air cooled)
Commercial | Com ¦ Wall Insulation | 2029 | SC C | MW | After Competition Groups | 0.021275 | 0 | 0 | 851.8697 | 2.4975e-05 | 66 | Commercial_2029_SC C_MW_After Competition Groups_66 | Wall Insulation | 0.002497% | 0 | 0.021275 | Commercial_2029_SC C_MW_After Competition Groups_Wall Insulation
Commercial | Com ¦ Condensing Unit Heaters or other Efficient Unit Heating System | 2029 | SC C | MW | After Competition Groups | 0.019908 | 0 | 0 | 851.8697 | 2.337e-05 | 67 | Commercial_2029_SC C_MW_After Competition Groups_67 | Condensing Unit Heaters or other Efficient Unit Heating System | 0.002337% | 0 | 0.019908 | Commercial_2029_SC C_MW_After Competition Groups_Condensing Unit Heaters or other Efficient Unit Heating System
Commercial | Com ¦ Air Curtains | 2029 | SC C | MW | After Competition Groups | 0.015972 | 0 | 0 | 851.8697 | 1.8749e-05 | 68 | Commercial_2029_SC C_MW_After Competition Groups_68 | Air Curtains | 0.001875% | 0 | 0.015972 | Commercial_2029_SC C_MW_After Competition Groups_Air Curtains
Commercial | Com ¦ VSD Air Compressor | 2029 | SC C | MW | After Competition Groups | 0.015063 | 0 | 0 | 851.8697 | 1.7682e-05 | 69 | Commercial_2029_SC C_MW_After Competition Groups_69 | VSD Air Compressor | 0.001768% | 0 | 0.015063 | Commercial_2029_SC C_MW_After Competition Groups_VSD Air Compressor
Commercial | Com ¦ Room AC (w/ louvered sides) 14 SEER from 12 SEER code | 2029 | SC C | MW | After Competition Groups | 0.01427 | 0 | 0 | 851.8697 | 1.6751e-05 | 70 | Commercial_2029_SC C_MW_After Competition Groups_70 | Room AC (w/ louvered sides) 14 SEER from 12 SEER code | 0.001675% | 0 | 0.01427 | Commercial_2029_SC C_MW_After Competition Groups_Room AC (w/ louvered sides) 14 SEER from 12 SEER code
Commercial | Com ¦ High Efficiency Small Instantaneous Water Heater | 2029 | SC C | MW | After Competition Groups | 0.0096417 | 0 | 0 | 851.8697 | 1.1318e-05 | 71 | Commercial_2029_SC C_MW_After Competition Groups_71 | High Efficiency Small Instantaneous Water Heater | 0.001132% | 0 | 0.0096417 | Commercial_2029_SC C_MW_After Competition Groups_High Efficiency Small Instantaneous Water Heater
Commercial | Com ¦ LED RECESSED DOWNLIGHTS | 2029 | SC C | MW | After Competition Groups | 0.0092246 | 0 | 0 | 851.8697 | 1.0829e-05 | 72 | Commercial_2029_SC C_MW_After Competition Groups_72 | LED RECESSED DOWNLIGHTS | 0.001083% | 0 | 0.0092246 | Commercial_2029_SC C_MW_After Competition Groups_LED RECESSED DOWNLIGHTS
Commercial | Com ¦ Energy Recovery Ventilation and Ventilation (Enhanced) | 2029 | SC C | MW | After Competition Groups | 0.0069763 | 0 | 0 | 851.8697 | 8.1894e-06 | 73 | Commercial_2029_SC C_MW_After Competition Groups_73 | Energy Recovery Ventilation and Ventilation (Enhanced) | 0.0008189% | 0 | 0.0069763 | Commercial_2029_SC C_MW_After Competition Groups_Energy Recovery Ventilation and Ventilation (Enhanced)
Commercial | Com ¦ EC Plug Fan for Data Center (under cabinet) | 2029 | SC C | MW | After Competition Groups | 0.0020678 | 0 | 0 | 851.8697 | 2.4273e-06 | 74 | Commercial_2029_SC C_MW_After Competition Groups_74 | EC Plug Fan for Data Center (under cabinet) | 0.0002427% | 0 | 0.0020678 | Commercial_2029_SC C_MW_After Competition Groups_EC Plug Fan for Data Center (under cabinet)
Commercial | Com ¦ Networked/Connected - High Impact Application | 2029 | SC C | MW | After Competition Groups | 0.00024708 | 0 | 0 | 851.8697 | 2.9005e-07 | 75 | Commercial_2029_SC C_MW_After Competition Groups_75 | Networked/Connected - High Impact Application | 2.9e-05% | 0 | 0.00024708 | Commercial_2029_SC C_MW_After Competition Groups_Networked/Connected - High Impact Application
Commercial | Com ¦ Electric Convection Combination Ovens | 2029 | SC C | MW | After Competition Groups | 0.00024708 | 0 | 0 | 851.8697 | 2.9004e-07 | 76 | Commercial_2029_SC C_MW_After Competition Groups_76 | Electric Convection Combination Ovens | 2.9e-05% | 0 | 0.00024708 | Commercial_2029_SC C_MW_After Competition Groups_Electric Convection Combination Ovens
Commercial | Com ¦ Networked/Connected - Low Impact Application | 2029 | SC C | MW | After Competition Groups | 1.2068e-05 | 0 | 0 | 851.8697 | 1.4167e-08 | 77 | Commercial_2029_SC C_MW_After Competition Groups_77 | Networked/Connected - Low Impact Application | 1.417e-06% | 0 | 1.2068e-05 | Commercial_2029_SC C_MW_After Competition Groups_Networked/Connected - Low Impact Application
Commercial | Com ¦ Efficient compressor motor | 2029 | SC C | MW | After Competition Groups | 0 | 0 | 0 | 851.8697 | 0 | 78 | Commercial_2029_SC C_MW_After Competition Groups_78 | Efficient compressor motor | 0% | 0 | 0 | Commercial_2029_SC C_MW_After Competition Groups_Efficient compressor motor
Commercial | Com ¦ Indoor Daylight Sensors/Photocell Dimming Control | 2029 | SC C | MW | After Competition Groups | 0 | 0 | 0 | 851.8697 | 0 | 79 | Commercial_2029_SC C_MW_After Competition Groups_79 | Indoor Daylight Sensors/Photocell Dimming Control | 0% | 0 | 0 | Commercial_2029_SC C_MW_After Competition Groups_Indoor Daylight Sensors/Photocell Dimming Control
Commercial | Com ¦ Variable Refrigerant Flow Heat Pump | 2029 | SC C | MW | After Competition Groups | 0 | 0 | 0 | 851.8697 | 0 | 80 | Commercial_2029_SC C_MW_After Competition Groups_80 | Variable Refrigerant Flow Heat Pump | 0% | 0 | 0 | Commercial_2029_SC C_MW_After Competition Groups_Variable Refrigerant Flow Heat Pump
Commercial | Com ¦ ENERGY STAR LED LAMPS (REFLECTOR LAMPs/MR16/PAR 16) | 2029 | SC D | MW | After Competition Groups | 109.2882 | 2948313.7848 | 2.9483 | 789.6261 | 0.1384 | 1 | Commercial_2029_SC D_MW_After Competition Groups_1 | ENERGY STAR LED LAMPS (REFLECTOR LAMPs/MR16/PAR 16) | 13.84% | 2.9483 | 109.2882 | Commercial_2029_SC D_MW_After Competition Groups_ENERGY STAR LED LAMPS (REFLECTOR LAMPs/MR16/PAR 16)
Commercial | Com ¦ LED Low/High Bay | 2029 | SC D | MW | After Competition Groups | 102.8088 | 32219003.8801 | 32.219 | 789.6261 | 0.1302 | 2 | Commercial_2029_SC D_MW_After Competition Groups_2 | LED Low/High Bay | 13.02% | 32.219 | 102.8088 | Commercial_2029_SC D_MW_After Competition Groups_LED Low/High Bay
Commercial | Com ¦ LED Troffer/Surface/Suspended | 2029 | SC D | MW | After Competition Groups | 92.0661 | 44606920.9564 | 44.6069 | 789.6261 | 0.11659 | 3 | Commercial_2029_SC D_MW_After Competition Groups_3 | LED Troffer/Surface/Suspended | 11.66% | 44.6069 | 92.0661 | Commercial_2029_SC D_MW_After Competition Groups_LED Troffer/Surface/Suspended
Commercial | Com ¦ LED Replacement Lamp (Tube) | 2029 | SC D | MW | After Competition Groups | 59.7949 | 0 | 0 | 789.6261 | 0.075726 | 4 | Commercial_2029_SC D_MW_After Competition Groups_4 | LED Replacement Lamp (Tube) | 7.573% | 0 | 59.7949 | Commercial_2029_SC D_MW_After Competition Groups_LED Replacement Lamp (Tube)
Commercial | Com ¦ High Efficiency Air Source Heat Pump | 2029 | SC D | MW | After Competition Groups | 50.9644 | 1183140.6528 | 1.1831 | 789.6261 | 0.064542 | 5 | Commercial_2029_SC D_MW_After Competition Groups_5 | High Efficiency Air Source Heat Pump | 6.454% | 1.1831 | 50.9644 | Commercial_2029_SC D_MW_After Competition Groups_High Efficiency Air Source Heat Pump
Commercial | Com ¦ Building Recommissioning, Operations and Maintenance (O&M) Improvements | 2029 | SC D | MW | After Competition Groups | 44.2953 | 4990077.955 | 4.9901 | 789.6261 | 0.056097 | 6 | Commercial_2029_SC D_MW_After Competition Groups_6 | Building Recommissioning, Operations and Maintenance (O&M) Improvements | 5.61% | 4.9901 | 44.2953 | Commercial_2029_SC D_MW_After Competition Groups_Building Recommissioning, Operations and Maintenance (O&M) Improvements
Commercial | Com ¦ Education and Capacity Building/Energy Behavior | 2029 | SC D | MW | After Competition Groups | 33.0704 | 9301300.3246 | 9.3013 | 789.6261 | 0.041881 | 7 | Commercial_2029_SC D_MW_After Competition Groups_7 | Education and Capacity Building/Energy Behavior | 4.188% | 9.3013 | 33.0704 | Commercial_2029_SC D_MW_After Competition Groups_Education and Capacity Building/Energy Behavior
Commercial | Com ¦ Unitary Air-Conditioning Unit | 2029 | SC D | MW | After Competition Groups | 27.6783 | 5640241.756 | 5.6402 | 789.6261 | 0.035052 | 8 | Commercial_2029_SC D_MW_After Competition Groups_8 | Unitary Air-Conditioning Unit | 3.505% | 5.6402 | 27.6783 | Commercial_2029_SC D_MW_After Competition Groups_Unitary Air-Conditioning Unit
Commercial | Com ¦ Advanced BAS/Controllers | 2029 | SC D | MW | After Competition Groups | 26.7803 | 4165435.9614 | 4.1654 | 789.6261 | 0.033915 | 9 | Commercial_2029_SC D_MW_After Competition Groups_9 | Advanced BAS/Controllers | 3.392% | 4.1654 | 26.7803 | Commercial_2029_SC D_MW_After Competition Groups_Advanced BAS/Controllers
Commercial | Com ¦ Data Center Storage/Server Virtualization | 2029 | SC D | MW | After Competition Groups | 22.9748 | 0 | 0 | 789.6261 | 0.029096 | 10 | Commercial_2029_SC D_MW_After Competition Groups_10 | Data Center Storage/Server Virtualization | 2.91% | 0 | 22.9748 | Commercial_2029_SC D_MW_After Competition Groups_Data Center Storage/Server Virtualization
Commercial | Com ¦ Reach-in Shaded Pole to ECM/PSC Evaporator Fan Motor | 2029 | SC D | MW | After Competition Groups | 19.214 | 2532960.6069 | 2.533 | 789.6261 | 0.024333 | 11 | Commercial_2029_SC D_MW_After Competition Groups_11 | Reach-in Shaded Pole to ECM/PSC Evaporator Fan Motor | 2.433% | 2.533 | 19.214 | Commercial_2029_SC D_MW_After Competition Groups_Reach-in Shaded Pole to ECM/PSC Evaporator Fan Motor
Commercial | Com ¦ Adaptive Thermostats | 2029 | SC D | MW | After Competition Groups | 17.4523 | 3167025.6261 | 3.167 | 789.6261 | 0.022102 | 12 | Commercial_2029_SC D_MW_After Competition Groups_12 | Adaptive Thermostats | 2.21% | 3.167 | 17.4523 | Commercial_2029_SC D_MW_After Competition Groups_Adaptive Thermostats
Commercial | Com ¦ Strip Curtains | 2029 | SC D | MW | After Competition Groups | 14.9564 | 165692.1852 | 0.16569 | 789.6261 | 0.018941 | 13 | Commercial_2029_SC D_MW_After Competition Groups_13 | Strip Curtains | 1.894% | 0.16569 | 14.9564 | Commercial_2029_SC D_MW_After Competition Groups_Strip Curtains
Commercial | Com ¦ LED or Equivalent Sign Lighting | 2029 | SC D | MW | After Competition Groups | 14.474 | 1478229.1117 | 1.4782 | 789.6261 | 0.01833 | 14 | Commercial_2029_SC D_MW_After Competition Groups_14 | LED or Equivalent Sign Lighting | 1.833% | 1.4782 | 14.474 | Commercial_2029_SC D_MW_After Competition Groups_LED or Equivalent Sign Lighting
Commercial | Com ¦ ENERGY STAR LED LAMPS (General Service Lamps) | 2029 | SC D | MW | After Competition Groups | 13.7111 | 374978.7346 | 0.37498 | 789.6261 | 0.017364 | 15 | Commercial_2029_SC D_MW_After Competition Groups_15 | ENERGY STAR LED LAMPS (General Service Lamps) | 1.736% | 0.37498 | 13.7111 | Commercial_2029_SC D_MW_After Competition Groups_ENERGY STAR LED LAMPS (General Service Lamps)
Commercial | Com ¦ Refrigerated Display Case Doors | 2029 | SC D | MW | After Competition Groups | 13.2216 | 2425487.3516 | 2.4255 | 789.6261 | 0.016744 | 16 | Commercial_2029_SC D_MW_After Competition Groups_16 | Refrigerated Display Case Doors | 1.674% | 2.4255 | 13.2216 | Commercial_2029_SC D_MW_After Competition Groups_Refrigerated Display Case Doors
Commercial | Com ¦ Chilled Water Optimization | 2029 | SC D | MW | After Competition Groups | 12.9115 | 1632702.1116 | 1.6327 | 789.6261 | 0.016351 | 17 | Commercial_2029_SC D_MW_After Competition Groups_17 | Chilled Water Optimization | 1.635% | 1.6327 | 12.9115 | Commercial_2029_SC D_MW_After Competition Groups_Chilled Water Optimization
Commercial | Com ¦ Furnace Tune-Up | 2029 | SC D | MW | After Competition Groups | 12.5714 | 106271.9173 | 0.10627 | 789.6261 | 0.015921 | 18 | Commercial_2029_SC D_MW_After Competition Groups_18 | Furnace Tune-Up | 1.592% | 0.10627 | 12.5714 | Commercial_2029_SC D_MW_After Competition Groups_Furnace Tune-Up
Commercial | Com ¦ Centrally controlled desktop PC/NETWORK PC POWER MANAGEMENT SOFTWARE | 2029 | SC D | MW | After Competition Groups | 10.3286 | 807860.382 | 0.80786 | 789.6261 | 0.01308 | 19 | Commercial_2029_SC D_MW_After Competition Groups_19 | Centrally controlled desktop PC/NETWORK PC POWER MANAGEMENT SOFTWARE | 1.308% | 0.80786 | 10.3286 | Commercial_2029_SC D_MW_After Competition Groups_Centrally controlled desktop PC/NETWORK PC POWER MANAGEMENT SOFTWARE
Commercial | Com ¦ Variable Frequency Drive (VFD) | 2029 | SC D | MW | After Competition Groups | 8.59 | 1327855.5327 | 1.3279 | 789.6261 | 0.010879 | 20 | Commercial_2029_SC D_MW_After Competition Groups_20 | Variable Frequency Drive (VFD) | 1.088% | 1.3279 | 8.59 | Commercial_2029_SC D_MW_After Competition Groups_Variable Frequency Drive (VFD)
Commercial | Com ¦ Demand Control Ventilation | 2029 | SC D | MW | After Competition Groups | 8.288 | 1172869.369 | 1.1729 | 789.6261 | 0.010496 | 21 | Commercial_2029_SC D_MW_After Competition Groups_21 | Demand Control Ventilation | 1.05% | 1.1729 | 8.288 | Commercial_2029_SC D_MW_After Competition Groups_Demand Control Ventilation
Commercial | Com ¦ VFD on Pumps | 2029 | SC D | MW | After Competition Groups | 7.9687 | 1285889.4398 | 1.2859 | 789.6261 | 0.010092 | 22 | Commercial_2029_SC D_MW_After Competition Groups_22 | VFD on Pumps | 1.009% | 1.2859 | 7.9687 | Commercial_2029_SC D_MW_After Competition Groups_VFD on Pumps
Commercial | Com ¦ Refrigerated Display Case LED | 2029 | SC D | MW | After Competition Groups | 6.557 | 856492.2202 | 0.85649 | 789.6261 | 0.0083039 | 23 | Commercial_2029_SC D_MW_After Competition Groups_23 | Refrigerated Display Case LED | 0.8304% | 0.85649 | 6.557 | Commercial_2029_SC D_MW_After Competition Groups_Refrigerated Display Case LED
Commercial | Com ¦ LED EXTERIOR AREA LIGHTS - LED fixture (200W) | 2029 | SC D | MW | After Competition Groups | 5.6077 | 0 | 0 | 789.6261 | 0.0071018 | 24 | Commercial_2029_SC D_MW_After Competition Groups_24 | LED EXTERIOR AREA LIGHTS - LED fixture (200W) | 0.7102% | 0 | 5.6077 | Commercial_2029_SC D_MW_After Competition Groups_LED EXTERIOR AREA LIGHTS - LED fixture (200W)
Commercial | Com ¦ LED parking lot fixture | 2029 | SC D | MW | After Competition Groups | 5.5275 | 8068819.6252 | 8.0688 | 789.6261 | 0.0070001 | 25 | Commercial_2029_SC D_MW_After Competition Groups_25 | LED parking lot fixture | 0.7% | 8.0688 | 5.5275 | Commercial_2029_SC D_MW_After Competition Groups_LED parking lot fixture
Commercial | Com ¦ ECM MOTORS FOR EVAPORATOR FANS for refrigeration (WALK-IN) | 2029 | SC D | MW | After Competition Groups | 4.4799 | 1053399.2239 | 1.0534 | 789.6261 | 0.0056734 | 26 | Commercial_2029_SC D_MW_After Competition Groups_26 | ECM MOTORS FOR EVAPORATOR FANS for refrigeration (WALK-IN) | 0.5673% | 1.0534 | 4.4799 | Commercial_2029_SC D_MW_After Competition Groups_ECM MOTORS FOR EVAPORATOR FANS for refrigeration (WALK-IN)
Commercial | Com ¦ Evaporator Fan Controls | 2029 | SC D | MW | After Competition Groups | 3.8088 | 181054.7386 | 0.18105 | 789.6261 | 0.0048235 | 27 | Commercial_2029_SC D_MW_After Competition Groups_27 | Evaporator Fan Controls | 0.4824% | 0.18105 | 3.8088 | Commercial_2029_SC D_MW_After Competition Groups_Evaporator Fan Controls
Commercial | Com ¦ Air Handler with Dedicated Outdoor Air Systems | 2029 | SC D | MW | After Competition Groups | 3.6253 | 218263.9383 | 0.21826 | 789.6261 | 0.0045912 | 28 | Commercial_2029_SC D_MW_After Competition Groups_28 | Air Handler with Dedicated Outdoor Air Systems | 0.4591% | 0.21826 | 3.6253 | Commercial_2029_SC D_MW_After Competition Groups_Air Handler with Dedicated Outdoor Air Systems
Commercial | Com ¦ ENERGY STAR Griddle (74% eff) | 2029 | SC D | MW | After Competition Groups | 3.6057 | 224082.6343 | 0.22408 | 789.6261 | 0.0045663 | 29 | Commercial_2029_SC D_MW_After Competition Groups_29 | ENERGY STAR Griddle (74% eff) | 0.4566% | 0.22408 | 3.6057 | Commercial_2029_SC D_MW_After Competition Groups_ENERGY STAR Griddle (74% eff)
Commercial | Com ¦ Demand Control Kitchen Ventilation | 2029 | SC D | MW | After Competition Groups | 3.5254 | 890292.1213 | 0.89029 | 789.6261 | 0.0044647 | 30 | Commercial_2029_SC D_MW_After Competition Groups_30 | Demand Control Kitchen Ventilation | 0.4465% | 0.89029 | 3.5254 | Commercial_2029_SC D_MW_After Competition Groups_Demand Control Kitchen Ventilation
Commercial | Com ¦ Door Gasket Freezer/Refrigerator | 2029 | SC D | MW | After Competition Groups | 3.4934 | 331481.785 | 0.33148 | 789.6261 | 0.0044241 | 31 | Commercial_2029_SC D_MW_After Competition Groups_31 | Door Gasket Freezer/Refrigerator | 0.4424% | 0.33148 | 3.4934 | Commercial_2029_SC D_MW_After Competition Groups_Door Gasket Freezer/Refrigerator
Commercial | Com ¦ Occupancy Sensors | 2029 | SC D | MW | After Competition Groups | 2.7266 | 5849.2598 | 0.0058493 | 789.6261 | 0.0034531 | 32 | Commercial_2029_SC D_MW_After Competition Groups_32 | Occupancy Sensors | 0.3453% | 0.0058493 | 2.7266 | Commercial_2029_SC D_MW_After Competition Groups_Occupancy Sensors
Commercial | Com ¦ Freezer Case Light Sensor | 2029 | SC D | MW | After Competition Groups | 2.6412 | 646006.486 | 0.64601 | 789.6261 | 0.0033449 | 33 | Commercial_2029_SC D_MW_After Competition Groups_33 | Freezer Case Light Sensor | 0.3345% | 0.64601 | 2.6412 | Commercial_2029_SC D_MW_After Competition Groups_Freezer Case Light Sensor
Commercial | Com ¦ LED street light fixture | 2029 | SC D | MW | After Competition Groups | 2.5865 | 0 | 0 | 789.6261 | 0.0032756 | 34 | Commercial_2029_SC D_MW_After Competition Groups_34 | LED street light fixture | 0.3276% | 0 | 2.5865 | Commercial_2029_SC D_MW_After Competition Groups_LED street light fixture
Commercial | Com ¦ Duct Insulation, R8 | 2029 | SC D | MW | After Competition Groups | 2.3213 | 347913.8582 | 0.34791 | 789.6261 | 0.0029397 | 35 | Commercial_2029_SC D_MW_After Competition Groups_35 | Duct Insulation, R8 | 0.294% | 0.34791 | 2.3213 | Commercial_2029_SC D_MW_After Competition Groups_Duct Insulation, R8
Commercial | Com ¦ Water Source Heat Pump (4 ton) | 2029 | SC D | MW | After Competition Groups | 2.181 | 489642.381 | 0.48964 | 789.6261 | 0.0027621 | 36 | Commercial_2029_SC D_MW_After Competition Groups_36 | Water Source Heat Pump (4 ton) | 0.2762% | 0.48964 | 2.181 | Commercial_2029_SC D_MW_After Competition Groups_Water Source Heat Pump (4 ton)
Commercial | Com ¦ BEVERAGE VENDING MACHINE CONTROLS | 2029 | SC D | MW | After Competition Groups | 1.4058 | 134172.2248 | 0.13417 | 789.6261 | 0.0017804 | 37 | Commercial_2029_SC D_MW_After Competition Groups_37 | BEVERAGE VENDING MACHINE CONTROLS | 0.178% | 0.13417 | 1.4058 | Commercial_2029_SC D_MW_After Competition Groups_BEVERAGE VENDING MACHINE CONTROLS
Commercial | Com ¦ Temperature Adjustment in Commercial Freezers | 2029 | SC D | MW | After Competition Groups | 1.394 | 0 | 0 | 789.6261 | 0.0017654 | 38 | Commercial_2029_SC D_MW_After Competition Groups_38 | Temperature Adjustment in Commercial Freezers | 0.1765% | 0 | 1.394 | Commercial_2029_SC D_MW_After Competition Groups_Temperature Adjustment in Commercial Freezers
Commercial | Com ¦ Elec Storage WH 2.30 Et | 2029 | SC D | MW | After Competition Groups | 1.2963 | 289827.9495 | 0.28983 | 789.6261 | 0.0016417 | 39 | Commercial_2029_SC D_MW_After Competition Groups_39 | Elec Storage WH 2.30 Et | 0.1642% | 0.28983 | 1.2963 | Commercial_2029_SC D_MW_After Competition Groups_Elec Storage WH 2.30 Et
Commercial | Com ¦ Vertical Night Covers | 2029 | SC D | MW | After Competition Groups | 1.0932 | 84522.7592 | 0.084523 | 789.6261 | 0.0013845 | 40 | Commercial_2029_SC D_MW_After Competition Groups_40 | Vertical Night Covers | 0.1384% | 0.084523 | 1.0932 | Commercial_2029_SC D_MW_After Competition Groups_Vertical Night Covers
Commercial | Com ¦ ENERGY STAR Fryer (84% eff) | 2029 | SC D | MW | After Competition Groups | 1.0558 | 117967.673 | 0.11797 | 789.6261 | 0.0013371 | 41 | Commercial_2029_SC D_MW_After Competition Groups_41 | ENERGY STAR Fryer (84% eff) | 0.1337% | 0.11797 | 1.0558 | Commercial_2029_SC D_MW_After Competition Groups_ENERGY STAR Fryer (84% eff)
Commercial | Com ¦ CO Sensors for parking garage exhaust fans | 2029 | SC D | MW | After Competition Groups | 0.94724 | 177426.572 | 0.17743 | 789.6261 | 0.0011996 | 42 | Commercial_2029_SC D_MW_After Competition Groups_42 | CO Sensors for parking garage exhaust fans | 0.12% | 0.17743 | 0.94724 | Commercial_2029_SC D_MW_After Competition Groups_CO Sensors for parking garage exhaust fans
Commercial | Com ¦ Outside Air Economizer | 2029 | SC D | MW | After Competition Groups | 0.93127 | 114656.616 | 0.11466 | 789.6261 | 0.0011794 | 43 | Commercial_2029_SC D_MW_After Competition Groups_43 | Outside Air Economizer | 0.1179% | 0.11466 | 0.93127 | Commercial_2029_SC D_MW_After Competition Groups_Outside Air Economizer
Commercial | Com ¦ Energy Efficient Laboratory Fume Hood | 2029 | SC D | MW | After Competition Groups | 0.902 | 177416.2251 | 0.17742 | 789.6261 | 0.0011423 | 44 | Commercial_2029_SC D_MW_After Competition Groups_44 | Energy Efficient Laboratory Fume Hood | 0.1142% | 0.17742 | 0.902 | Commercial_2029_SC D_MW_After Competition Groups_Energy Efficient Laboratory Fume Hood
Commercial | Com ¦ Water Heating (DHW) Pipe Insulation (Add 3/4\ Foam)" | 2029 | SC D | MW | After Competition Groups | 0.83584 | 148481.3567 | 0.14848 | 789.6261 | 0.0010585 | 45 | Commercial_2029_SC D_MW_After Competition Groups_45 | Water Heating (DHW) Pipe Insulation (Add 3/4\ Foam)" | 0.1059% | 0.14848 | 0.83584 | Commercial_2029_SC D_MW_After Competition Groups_Water Heating (DHW) Pipe Insulation (Add 3/4\ Foam)"
Commercial | Com ¦ ENERGY STAR Steam Cookers | 2029 | SC D | MW | After Competition Groups | 0.67812 | 75665.1574 | 0.075665 | 789.6261 | 0.00085879 | 46 | Commercial_2029_SC D_MW_After Competition Groups_46 | ENERGY STAR Steam Cookers | 0.08588% | 0.075665 | 0.67812 | Commercial_2029_SC D_MW_After Competition Groups_ENERGY STAR Steam Cookers
Commercial | Com ¦ Thermostat Setback | 2029 | SC D | MW | After Competition Groups | 0.61357 | 0 | 0 | 789.6261 | 0.00077704 | 47 | Commercial_2029_SC D_MW_After Competition Groups_47 | Thermostat Setback | 0.0777% | 0 | 0.61357 | Commercial_2029_SC D_MW_After Competition Groups_Thermostat Setback
Commercial | Com ¦ Suction Pipe Insulation Freezer/Refrigerator | 2029 | SC D | MW | After Competition Groups | 0.54848 | 79186.9334 | 0.079187 | 789.6261 | 0.0006946 | 48 | Commercial_2029_SC D_MW_After Competition Groups_48 | Suction Pipe Insulation Freezer/Refrigerator | 0.06946% | 0.079187 | 0.54848 | Commercial_2029_SC D_MW_After Competition Groups_Suction Pipe Insulation Freezer/Refrigerator
Commercial | Com ¦ ENERGY STAR Dishwasher | 2029 | SC D | MW | After Competition Groups | 0.4482 | 33624.4701 | 0.033624 | 789.6261 | 0.00056761 | 49 | Commercial_2029_SC D_MW_After Competition Groups_49 | ENERGY STAR Dishwasher | 0.05676% | 0.033624 | 0.4482 | Commercial_2029_SC D_MW_After Competition Groups_ENERGY STAR Dishwasher
Commercial | Com ¦ Condensing Make Up Air Unit | 2029 | SC D | MW | After Competition Groups | 0.20527 | 79678.8146 | 0.079679 | 789.6261 | 0.00025996 | 50 | Commercial_2029_SC D_MW_After Competition Groups_50 | Condensing Make Up Air Unit | 0.026% | 0.079679 | 0.20527 | Commercial_2029_SC D_MW_After Competition Groups_Condensing Make Up Air Unit
Commercial | Com ¦ Ozone Laundry Treatment | 2029 | SC D | MW | After Competition Groups | 0.20483 | 37324.4053 | 0.037324 | 789.6261 | 0.00025941 | 51 | Commercial_2029_SC D_MW_After Competition Groups_51 | Ozone Laundry Treatment | 0.02594% | 0.037324 | 0.20483 | Commercial_2029_SC D_MW_After Competition Groups_Ozone Laundry Treatment
Commercial | Com ¦ ECM MOTORS FOR HVAC APPLICATION (FAN-POWERED VAV BOX) | 2029 | SC D | MW | After Competition Groups | 0.12842 | 24211.4181 | 0.024211 | 789.6261 | 0.00016263 | 52 | Commercial_2029_SC D_MW_After Competition Groups_52 | ECM MOTORS FOR HVAC APPLICATION (FAN-POWERED VAV BOX) | 0.01626% | 0.024211 | 0.12842 | Commercial_2029_SC D_MW_After Competition Groups_ECM MOTORS FOR HVAC APPLICATION (FAN-POWERED VAV BOX)
Commercial | COM ¦ Ductless Mini-Split Heat Pumps | 2029 | SC D | MW | After Competition Groups | 0.12832 | 194.6623 | 0.00019466 | 789.6261 | 0.0001625 | 53 | Commercial_2029_SC D_MW_After Competition Groups_53 | Ductless Mini-Split Heat Pumps | 0.01625% | 0.00019466 | 0.12832 | Commercial_2029_SC D_MW_After Competition Groups_Ductless Mini-Split Heat Pumps
Commercial | Com ¦ PTAC (12 EER/10,000 BTU) | 2029 | SC D | MW | After Competition Groups | 0.094856 | 16218.8691 | 0.016219 | 789.6261 | 0.00012013 | 54 | Commercial_2029_SC D_MW_After Competition Groups_54 | PTAC (12 EER/10,000 BTU) | 0.01201% | 0.016219 | 0.094856 | Commercial_2029_SC D_MW_After Competition Groups_PTAC (12 EER/10,000 BTU)
Commercial | Com ¦ CEE Tier 2/Energy Star Clothes Washers | 2029 | SC D | MW | After Competition Groups | 0.093757 | 7426.8104 | 0.0074268 | 789.6261 | 0.00011874 | 55 | Commercial_2029_SC D_MW_After Competition Groups_55 | CEE Tier 2/Energy Star Clothes Washers | 0.01187% | 0.0074268 | 0.093757 | Commercial_2029_SC D_MW_After Competition Groups_CEE Tier 2/Energy Star Clothes Washers
Commercial | Com ¦ HVAC Optimization | 2029 | SC D | MW | After Competition Groups | 0.078864 | 215.2555 | 0.00021526 | 789.6261 | 9.9875e-05 | 56 | Commercial_2029_SC D_MW_After Competition Groups_56 | HVAC Optimization | 0.009987% | 0.00021526 | 0.078864 | Commercial_2029_SC D_MW_After Competition Groups_HVAC Optimization
Commercial | Com ¦ Auto Off Time Switch or Time Clock control | 2029 | SC D | MW | After Competition Groups | 0.067236 | 81.9598 | 8.196e-05 | 789.6261 | 8.5149e-05 | 57 | Commercial_2029_SC D_MW_After Competition Groups_57 | Auto Off Time Switch or Time Clock control | 0.008515% | 8.196e-05 | 0.067236 | Commercial_2029_SC D_MW_After Competition Groups_Auto Off Time Switch or Time Clock control
Commercial | Com ¦ Demand controlled Circulating Systems | 2029 | SC D | MW | After Competition Groups | 0.059432 | 11329.1042 | 0.011329 | 789.6261 | 7.5266e-05 | 58 | Commercial_2029_SC D_MW_After Competition Groups_58 | Demand controlled Circulating Systems | 0.007527% | 0.011329 | 0.059432 | Commercial_2029_SC D_MW_After Competition Groups_Demand controlled Circulating Systems
Commercial | Com ¦ Notched V belts for HVAC Systems | 2029 | SC D | MW | After Competition Groups | 0.057267 | 7025.6279 | 0.0070256 | 789.6261 | 7.2524e-05 | 59 | Commercial_2029_SC D_MW_After Competition Groups_59 | Notched V belts for HVAC Systems | 0.007252% | 0.0070256 | 0.057267 | Commercial_2029_SC D_MW_After Competition Groups_Notched V belts for HVAC Systems
Commercial | Com ¦ Solar Water Preheat (Pools/DHW) | 2029 | SC D | MW | After Competition Groups | 0.055447 | 2445.59 | 0.0024456 | 789.6261 | 7.022e-05 | 60 | Commercial_2029_SC D_MW_After Competition Groups_60 | Solar Water Preheat (Pools/DHW) | 0.007022% | 0.0024456 | 0.055447 | Commercial_2029_SC D_MW_After Competition Groups_Solar Water Preheat (Pools/DHW)
Commercial | Com ¦ Low Flow Pre-Rinse Spray Nozzle | 2029 | SC D | MW | After Competition Groups | 0.053728 | 2487.4012 | 0.0024874 | 789.6261 | 6.8042e-05 | 61 | Commercial_2029_SC D_MW_After Competition Groups_61 | Low Flow Pre-Rinse Spray Nozzle | 0.006804% | 0.0024874 | 0.053728 | Commercial_2029_SC D_MW_After Competition Groups_Low Flow Pre-Rinse Spray Nozzle
Commercial | Com ¦ Commercial Hot Food Holding Cabinets | 2029 | SC D | MW | After Competition Groups | 0.035544 | 2989.6052 | 0.0029896 | 789.6261 | 4.5014e-05 | 62 | Commercial_2029_SC D_MW_After Competition Groups_62 | Commercial Hot Food Holding Cabinets | 0.004501% | 0.0029896 | 0.035544 | Commercial_2029_SC D_MW_After Competition Groups_Commercial Hot Food Holding Cabinets
Commercial | Com ¦ Condensing Unit Heaters or other Efficient Unit Heating System | 2029 | SC D | MW | After Competition Groups | 0.019821 | 0 | 0 | 789.6261 | 2.5102e-05 | 63 | Commercial_2029_SC D_MW_After Competition Groups_63 | Condensing Unit Heaters or other Efficient Unit Heating System | 0.00251% | 0 | 0.019821 | Commercial_2029_SC D_MW_After Competition Groups_Condensing Unit Heaters or other Efficient Unit Heating System
Commercial | Com ¦ Wall Insulation | 2029 | SC D | MW | After Competition Groups | 0.019068 | 86.0129 | 8.6013e-05 | 789.6261 | 2.4148e-05 | 64 | Commercial_2029_SC D_MW_After Competition Groups_64 | Wall Insulation | 0.002415% | 8.6013e-05 | 0.019068 | Commercial_2029_SC D_MW_After Competition Groups_Wall Insulation
Commercial | Com ¦ VSD Air Compressor | 2029 | SC D | MW | After Competition Groups | 0.015063 | 551.4065 | 0.00055141 | 789.6261 | 1.9076e-05 | 65 | Commercial_2029_SC D_MW_After Competition Groups_65 | VSD Air Compressor | 0.001908% | 0.00055141 | 0.015063 | Commercial_2029_SC D_MW_After Competition Groups_VSD Air Compressor
Commercial | Com ¦ Room AC (w/ louvered sides) 14 SEER from 12 SEER code | 2029 | SC D | MW | After Competition Groups | 0.014258 | 3051.8834 | 0.0030519 | 789.6261 | 1.8056e-05 | 66 | Commercial_2029_SC D_MW_After Competition Groups_66 | Room AC (w/ louvered sides) 14 SEER from 12 SEER code | 0.001806% | 0.0030519 | 0.014258 | Commercial_2029_SC D_MW_After Competition Groups_Room AC (w/ louvered sides) 14 SEER from 12 SEER code
Commercial | Com ¦ Air Curtains | 2029 | SC D | MW | After Competition Groups | 0.013904 | 2474.6141 | 0.0024746 | 789.6261 | 1.7608e-05 | 67 | Commercial_2029_SC D_MW_After Competition Groups_67 | Air Curtains | 0.001761% | 0.0024746 | 0.013904 | Commercial_2029_SC D_MW_After Competition Groups_Air Curtains
Commercial | Com ¦ High Efficiency Chiller (avg of water and air cooled) | 2029 | SC D | MW | After Competition Groups | 0.011563 | 2055.127 | 0.0020551 | 789.6261 | 1.4644e-05 | 68 | Commercial_2029_SC D_MW_After Competition Groups_68 | High Efficiency Chiller (avg of water and air cooled) | 0.001464% | 0.0020551 | 0.011563 | Commercial_2029_SC D_MW_After Competition Groups_High Efficiency Chiller (avg of water and air cooled)
Commercial | Com ¦ High Efficiency Small Instantaneous Water Heater | 2029 | SC D | MW | After Competition Groups | 0.0082042 | 4084.247 | 0.0040842 | 789.6261 | 1.039e-05 | 69 | Commercial_2029_SC D_MW_After Competition Groups_69 | High Efficiency Small Instantaneous Water Heater | 0.001039% | 0.0040842 | 0.0082042 | Commercial_2029_SC D_MW_After Competition Groups_High Efficiency Small Instantaneous Water Heater
Commercial | Com ¦ LED RECESSED DOWNLIGHTS | 2029 | SC D | MW | After Competition Groups | 0.0074084 | 2110.481 | 0.0021105 | 789.6261 | 9.3822e-06 | 70 | Commercial_2029_SC D_MW_After Competition Groups_70 | LED RECESSED DOWNLIGHTS | 0.0009382% | 0.0021105 | 0.0074084 | Commercial_2029_SC D_MW_After Competition Groups_LED RECESSED DOWNLIGHTS
Commercial | Com ¦ Energy Recovery Ventilation and Ventilation (Enhanced) | 2029 | SC D | MW | After Competition Groups | 0.0045835 | 0 | 0 | 789.6261 | 5.8046e-06 | 71 | Commercial_2029_SC D_MW_After Competition Groups_71 | Energy Recovery Ventilation and Ventilation (Enhanced) | 0.0005805% | 0 | 0.0045835 | Commercial_2029_SC D_MW_After Competition Groups_Energy Recovery Ventilation and Ventilation (Enhanced)
Commercial | Com ¦ EC Plug Fan for Data Center (under cabinet) | 2029 | SC D | MW | After Competition Groups | 0.0018561 | 542.1781 | 0.00054218 | 789.6261 | 2.3507e-06 | 72 | Commercial_2029_SC D_MW_After Competition Groups_72 | EC Plug Fan for Data Center (under cabinet) | 0.0002351% | 0.00054218 | 0.0018561 | Commercial_2029_SC D_MW_After Competition Groups_EC Plug Fan for Data Center (under cabinet)
Commercial | Com ¦ LLLC - High Impact Application | 2029 | SC D | MW | After Competition Groups | 0.00077141 | 0.28892 | 2.8892e-07 | 789.6261 | 9.7694e-07 | 73 | Commercial_2029_SC D_MW_After Competition Groups_73 | LLLC - High Impact Application | 9.769e-05% | 2.8892e-07 | 0.00077141 | Commercial_2029_SC D_MW_After Competition Groups_LLLC - High Impact Application
Commercial | Com ¦ Electric Convection Combination Ovens | 2029 | SC D | MW | After Competition Groups | 0.00024708 | 3.7414 | 3.7414e-06 | 789.6261 | 3.129e-07 | 74 | Commercial_2029_SC D_MW_After Competition Groups_74 | Electric Convection Combination Ovens | 3.129e-05% | 3.7414e-06 | 0.00024708 | Commercial_2029_SC D_MW_After Competition Groups_Electric Convection Combination Ovens
Commercial | Com ¦ LLLC - Low Impact Application | 2029 | SC D | MW | After Competition Groups | 8.4756e-05 | 9.7075 | 9.7075e-06 | 789.6261 | 1.0734e-07 | 75 | Commercial_2029_SC D_MW_After Competition Groups_75 | LLLC - Low Impact Application | 1.073e-05% | 9.7075e-06 | 8.4756e-05 | Commercial_2029_SC D_MW_After Competition Groups_LLLC - Low Impact Application
Commercial | Com ¦ Networked/Connected - Low Impact Application | 2029 | SC D | MW | After Competition Groups | 1.8622e-08 | 0.0015944 | 1.5944e-09 | 789.6261 | 2.3583e-11 | 76 | Commercial_2029_SC D_MW_After Competition Groups_76 | Networked/Connected - Low Impact Application | 2.358e-09% | 1.5944e-09 | 1.8622e-08 | Commercial_2029_SC D_MW_After Competition Groups_Networked/Connected - Low Impact Application
Commercial | Com ¦ Networked/Connected - High Impact Application | 2029 | SC D | MW | After Competition Groups | 2.8558e-09 | 0.00047602 | 4.7602e-10 | 789.6261 | 3.6166e-12 | 77 | Commercial_2029_SC D_MW_After Competition Groups_77 | Networked/Connected - High Impact Application | 3.617e-10% | 4.7602e-10 | 2.8558e-09 | Commercial_2029_SC D_MW_After Competition Groups_Networked/Connected - High Impact Application
Commercial | Com ¦ Efficient compressor motor | 2029 | SC D | MW | After Competition Groups | 0 | 0 | 0 | 789.6261 | 0 | 78 | Commercial_2029_SC D_MW_After Competition Groups_78 | Efficient compressor motor | 0% | 0 | 0 | Commercial_2029_SC D_MW_After Competition Groups_Efficient compressor motor
Commercial | Com ¦ Indoor Daylight Sensors/Photocell Dimming Control | 2029 | SC D | MW | After Competition Groups | 0 | 0 | 0 | 789.6261 | 0 | 79 | Commercial_2029_SC D_MW_After Competition Groups_79 | Indoor Daylight Sensors/Photocell Dimming Control | 0% | 0 | 0 | Commercial_2029_SC D_MW_After Competition Groups_Indoor Daylight Sensors/Photocell Dimming Control
Commercial | Com ¦ Variable Refrigerant Flow Heat Pump | 2029 | SC D | MW | After Competition Groups | 0 | 0 | 0 | 789.6261 | 0 | 80 | Commercial_2029_SC D_MW_After Competition Groups_80 | Variable Refrigerant Flow Heat Pump | 0% | 0 | 0 | Commercial_2029_SC D_MW_After Competition Groups_Variable Refrigerant Flow Heat Pump
Commercial | Com ¦ Building Recommissioning, Operations and Maintenance (O&M) Improvements | 2029 | Technical | MW | After Competition Groups | 252.822 | 0 | 0 | 2460.7015 | 0.10274 | 1 | Commercial_2029_Technical_MW_After Competition Groups_1 | Building Recommissioning, Operations and Maintenance (O&M) Improvements | 10.27% | 0 | 252.822 | Commercial_2029_Technical_MW_After Competition Groups_Building Recommissioning, Operations and Maintenance (O&M) Improvements
Commercial | Com ¦ Education and Capacity Building/Energy Behavior | 2029 | Technical | MW | After Competition Groups | 227.8768 | 0 | 0 | 2460.7015 | 0.092606 | 2 | Commercial_2029_Technical_MW_After Competition Groups_2 | Education and Capacity Building/Energy Behavior | 9.261% | 0 | 227.8768 | Commercial_2029_Technical_MW_After Competition Groups_Education and Capacity Building/Energy Behavior
Commercial | Com ¦ Central Lighting Control System | 2029 | Technical | MW | After Competition Groups | 200.2439 | 0 | 0 | 2460.7015 | 0.081377 | 3 | Commercial_2029_Technical_MW_After Competition Groups_3 | Central Lighting Control System | 8.138% | 0 | 200.2439 | Commercial_2029_Technical_MW_After Competition Groups_Central Lighting Control System
Commercial | Com ¦ LED Low/High Bay | 2029 | Technical | MW | After Competition Groups | 181.7698 | 0 | 0 | 2460.7015 | 0.073869 | 4 | Commercial_2029_Technical_MW_After Competition Groups_4 | LED Low/High Bay | 7.387% | 0 | 181.7698 | Commercial_2029_Technical_MW_After Competition Groups_LED Low/High Bay
Commercial | Com ¦ High Efficiency Air Source Heat Pump | 2029 | Technical | MW | After Competition Groups | 148.7644 | 0 | 0 | 2460.7015 | 0.060456 | 5 | Commercial_2029_Technical_MW_After Competition Groups_5 | High Efficiency Air Source Heat Pump | 6.046% | 0 | 148.7644 | Commercial_2029_Technical_MW_After Competition Groups_High Efficiency Air Source Heat Pump
Commercial | Com ¦ LED Troffer/Surface/Suspended | 2029 | Technical | MW | After Competition Groups | 135.3749 | 0 | 0 | 2460.7015 | 0.055015 | 6 | Commercial_2029_Technical_MW_After Competition Groups_6 | LED Troffer/Surface/Suspended | 5.501% | 0 | 135.3749 | Commercial_2029_Technical_MW_After Competition Groups_LED Troffer/Surface/Suspended
Commercial | Com ¦ ENERGY STAR LED LAMPS (REFLECTOR LAMPs/MR16/PAR 16) | 2029 | Technical | MW | After Competition Groups | 134.6837 | 0 | 0 | 2460.7015 | 0.054734 | 7 | Commercial_2029_Technical_MW_After Competition Groups_7 | ENERGY STAR LED LAMPS (REFLECTOR LAMPs/MR16/PAR 16) | 5.473% | 0 | 134.6837 | Commercial_2029_Technical_MW_After Competition Groups_ENERGY STAR LED LAMPS (REFLECTOR LAMPs/MR16/PAR 16)
Commercial | Com ¦ Variable Refrigerant Flow Heat Pump | 2029 | Technical | MW | After Competition Groups | 131.8381 | 0 | 0 | 2460.7015 | 0.053577 | 8 | Commercial_2029_Technical_MW_After Competition Groups_8 | Variable Refrigerant Flow Heat Pump | 5.358% | 0 | 131.8381 | Commercial_2029_Technical_MW_After Competition Groups_Variable Refrigerant Flow Heat Pump
Commercial | Com ¦ Unitary Air-Conditioning Unit | 2029 | Technical | MW | After Competition Groups | 99.346 | 0 | 0 | 2460.7015 | 0.040373 | 9 | Commercial_2029_Technical_MW_After Competition Groups_9 | Unitary Air-Conditioning Unit | 4.037% | 0 | 99.346 | Commercial_2029_Technical_MW_After Competition Groups_Unitary Air-Conditioning Unit
Commercial | Com ¦ Advanced BAS/Controllers | 2029 | Technical | MW | After Competition Groups | 94.9083 | 0 | 0 | 2460.7015 | 0.03857 | 10 | Commercial_2029_Technical_MW_After Competition Groups_10 | Advanced BAS/Controllers | 3.857% | 0 | 94.9083 | Commercial_2029_Technical_MW_After Competition Groups_Advanced BAS/Controllers
Commercial | Com ¦ LED Replacement Lamp (Tube) | 2029 | Technical | MW | After Competition Groups | 72.8494 | 0 | 0 | 2460.7015 | 0.029605 | 11 | Commercial_2029_Technical_MW_After Competition Groups_11 | LED Replacement Lamp (Tube) | 2.961% | 0 | 72.8494 | Commercial_2029_Technical_MW_After Competition Groups_LED Replacement Lamp (Tube)
Commercial | Com ¦ Smart Strip Plug Outlets | 2029 | Technical | MW | After Competition Groups | 61.7892 | 0 | 0 | 2460.7015 | 0.02511 | 12 | Commercial_2029_Technical_MW_After Competition Groups_12 | Smart Strip Plug Outlets | 2.511% | 0 | 61.7892 | Commercial_2029_Technical_MW_After Competition Groups_Smart Strip Plug Outlets
Commercial | Com ¦ Refrigerated Display Case Doors | 2029 | Technical | MW | After Competition Groups | 43.8023 | 0 | 0 | 2460.7015 | 0.017801 | 13 | Commercial_2029_Technical_MW_After Competition Groups_13 | Refrigerated Display Case Doors | 1.78% | 0 | 43.8023 | Commercial_2029_Technical_MW_After Competition Groups_Refrigerated Display Case Doors
Commercial | Com ¦ Adaptive Thermostats | 2029 | Technical | MW | After Competition Groups | 41.6727 | 0 | 0 | 2460.7015 | 0.016935 | 14 | Commercial_2029_Technical_MW_After Competition Groups_14 | Adaptive Thermostats | 1.694% | 0 | 41.6727 | Commercial_2029_Technical_MW_After Competition Groups_Adaptive Thermostats
Commercial | Com ¦ Data Center Storage/Server Virtualization | 2029 | Technical | MW | After Competition Groups | 36.2153 | 0 | 0 | 2460.7015 | 0.014717 | 15 | Commercial_2029_Technical_MW_After Competition Groups_15 | Data Center Storage/Server Virtualization | 1.472% | 0 | 36.2153 | Commercial_2029_Technical_MW_After Competition Groups_Data Center Storage/Server Virtualization
Commercial | Com ¦ Demand Control Ventilation | 2029 | Technical | MW | After Competition Groups | 32.6216 | 0 | 0 | 2460.7015 | 0.013257 | 16 | Commercial_2029_Technical_MW_After Competition Groups_16 | Demand Control Ventilation | 1.326% | 0 | 32.6216 | Commercial_2029_Technical_MW_After Competition Groups_Demand Control Ventilation
Commercial | Com ¦ Strip Curtains | 2029 | Technical | MW | After Competition Groups | 31.1257 | 0 | 0 | 2460.7015 | 0.012649 | 17 | Commercial_2029_Technical_MW_After Competition Groups_17 | Strip Curtains | 1.265% | 0 | 31.1257 | Commercial_2029_Technical_MW_After Competition Groups_Strip Curtains
Commercial | Com ¦ Furnace Tune-Up | 2029 | Technical | MW | After Competition Groups | 30.191 | 0 | 0 | 2460.7015 | 0.012269 | 18 | Commercial_2029_Technical_MW_After Competition Groups_18 | Furnace Tune-Up | 1.227% | 0 | 30.191 | Commercial_2029_Technical_MW_After Competition Groups_Furnace Tune-Up
Commercial | Com ¦ Reach-in Shaded Pole to ECM/PSC Evaporator Fan Motor | 2029 | Technical | MW | After Competition Groups | 28.4572 | 0 | 0 | 2460.7015 | 0.011565 | 19 | Commercial_2029_Technical_MW_After Competition Groups_19 | Reach-in Shaded Pole to ECM/PSC Evaporator Fan Motor | 1.156% | 0 | 28.4572 | Commercial_2029_Technical_MW_After Competition Groups_Reach-in Shaded Pole to ECM/PSC Evaporator Fan Motor
Commercial | Com ¦ LED or Equivalent Sign Lighting | 2029 | Technical | MW | After Competition Groups | 26.3094 | 0 | 0 | 2460.7015 | 0.010692 | 20 | Commercial_2029_Technical_MW_After Competition Groups_20 | LED or Equivalent Sign Lighting | 1.069% | 0 | 26.3094 | Commercial_2029_Technical_MW_After Competition Groups_LED or Equivalent Sign Lighting
Commercial | Com ¦ Adding reflective (White) roof treatment or a green roof | 2029 | Technical | MW | After Competition Groups | 24.851 | 0 | 0 | 2460.7015 | 0.010099 | 21 | Commercial_2029_Technical_MW_After Competition Groups_21 | Adding reflective (White) roof treatment or a green roof | 1.01% | 0 | 24.851 | Commercial_2029_Technical_MW_After Competition Groups_Adding reflective (White) roof treatment or a green roof
Commercial | Com ¦ Chilled Water Optimization | 2029 | Technical | MW | After Competition Groups | 24.1532 | 0 | 0 | 2460.7015 | 0.0098156 | 22 | Commercial_2029_Technical_MW_After Competition Groups_22 | Chilled Water Optimization | 0.9816% | 0 | 24.1532 | Commercial_2029_Technical_MW_After Competition Groups_Chilled Water Optimization
Commercial | Com ¦ Centrally controlled desktop PC/NETWORK PC POWER MANAGEMENT SOFTWARE | 2029 | Technical | MW | After Competition Groups | 23.8866 | 0 | 0 | 2460.7015 | 0.0097072 | 23 | Commercial_2029_Technical_MW_After Competition Groups_23 | Centrally controlled desktop PC/NETWORK PC POWER MANAGEMENT SOFTWARE | 0.9707% | 0 | 23.8866 | Commercial_2029_Technical_MW_After Competition Groups_Centrally controlled desktop PC/NETWORK PC POWER MANAGEMENT SOFTWARE
Commercial | Com ¦ Refrigerated Display Case LED | 2029 | Technical | MW | After Competition Groups | 23.3807 | 0 | 0 | 2460.7015 | 0.0095016 | 24 | Commercial_2029_Technical_MW_After Competition Groups_24 | Refrigerated Display Case LED | 0.9502% | 0 | 23.3807 | Commercial_2029_Technical_MW_After Competition Groups_Refrigerated Display Case LED
Commercial | Com ¦ Door Gasket Freezer/Refrigerator | 2029 | Technical | MW | After Competition Groups | 23.1799 | 0 | 0 | 2460.7015 | 0.00942 | 25 | Commercial_2029_Technical_MW_After Competition Groups_25 | Door Gasket Freezer/Refrigerator | 0.942% | 0 | 23.1799 | Commercial_2029_Technical_MW_After Competition Groups_Door Gasket Freezer/Refrigerator
Commercial | Com ¦ Variable Frequency Drive (VFD) | 2029 | Technical | MW | After Competition Groups | 21.0134 | 0 | 0 | 2460.7015 | 0.0085396 | 26 | Commercial_2029_Technical_MW_After Competition Groups_26 | Variable Frequency Drive (VFD) | 0.854% | 0 | 21.0134 | Commercial_2029_Technical_MW_After Competition Groups_Variable Frequency Drive (VFD)
Commercial | Com ¦ Refrigeration Optimization | 2029 | Technical | MW | After Competition Groups | 20.9753 | 0 | 0 | 2460.7015 | 0.0085241 | 27 | Commercial_2029_Technical_MW_After Competition Groups_27 | Refrigeration Optimization | 0.8524% | 0 | 20.9753 | Commercial_2029_Technical_MW_After Competition Groups_Refrigeration Optimization
Commercial | Com ¦ VFD on Pumps | 2029 | Technical | MW | After Competition Groups | 19.6661 | 0 | 0 | 2460.7015 | 0.0079921 | 28 | Commercial_2029_Technical_MW_After Competition Groups_28 | VFD on Pumps | 0.7992% | 0 | 19.6661 | Commercial_2029_Technical_MW_After Competition Groups_VFD on Pumps
Commercial | Com ¦ HOTEL OCCUPANCY CONTROLS (HVAC + LIGHTING) | 2029 | Technical | MW | After Competition Groups | 19.3332 | 0 | 0 | 2460.7015 | 0.0078568 | 29 | Commercial_2029_Technical_MW_After Competition Groups_29 | HOTEL OCCUPANCY CONTROLS (HVAC + LIGHTING) | 0.7857% | 0 | 19.3332 | Commercial_2029_Technical_MW_After Competition Groups_HOTEL OCCUPANCY CONTROLS (HVAC + LIGHTING)
Commercial | Com ¦ Air Handler with Dedicated Outdoor Air Systems | 2029 | Technical | MW | After Competition Groups | 16.0382 | 0 | 0 | 2460.7015 | 0.0065178 | 30 | Commercial_2029_Technical_MW_After Competition Groups_30 | Air Handler with Dedicated Outdoor Air Systems | 0.6518% | 0 | 16.0382 | Commercial_2029_Technical_MW_After Competition Groups_Air Handler with Dedicated Outdoor Air Systems
Commercial | Com ¦ ENERGY STAR LED LAMPS (General Service Lamps) | 2029 | Technical | MW | After Competition Groups | 15.97 | 0 | 0 | 2460.7015 | 0.00649 | 31 | Commercial_2029_Technical_MW_After Competition Groups_31 | ENERGY STAR LED LAMPS (General Service Lamps) | 0.649% | 0 | 15.97 | Commercial_2029_Technical_MW_After Competition Groups_ENERGY STAR LED LAMPS (General Service Lamps)
Commercial | Com ¦ ENERGY STAR FREEZER | 2029 | Technical | MW | After Competition Groups | 14.4562 | 0 | 0 | 2460.7015 | 0.0058748 | 32 | Commercial_2029_Technical_MW_After Competition Groups_32 | ENERGY STAR FREEZER | 0.5875% | 0 | 14.4562 | Commercial_2029_Technical_MW_After Competition Groups_ENERGY STAR FREEZER
Commercial | Com ¦ Indoor Daylight Sensors/Photocell Dimming Control | 2029 | Technical | MW | After Competition Groups | 14.4193 | 0 | 0 | 2460.7015 | 0.0058598 | 33 | Commercial_2029_Technical_MW_After Competition Groups_33 | Indoor Daylight Sensors/Photocell Dimming Control | 0.586% | 0 | 14.4193 | Commercial_2029_Technical_MW_After Competition Groups_Indoor Daylight Sensors/Photocell Dimming Control
Commercial | Com ¦ ENERGY STAR ICE MACHINES - Ice Making Head | 2029 | Technical | MW | After Competition Groups | 12.1952 | 0 | 0 | 2460.7015 | 0.004956 | 34 | Commercial_2029_Technical_MW_After Competition Groups_34 | ENERGY STAR ICE MACHINES - Ice Making Head | 0.4956% | 0 | 12.1952 | Commercial_2029_Technical_MW_After Competition Groups_ENERGY STAR ICE MACHINES - Ice Making Head
Commercial | Com ¦ Demand Control Kitchen Ventilation | 2029 | Technical | MW | After Competition Groups | 11.2998 | 0 | 0 | 2460.7015 | 0.0045921 | 35 | Commercial_2029_Technical_MW_After Competition Groups_35 | Demand Control Kitchen Ventilation | 0.4592% | 0 | 11.2998 | Commercial_2029_Technical_MW_After Competition Groups_Demand Control Kitchen Ventilation
Commercial | Com ¦ ECM MOTORS FOR EVAPORATOR FANS for refrigeration (WALK-IN) | 2029 | Technical | MW | After Competition Groups | 10.9312 | 0 | 0 | 2460.7015 | 0.0044423 | 36 | Commercial_2029_Technical_MW_After Competition Groups_36 | ECM MOTORS FOR EVAPORATOR FANS for refrigeration (WALK-IN) | 0.4442% | 0 | 10.9312 | Commercial_2029_Technical_MW_After Competition Groups_ECM MOTORS FOR EVAPORATOR FANS for refrigeration (WALK-IN)
Commercial | Com ¦ High R-Value Glass Doors/no-heat glass door | 2029 | Technical | MW | After Competition Groups | 10.3461 | 0 | 0 | 2460.7015 | 0.0042046 | 37 | Commercial_2029_Technical_MW_After Competition Groups_37 | High R-Value Glass Doors/no-heat glass door | 0.4205% | 0 | 10.3461 | Commercial_2029_Technical_MW_After Competition Groups_High R-Value Glass Doors/no-heat glass door
Commercial | Com ¦ Occupancy Sensors | 2029 | Technical | MW | After Competition Groups | 10.0634 | 0 | 0 | 2460.7015 | 0.0040896 | 38 | Commercial_2029_Technical_MW_After Competition Groups_38 | Occupancy Sensors | 0.409% | 0 | 10.0634 | Commercial_2029_Technical_MW_After Competition Groups_Occupancy Sensors
Commercial | Com ¦ Freezer Case Light Sensor | 2029 | Technical | MW | After Competition Groups | 9.4579 | 0 | 0 | 2460.7015 | 0.0038436 | 39 | Commercial_2029_Technical_MW_After Competition Groups_39 | Freezer Case Light Sensor | 0.3844% | 0 | 9.4579 | Commercial_2029_Technical_MW_After Competition Groups_Freezer Case Light Sensor
Commercial | Com ¦ Evaporator Fan Controls | 2029 | Technical | MW | After Competition Groups | 9.2143 | 0 | 0 | 2460.7015 | 0.0037446 | 40 | Commercial_2029_Technical_MW_After Competition Groups_40 | Evaporator Fan Controls | 0.3745% | 0 | 9.2143 | Commercial_2029_Technical_MW_After Competition Groups_Evaporator Fan Controls
Commercial | Com ¦ Water Source Heat Pump (4 ton) | 2029 | Technical | MW | After Competition Groups | 8.0774 | 0 | 0 | 2460.7015 | 0.0032826 | 41 | Commercial_2029_Technical_MW_After Competition Groups_41 | Water Source Heat Pump (4 ton) | 0.3283% | 0 | 8.0774 | Commercial_2029_Technical_MW_After Competition Groups_Water Source Heat Pump (4 ton)
Commercial | Com ¦ ENERGY STAR Refrigerator | 2029 | Technical | MW | After Competition Groups | 6.9682 | 0 | 0 | 2460.7015 | 0.0028318 | 42 | Commercial_2029_Technical_MW_After Competition Groups_42 | ENERGY STAR Refrigerator | 0.2832% | 0 | 6.9682 | Commercial_2029_Technical_MW_After Competition Groups_ENERGY STAR Refrigerator
Commercial | Com ¦ LED EXTERIOR AREA LIGHTS - LED fixture (200W) | 2029 | Technical | MW | After Competition Groups | 6.6772 | 0 | 0 | 2460.7015 | 0.0027135 | 43 | Commercial_2029_Technical_MW_After Competition Groups_43 | LED EXTERIOR AREA LIGHTS - LED fixture (200W) | 0.2714% | 0 | 6.6772 | Commercial_2029_Technical_MW_After Competition Groups_LED EXTERIOR AREA LIGHTS - LED fixture (200W)
Commercial | Com ¦ Refrigeration Commissioning | 2029 | Technical | MW | After Competition Groups | 6.4178 | 0 | 0 | 2460.7015 | 0.0026081 | 44 | Commercial_2029_Technical_MW_After Competition Groups_44 | Refrigeration Commissioning | 0.2608% | 0 | 6.4178 | Commercial_2029_Technical_MW_After Competition Groups_Refrigeration Commissioning
Commercial | Com ¦ LED parking lot fixture | 2029 | Technical | MW | After Competition Groups | 6.4096 | 0 | 0 | 2460.7015 | 0.0026048 | 45 | Commercial_2029_Technical_MW_After Competition Groups_45 | LED parking lot fixture | 0.2605% | 0 | 6.4096 | Commercial_2029_Technical_MW_After Competition Groups_LED parking lot fixture
Commercial | Com ¦ ENERGY STAR Griddle (74% eff) | 2029 | Technical | MW | After Competition Groups | 5.8278 | 0 | 0 | 2460.7015 | 0.0023684 | 46 | Commercial_2029_Technical_MW_After Competition Groups_46 | ENERGY STAR Griddle (74% eff) | 0.2368% | 0 | 5.8278 | Commercial_2029_Technical_MW_After Competition Groups_ENERGY STAR Griddle (74% eff)
Commercial | Com ¦ Condensing Make Up Air Unit | 2029 | Technical | MW | After Competition Groups | 5.7881 | 0 | 0 | 2460.7015 | 0.0023522 | 47 | Commercial_2029_Technical_MW_After Competition Groups_47 | Condensing Make Up Air Unit | 0.2352% | 0 | 5.7881 | Commercial_2029_Technical_MW_After Competition Groups_Condensing Make Up Air Unit
Commercial | Com ¦ Super-High Efficiency Furnaces (Emerging Tech) | 2029 | Technical | MW | After Competition Groups | 5.5596 | 0 | 0 | 2460.7015 | 0.0022594 | 48 | Commercial_2029_Technical_MW_After Competition Groups_48 | Super-High Efficiency Furnaces (Emerging Tech) | 0.2259% | 0 | 5.5596 | Commercial_2029_Technical_MW_After Competition Groups_Super-High Efficiency Furnaces (Emerging Tech)
Commercial | Com ¦ Duct Insulation, R8 | 2029 | Technical | MW | After Competition Groups | 5.5423 | 0 | 0 | 2460.7015 | 0.0022523 | 49 | Commercial_2029_Technical_MW_After Competition Groups_49 | Duct Insulation, R8 | 0.2252% | 0 | 5.5423 | Commercial_2029_Technical_MW_After Competition Groups_Duct Insulation, R8
Commercial | Com ¦ Elec Storage WH 2.30 Et | 2029 | Technical | MW | After Competition Groups | 4.9614 | 0 | 0 | 2460.7015 | 0.0020163 | 50 | Commercial_2029_Technical_MW_After Competition Groups_50 | Elec Storage WH 2.30 Et | 0.2016% | 0 | 4.9614 | Commercial_2029_Technical_MW_After Competition Groups_Elec Storage WH 2.30 Et
Commercial | Com ¦ BEVERAGE VENDING MACHINE CONTROLS | 2029 | Technical | MW | After Competition Groups | 4.762 | 0 | 0 | 2460.7015 | 0.0019352 | 51 | Commercial_2029_Technical_MW_After Competition Groups_51 | BEVERAGE VENDING MACHINE CONTROLS | 0.1935% | 0 | 4.762 | Commercial_2029_Technical_MW_After Competition Groups_BEVERAGE VENDING MACHINE CONTROLS
Commercial | Com ¦ LED street light fixture | 2029 | Technical | MW | After Competition Groups | 3.998 | 0 | 0 | 2460.7015 | 0.0016247 | 52 | Commercial_2029_Technical_MW_After Competition Groups_52 | LED street light fixture | 0.1625% | 0 | 3.998 | Commercial_2029_Technical_MW_After Competition Groups_LED street light fixture
Commercial | Com ¦ Roof Insulation/Ceiling Insulation (R25 Code to R35) | 2029 | Technical | MW | After Competition Groups | 3.9521 | 0 | 0 | 2460.7015 | 0.0016061 | 53 | Commercial_2029_Technical_MW_After Competition Groups_53 | Roof Insulation/Ceiling Insulation (R25 Code to R35) | 0.1606% | 0 | 3.9521 | Commercial_2029_Technical_MW_After Competition Groups_Roof Insulation/Ceiling Insulation (R25 Code to R35)
Commercial | Com ¦ Temperature Adjustment in Commercial Freezers | 2029 | Technical | MW | After Competition Groups | 3.3687 | 0 | 0 | 2460.7015 | 0.001369 | 54 | Commercial_2029_Technical_MW_After Competition Groups_54 | Temperature Adjustment in Commercial Freezers | 0.1369% | 0 | 3.3687 | Commercial_2029_Technical_MW_After Competition Groups_Temperature Adjustment in Commercial Freezers
Commercial | Com ¦ Anti-sweat heat (ASH) controls - Cooler/Freezer | 2029 | Technical | MW | After Competition Groups | 3.2419 | 0 | 0 | 2460.7015 | 0.0013175 | 55 | Commercial_2029_Technical_MW_After Competition Groups_55 | Anti-sweat heat (ASH) controls - Cooler/Freezer | 0.1317% | 0 | 3.2419 | Commercial_2029_Technical_MW_After Competition Groups_Anti-sweat heat (ASH) controls - Cooler/Freezer
Commercial | Com ¦ CO Sensors for parking garage exhaust fans | 2029 | Technical | MW | After Competition Groups | 3.2191 | 0 | 0 | 2460.7015 | 0.0013082 | 56 | Commercial_2029_Technical_MW_After Competition Groups_56 | CO Sensors for parking garage exhaust fans | 0.1308% | 0 | 3.2191 | Commercial_2029_Technical_MW_After Competition Groups_CO Sensors for parking garage exhaust fans
Commercial | Com ¦ Vertical Night Covers | 2029 | Technical | MW | After Competition Groups | 2.7858 | 0 | 0 | 2460.7015 | 0.0011321 | 57 | Commercial_2029_Technical_MW_After Competition Groups_57 | Vertical Night Covers | 0.1132% | 0 | 2.7858 | Commercial_2029_Technical_MW_After Competition Groups_Vertical Night Covers
Commercial | Com ¦ Energy Efficient Laboratory Fume Hood | 2029 | Technical | MW | After Competition Groups | 2.7237 | 0 | 0 | 2460.7015 | 0.0011069 | 58 | Commercial_2029_Technical_MW_After Competition Groups_58 | Energy Efficient Laboratory Fume Hood | 0.1107% | 0 | 2.7237 | Commercial_2029_Technical_MW_After Competition Groups_Energy Efficient Laboratory Fume Hood
Commercial | Com ¦ Water Heating (DHW) Pipe Insulation (Add 3/4\ Foam)" | 2029 | Technical | MW | After Competition Groups | 2.1259 | 0 | 0 | 2460.7015 | 0.00086394 | 59 | Commercial_2029_Technical_MW_After Competition Groups_59 | Water Heating (DHW) Pipe Insulation (Add 3/4\ Foam)" | 0.08639% | 0 | 2.1259 | Commercial_2029_Technical_MW_After Competition Groups_Water Heating (DHW) Pipe Insulation (Add 3/4\ Foam)"
Commercial | Com ¦ Ground Source Heat Pump | 2029 | Technical | MW | After Competition Groups | 2.0931 | 0 | 0 | 2460.7015 | 0.00085061 | 60 | Commercial_2029_Technical_MW_After Competition Groups_60 | Ground Source Heat Pump | 0.08506% | 0 | 2.0931 | Commercial_2029_Technical_MW_After Competition Groups_Ground Source Heat Pump
Commercial | Com ¦ Outside Air Economizer | 2029 | Technical | MW | After Competition Groups | 1.8821 | 0 | 0 | 2460.7015 | 0.00076487 | 61 | Commercial_2029_Technical_MW_After Competition Groups_61 | Outside Air Economizer | 0.07649% | 0 | 1.8821 | Commercial_2029_Technical_MW_After Competition Groups_Outside Air Economizer
Commercial | Com ¦ ENERGY STAR Fryer (84% eff) | 2029 | Technical | MW | After Competition Groups | 1.6835 | 0 | 0 | 2460.7015 | 0.00068415 | 62 | Commercial_2029_Technical_MW_After Competition Groups_62 | ENERGY STAR Fryer (84% eff) | 0.06841% | 0 | 1.6835 | Commercial_2029_Technical_MW_After Competition Groups_ENERGY STAR Fryer (84% eff)
Commercial | Com ¦ Suction Pipe Insulation Freezer/Refrigerator | 2029 | Technical | MW | After Competition Groups | 1.4479 | 0 | 0 | 2460.7015 | 0.00058839 | 63 | Commercial_2029_Technical_MW_After Competition Groups_63 | Suction Pipe Insulation Freezer/Refrigerator | 0.05884% | 0 | 1.4479 | Commercial_2029_Technical_MW_After Competition Groups_Suction Pipe Insulation Freezer/Refrigerator
Commercial | Com ¦ Room AC (w/ louvered sides) 14 SEER from 12 SEER code | 2029 | Technical | MW | After Competition Groups | 1.446 | 0 | 0 | 2460.7015 | 0.00058764 | 64 | Commercial_2029_Technical_MW_After Competition Groups_64 | Room AC (w/ louvered sides) 14 SEER from 12 SEER code | 0.05876% | 0 | 1.446 | Commercial_2029_Technical_MW_After Competition Groups_Room AC (w/ louvered sides) 14 SEER from 12 SEER code
Commercial | Com ¦ ENERGY STAR Dishwasher | 2029 | Technical | MW | After Competition Groups | 1.3658 | 0 | 0 | 2460.7015 | 0.00055504 | 65 | Commercial_2029_Technical_MW_After Competition Groups_65 | ENERGY STAR Dishwasher | 0.0555% | 0 | 1.3658 | Commercial_2029_Technical_MW_After Competition Groups_ENERGY STAR Dishwasher
Commercial | Com ¦ LED RECESSED DOWNLIGHTS | 2029 | Technical | MW | After Competition Groups | 1.3497 | 0 | 0 | 2460.7015 | 0.00054849 | 66 | Commercial_2029_Technical_MW_After Competition Groups_66 | LED RECESSED DOWNLIGHTS | 0.05485% | 0 | 1.3497 | Commercial_2029_Technical_MW_After Competition Groups_LED RECESSED DOWNLIGHTS
Commercial | Com ¦ Evaporator Coil Defrost (Cooler) | 2029 | Technical | MW | After Competition Groups | 1.2318 | 0 | 0 | 2460.7015 | 0.00050059 | 67 | Commercial_2029_Technical_MW_After Competition Groups_67 | Evaporator Coil Defrost (Cooler) | 0.05006% | 0 | 1.2318 | Commercial_2029_Technical_MW_After Competition Groups_Evaporator Coil Defrost (Cooler)
Commercial | Com ¦ ENERGY STAR Steam Cookers | 2029 | Technical | MW | After Competition Groups | 1.1026 | 0 | 0 | 2460.7015 | 0.00044807 | 68 | Commercial_2029_Technical_MW_After Competition Groups_68 | ENERGY STAR Steam Cookers | 0.04481% | 0 | 1.1026 | Commercial_2029_Technical_MW_After Competition Groups_ENERGY STAR Steam Cookers
Commercial | Com ¦ Ozone Laundry Treatment | 2029 | Technical | MW | After Competition Groups | 0.77115 | 0 | 0 | 2460.7015 | 0.00031339 | 69 | Commercial_2029_Technical_MW_After Competition Groups_69 | Ozone Laundry Treatment | 0.03134% | 0 | 0.77115 | Commercial_2029_Technical_MW_After Competition Groups_Ozone Laundry Treatment
Commercial | Com ¦ Thermostat Setback | 2029 | Technical | MW | After Competition Groups | 0.70388 | 0 | 0 | 2460.7015 | 0.00028605 | 70 | Commercial_2029_Technical_MW_After Competition Groups_70 | Thermostat Setback | 0.02861% | 0 | 0.70388 | Commercial_2029_Technical_MW_After Competition Groups_Thermostat Setback
Commercial | Com ¦ SYNCHRONOUS BELT | 2029 | Technical | MW | After Competition Groups | 0.68904 | 0 | 0 | 2460.7015 | 0.00028002 | 71 | Commercial_2029_Technical_MW_After Competition Groups_71 | SYNCHRONOUS BELT | 0.028% | 0 | 0.68904 | Commercial_2029_Technical_MW_After Competition Groups_SYNCHRONOUS BELT
Commercial | Com ¦ Wall Insulation | 2029 | Technical | MW | After Competition Groups | 0.66688 | 0 | 0 | 2460.7015 | 0.00027101 | 72 | Commercial_2029_Technical_MW_After Competition Groups_72 | Wall Insulation | 0.0271% | 0 | 0.66688 | Commercial_2029_Technical_MW_After Competition Groups_Wall Insulation
Commercial | Com ¦ Solar Preheat Make up Air | 2029 | Technical | MW | After Competition Groups | 0.65856 | 0 | 0 | 2460.7015 | 0.00026763 | 73 | Commercial_2029_Technical_MW_After Competition Groups_73 | Solar Preheat Make up Air | 0.02676% | 0 | 0.65856 | Commercial_2029_Technical_MW_After Competition Groups_Solar Preheat Make up Air
Commercial | Com ¦ PTAC (12 EER/10,000 BTU) | 2029 | Technical | MW | After Competition Groups | 0.57526 | 0 | 0 | 2460.7015 | 0.00023378 | 74 | Commercial_2029_Technical_MW_After Competition Groups_74 | PTAC (12 EER/10,000 BTU) | 0.02338% | 0 | 0.57526 | Commercial_2029_Technical_MW_After Competition Groups_PTAC (12 EER/10,000 BTU)
Commercial | Com ¦ Efficient compressor motor | 2029 | Technical | MW | After Competition Groups | 0.50125 | 0 | 0 | 2460.7015 | 0.0002037 | 75 | Commercial_2029_Technical_MW_After Competition Groups_75 | Efficient compressor motor | 0.02037% | 0 | 0.50125 | Commercial_2029_Technical_MW_After Competition Groups_Efficient compressor motor
Commercial | Com ¦ Solar Water Preheat (Pools/DHW) | 2029 | Technical | MW | After Competition Groups | 0.34057 | 0 | 0 | 2460.7015 | 0.00013841 | 76 | Commercial_2029_Technical_MW_After Competition Groups_76 | Solar Water Preheat (Pools/DHW) | 0.01384% | 0 | 0.34057 | Commercial_2029_Technical_MW_After Competition Groups_Solar Water Preheat (Pools/DHW)
Commercial | Com ¦ High Efficiency Chiller (avg of water and air cooled) | 2029 | Technical | MW | After Competition Groups | 0.3317 | 0 | 0 | 2460.7015 | 0.0001348 | 77 | Commercial_2029_Technical_MW_After Competition Groups_77 | High Efficiency Chiller (avg of water and air cooled) | 0.01348% | 0 | 0.3317 | Commercial_2029_Technical_MW_After Competition Groups_High Efficiency Chiller (avg of water and air cooled)
Commercial | COM ¦ Ductless Mini-Split Heat Pumps | 2029 | Technical | MW | After Competition Groups | 0.32938 | 0 | 0 | 2460.7015 | 0.00013385 | 78 | Commercial_2029_Technical_MW_After Competition Groups_78 | Ductless Mini-Split Heat Pumps | 0.01339% | 0 | 0.32938 | Commercial_2029_Technical_MW_After Competition Groups_Ductless Mini-Split Heat Pumps
Commercial | Com ¦ ECM MOTORS FOR HVAC APPLICATION (FAN-POWERED VAV BOX) | 2029 | Technical | MW | After Competition Groups | 0.31193 | 0 | 0 | 2460.7015 | 0.00012676 | 79 | Commercial_2029_Technical_MW_After Competition Groups_79 | ECM MOTORS FOR HVAC APPLICATION (FAN-POWERED VAV BOX) | 0.01268% | 0 | 0.31193 | Commercial_2029_Technical_MW_After Competition Groups_ECM MOTORS FOR HVAC APPLICATION (FAN-POWERED VAV BOX)
Commercial | Com ¦ Commercial Hot Food Holding Cabinets | 2029 | Technical | MW | After Competition Groups | 0.25409 | 0 | 0 | 2460.7015 | 0.00010326 | 80 | Commercial_2029_Technical_MW_After Competition Groups_80 | Commercial Hot Food Holding Cabinets | 0.01033% | 0 | 0.25409 | Commercial_2029_Technical_MW_After Competition Groups_Commercial Hot Food Holding Cabinets
Commercial | Com ¦ HVAC Optimization | 2029 | Technical | MW | After Competition Groups | 0.2241 | 0 | 0 | 2460.7015 | 9.107e-05 | 81 | Commercial_2029_Technical_MW_After Competition Groups_81 | HVAC Optimization | 0.009107% | 0 | 0.2241 | Commercial_2029_Technical_MW_After Competition Groups_HVAC Optimization
Commercial | Com ¦ Auto Off Time Switch or Time Clock control | 2029 | Technical | MW | After Competition Groups | 0.18912 | 0 | 0 | 2460.7015 | 7.6857e-05 | 82 | Commercial_2029_Technical_MW_After Competition Groups_82 | Auto Off Time Switch or Time Clock control | 0.007686% | 0 | 0.18912 | Commercial_2029_Technical_MW_After Competition Groups_Auto Off Time Switch or Time Clock control
Commercial | Com ¦ CEE Tier 2/Energy Star Clothes Washers | 2029 | Technical | MW | After Competition Groups | 0.16039 | 0 | 0 | 2460.7015 | 6.5181e-05 | 83 | Commercial_2029_Technical_MW_After Competition Groups_83 | CEE Tier 2/Energy Star Clothes Washers | 0.006518% | 0 | 0.16039 | Commercial_2029_Technical_MW_After Competition Groups_CEE Tier 2/Energy Star Clothes Washers
Commercial | Com ¦ Demand controlled Circulating Systems | 2029 | Technical | MW | After Competition Groups | 0.1364 | 0 | 0 | 2460.7015 | 5.543e-05 | 84 | Commercial_2029_Technical_MW_After Competition Groups_84 | Demand controlled Circulating Systems | 0.005543% | 0 | 0.1364 | Commercial_2029_Technical_MW_After Competition Groups_Demand controlled Circulating Systems
Commercial | Com ¦ Low Flow Pre-Rinse Spray Nozzle | 2029 | Technical | MW | After Competition Groups | 0.1053 | 0 | 0 | 2460.7015 | 4.2791e-05 | 85 | Commercial_2029_Technical_MW_After Competition Groups_85 | Low Flow Pre-Rinse Spray Nozzle | 0.004279% | 0 | 0.1053 | Commercial_2029_Technical_MW_After Competition Groups_Low Flow Pre-Rinse Spray Nozzle
Commercial | Com ¦ Heat Pump Water Heater (50 Gallons) | 2029 | Technical | MW | After Competition Groups | 0.10327 | 0 | 0 | 2460.7015 | 4.1968e-05 | 86 | Commercial_2029_Technical_MW_After Competition Groups_86 | Heat Pump Water Heater (50 Gallons) | 0.004197% | 0 | 0.10327 | Commercial_2029_Technical_MW_After Competition Groups_Heat Pump Water Heater (50 Gallons)
Commercial | Com ¦ Condensing Unit Heaters or other Efficient Unit Heating System | 2029 | Technical | MW | After Competition Groups | 0.047503 | 0 | 0 | 2460.7015 | 1.9305e-05 | 87 | Commercial_2029_Technical_MW_After Competition Groups_87 | Condensing Unit Heaters or other Efficient Unit Heating System | 0.00193% | 0 | 0.047503 | Commercial_2029_Technical_MW_After Competition Groups_Condensing Unit Heaters or other Efficient Unit Heating System
Commercial | Com ¦ VSD Air Compressor | 2029 | Technical | MW | After Competition Groups | 0.027658 | 0 | 0 | 2460.7015 | 1.124e-05 | 88 | Commercial_2029_Technical_MW_After Competition Groups_88 | VSD Air Compressor | 0.001124% | 0 | 0.027658 | Commercial_2029_Technical_MW_After Competition Groups_VSD Air Compressor
Commercial | Com ¦ eCube | 2029 | Technical | MW | After Competition Groups | 0.024763 | 0 | 0 | 2460.7015 | 1.0064e-05 | 89 | Commercial_2029_Technical_MW_After Competition Groups_89 | eCube | 0.001006% | 0 | 0.024763 | Commercial_2029_Technical_MW_After Competition Groups_eCube
Commercial | Com ¦ EC Plug Fan for Data Center (under cabinet) | 2029 | Technical | MW | After Competition Groups | 0.023413 | 0 | 0 | 2460.7015 | 9.5146e-06 | 90 | Commercial_2029_Technical_MW_After Competition Groups_90 | EC Plug Fan for Data Center (under cabinet) | 0.0009515% | 0 | 0.023413 | Commercial_2029_Technical_MW_After Competition Groups_EC Plug Fan for Data Center (under cabinet)
Commercial | Com ¦ Exterior Photocell | 2029 | Technical | MW | After Competition Groups | 0.015453 | 0 | 0 | 2460.7015 | 6.2799e-06 | 91 | Commercial_2029_Technical_MW_After Competition Groups_91 | Exterior Photocell | 0.000628% | 0 | 0.015453 | Commercial_2029_Technical_MW_After Competition Groups_Exterior Photocell
Commercial | Com ¦ Air Curtains | 2029 | Technical | MW | After Competition Groups | 0.0069867 | 0 | 0 | 2460.7015 | 2.8393e-06 | 92 | Commercial_2029_Technical_MW_After Competition Groups_92 | Air Curtains | 0.0002839% | 0 | 0.0069867 | Commercial_2029_Technical_MW_After Competition Groups_Air Curtains
Commercial | Com ¦ High Efficiency Induction Cooking | 2029 | Technical | MW | After Competition Groups | 0.0013067 | 0 | 0 | 2460.7015 | 5.3102e-07 | 93 | Commercial_2029_Technical_MW_After Competition Groups_93 | High Efficiency Induction Cooking | 5.31e-05% | 0 | 0.0013067 | Commercial_2029_Technical_MW_After Competition Groups_High Efficiency Induction Cooking
Commercial | Com ¦ Electric Convection Combination Ovens | 2029 | Technical | MW | After Competition Groups | 0.00034705 | 0 | 0 | 2460.7015 | 1.4104e-07 | 94 | Commercial_2029_Technical_MW_After Competition Groups_94 | Electric Convection Combination Ovens | 1.41e-05% | 0 | 0.00034705 | Commercial_2029_Technical_MW_After Competition Groups_Electric Convection Combination Ovens
Commercial | Com ¦ Building Recommissioning, Operations and Maintenance (O&M) Improvements | 2030 | Economic | MW | After Competition Groups | 247.7402 | 0 | 0 | 1869.5587 | 0.13251 | 1 | Commercial_2030_Economic_MW_After Competition Groups_1 | Building Recommissioning, Operations and Maintenance (O&M) Improvements | 13.25% | 0 | 247.7402 | Commercial_2030_Economic_MW_After Competition Groups_Building Recommissioning, Operations and Maintenance (O&M) Improvements
Commercial | Com ¦ Education and Capacity Building/Energy Behavior | 2030 | Economic | MW | After Competition Groups | 221.5786 | 0 | 0 | 1869.5587 | 0.11852 | 2 | Commercial_2030_Economic_MW_After Competition Groups_2 | Education and Capacity Building/Energy Behavior | 11.85% | 0 | 221.5786 | Commercial_2030_Economic_MW_After Competition Groups_Education and Capacity Building/Energy Behavior
Commercial | Com ¦ LED Low/High Bay | 2030 | Economic | MW | After Competition Groups | 175.6743 | 0 | 0 | 1869.5587 | 0.093966 | 3 | Commercial_2030_Economic_MW_After Competition Groups_3 | LED Low/High Bay | 9.397% | 0 | 175.6743 | Commercial_2030_Economic_MW_After Competition Groups_LED Low/High Bay
Commercial | Com ¦ High Efficiency Air Source Heat Pump | 2030 | Economic | MW | After Competition Groups | 158.8231 | 0 | 0 | 1869.5587 | 0.084952 | 4 | Commercial_2030_Economic_MW_After Competition Groups_4 | High Efficiency Air Source Heat Pump | 8.495% | 0 | 158.8231 | Commercial_2030_Economic_MW_After Competition Groups_High Efficiency Air Source Heat Pump
Commercial | Com ¦ LED Troffer/Surface/Suspended | 2030 | Economic | MW | After Competition Groups | 132.6539 | 0 | 0 | 1869.5587 | 0.070955 | 5 | Commercial_2030_Economic_MW_After Competition Groups_5 | LED Troffer/Surface/Suspended | 7.095% | 0 | 132.6539 | Commercial_2030_Economic_MW_After Competition Groups_LED Troffer/Surface/Suspended
Commercial | Com ¦ ENERGY STAR LED LAMPS (REFLECTOR LAMPs/MR16/PAR 16) | 2030 | Economic | MW | After Competition Groups | 121.7803 | 0 | 0 | 1869.5587 | 0.065139 | 6 | Commercial_2030_Economic_MW_After Competition Groups_6 | ENERGY STAR LED LAMPS (REFLECTOR LAMPs/MR16/PAR 16) | 6.514% | 0 | 121.7803 | Commercial_2030_Economic_MW_After Competition Groups_ENERGY STAR LED LAMPS (REFLECTOR LAMPs/MR16/PAR 16)
Commercial | Com ¦ Unitary Air-Conditioning Unit | 2030 | Economic | MW | After Competition Groups | 105.4349 | 0 | 0 | 1869.5587 | 0.056396 | 7 | Commercial_2030_Economic_MW_After Competition Groups_7 | Unitary Air-Conditioning Unit | 5.64% | 0 | 105.4349 | Commercial_2030_Economic_MW_After Competition Groups_Unitary Air-Conditioning Unit
Commercial | Com ¦ Advanced BAS/Controllers | 2030 | Economic | MW | After Competition Groups | 95.365 | 0 | 0 | 1869.5587 | 0.051009 | 8 | Commercial_2030_Economic_MW_After Competition Groups_8 | Advanced BAS/Controllers | 5.101% | 0 | 95.365 | Commercial_2030_Economic_MW_After Competition Groups_Advanced BAS/Controllers
Commercial | Com ¦ LED Replacement Lamp (Tube) | 2030 | Economic | MW | After Competition Groups | 77.7147 | 0 | 0 | 1869.5587 | 0.041568 | 9 | Commercial_2030_Economic_MW_After Competition Groups_9 | LED Replacement Lamp (Tube) | 4.157% | 0 | 77.7147 | Commercial_2030_Economic_MW_After Competition Groups_LED Replacement Lamp (Tube)
Commercial | Com ¦ Adaptive Thermostats | 2030 | Economic | MW | After Competition Groups | 42.0141 | 0 | 0 | 1869.5587 | 0.022473 | 10 | Commercial_2030_Economic_MW_After Competition Groups_10 | Adaptive Thermostats | 2.247% | 0 | 42.0141 | Commercial_2030_Economic_MW_After Competition Groups_Adaptive Thermostats
Commercial | Com ¦ Data Center Storage/Server Virtualization | 2030 | Economic | MW | After Competition Groups | 36.6145 | 0 | 0 | 1869.5587 | 0.019585 | 11 | Commercial_2030_Economic_MW_After Competition Groups_11 | Data Center Storage/Server Virtualization | 1.958% | 0 | 36.6145 | Commercial_2030_Economic_MW_After Competition Groups_Data Center Storage/Server Virtualization
Commercial | Com ¦ Refrigerated Display Case Doors | 2030 | Economic | MW | After Competition Groups | 33.6493 | 0 | 0 | 1869.5587 | 0.017999 | 12 | Commercial_2030_Economic_MW_After Competition Groups_12 | Refrigerated Display Case Doors | 1.8% | 0 | 33.6493 | Commercial_2030_Economic_MW_After Competition Groups_Refrigerated Display Case Doors
Commercial | Com ¦ Demand Control Ventilation | 2030 | Economic | MW | After Competition Groups | 32.8153 | 0 | 0 | 1869.5587 | 0.017552 | 13 | Commercial_2030_Economic_MW_After Competition Groups_13 | Demand Control Ventilation | 1.755% | 0 | 32.8153 | Commercial_2030_Economic_MW_After Competition Groups_Demand Control Ventilation
Commercial | Com ¦ Strip Curtains | 2030 | Economic | MW | After Competition Groups | 31.3302 | 0 | 0 | 1869.5587 | 0.016758 | 14 | Commercial_2030_Economic_MW_After Competition Groups_14 | Strip Curtains | 1.676% | 0 | 31.3302 | Commercial_2030_Economic_MW_After Competition Groups_Strip Curtains
Commercial | Com ¦ Reach-in Shaded Pole to ECM/PSC Evaporator Fan Motor | 2030 | Economic | MW | After Competition Groups | 30.3679 | 0 | 0 | 1869.5587 | 0.016243 | 15 | Commercial_2030_Economic_MW_After Competition Groups_15 | Reach-in Shaded Pole to ECM/PSC Evaporator Fan Motor | 1.624% | 0 | 30.3679 | Commercial_2030_Economic_MW_After Competition Groups_Reach-in Shaded Pole to ECM/PSC Evaporator Fan Motor
Commercial | Com ¦ Furnace Tune-Up | 2030 | Economic | MW | After Competition Groups | 29.5841 | 0 | 0 | 1869.5587 | 0.015824 | 16 | Commercial_2030_Economic_MW_After Competition Groups_16 | Furnace Tune-Up | 1.582% | 0 | 29.5841 | Commercial_2030_Economic_MW_After Competition Groups_Furnace Tune-Up
Commercial | Com ¦ LED or Equivalent Sign Lighting | 2030 | Economic | MW | After Competition Groups | 26.7083 | 0 | 0 | 1869.5587 | 0.014286 | 17 | Commercial_2030_Economic_MW_After Competition Groups_17 | LED or Equivalent Sign Lighting | 1.429% | 0 | 26.7083 | Commercial_2030_Economic_MW_After Competition Groups_LED or Equivalent Sign Lighting
Commercial | Com ¦ Chilled Water Optimization | 2030 | Economic | MW | After Competition Groups | 25.8478 | 0 | 0 | 1869.5587 | 0.013826 | 18 | Commercial_2030_Economic_MW_After Competition Groups_18 | Chilled Water Optimization | 1.383% | 0 | 25.8478 | Commercial_2030_Economic_MW_After Competition Groups_Chilled Water Optimization
Commercial | Com ¦ Centrally controlled desktop PC/NETWORK PC POWER MANAGEMENT SOFTWARE | 2030 | Economic | MW | After Competition Groups | 24.2014 | 0 | 0 | 1869.5587 | 0.012945 | 19 | Commercial_2030_Economic_MW_After Competition Groups_19 | Centrally controlled desktop PC/NETWORK PC POWER MANAGEMENT SOFTWARE | 1.294% | 0 | 24.2014 | Commercial_2030_Economic_MW_After Competition Groups_Centrally controlled desktop PC/NETWORK PC POWER MANAGEMENT SOFTWARE
Commercial | Com ¦ Variable Frequency Drive (VFD) | 2030 | Economic | MW | After Competition Groups | 20.5911 | 0 | 0 | 1869.5587 | 0.011014 | 20 | Commercial_2030_Economic_MW_After Competition Groups_20 | Variable Frequency Drive (VFD) | 1.101% | 0 | 20.5911 | Commercial_2030_Economic_MW_After Competition Groups_Variable Frequency Drive (VFD)
Commercial | Com ¦ VFD on Pumps | 2030 | Economic | MW | After Competition Groups | 19.2708 | 0 | 0 | 1869.5587 | 0.010308 | 21 | Commercial_2030_Economic_MW_After Competition Groups_21 | VFD on Pumps | 1.031% | 0 | 19.2708 | Commercial_2030_Economic_MW_After Competition Groups_VFD on Pumps
Commercial | Com ¦ Refrigerated Display Case LED | 2030 | Economic | MW | After Competition Groups | 17.9203 | 0 | 0 | 1869.5587 | 0.0095853 | 22 | Commercial_2030_Economic_MW_After Competition Groups_22 | Refrigerated Display Case LED | 0.9585% | 0 | 17.9203 | Commercial_2030_Economic_MW_After Competition Groups_Refrigerated Display Case LED
Commercial | Com ¦ ENERGY STAR LED LAMPS (General Service Lamps) | 2030 | Economic | MW | After Competition Groups | 16.0062 | 0 | 0 | 1869.5587 | 0.0085615 | 23 | Commercial_2030_Economic_MW_After Competition Groups_23 | ENERGY STAR LED LAMPS (General Service Lamps) | 0.8561% | 0 | 16.0062 | Commercial_2030_Economic_MW_After Competition Groups_ENERGY STAR LED LAMPS (General Service Lamps)
Commercial | Com ¦ Air Handler with Dedicated Outdoor Air Systems | 2030 | Economic | MW | After Competition Groups | 15.7159 | 0 | 0 | 1869.5587 | 0.0084062 | 24 | Commercial_2030_Economic_MW_After Competition Groups_24 | Air Handler with Dedicated Outdoor Air Systems | 0.8406% | 0 | 15.7159 | Commercial_2030_Economic_MW_After Competition Groups_Air Handler with Dedicated Outdoor Air Systems
Commercial | Com ¦ ECM MOTORS FOR EVAPORATOR FANS for refrigeration (WALK-IN) | 2030 | Economic | MW | After Competition Groups | 10.7115 | 0 | 0 | 1869.5587 | 0.0057294 | 25 | Commercial_2030_Economic_MW_After Competition Groups_25 | ECM MOTORS FOR EVAPORATOR FANS for refrigeration (WALK-IN) | 0.5729% | 0 | 10.7115 | Commercial_2030_Economic_MW_After Competition Groups_ECM MOTORS FOR EVAPORATOR FANS for refrigeration (WALK-IN)
Commercial | Com ¦ Demand Control Kitchen Ventilation | 2030 | Economic | MW | After Competition Groups | 10.6553 | 0 | 0 | 1869.5587 | 0.0056994 | 26 | Commercial_2030_Economic_MW_After Competition Groups_26 | Demand Control Kitchen Ventilation | 0.5699% | 0 | 10.6553 | Commercial_2030_Economic_MW_After Competition Groups_Demand Control Kitchen Ventilation
Commercial | Com ¦ Occupancy Sensors | 2030 | Economic | MW | After Competition Groups | 10.1446 | 0 | 0 | 1869.5587 | 0.0054262 | 27 | Commercial_2030_Economic_MW_After Competition Groups_27 | Occupancy Sensors | 0.5426% | 0 | 10.1446 | Commercial_2030_Economic_MW_After Competition Groups_Occupancy Sensors
Commercial | Com ¦ Freezer Case Light Sensor | 2030 | Economic | MW | After Competition Groups | 9.2678 | 0 | 0 | 1869.5587 | 0.0049572 | 28 | Commercial_2030_Economic_MW_After Competition Groups_28 | Freezer Case Light Sensor | 0.4957% | 0 | 9.2678 | Commercial_2030_Economic_MW_After Competition Groups_Freezer Case Light Sensor
Commercial | Com ¦ Evaporator Fan Controls | 2030 | Economic | MW | After Competition Groups | 9.0291 | 0 | 0 | 1869.5587 | 0.0048295 | 29 | Commercial_2030_Economic_MW_After Competition Groups_29 | Evaporator Fan Controls | 0.483% | 0 | 9.0291 | Commercial_2030_Economic_MW_After Competition Groups_Evaporator Fan Controls
Commercial | Com ¦ Water Source Heat Pump (4 ton) | 2030 | Economic | MW | After Competition Groups | 8.6116 | 0 | 0 | 1869.5587 | 0.0046062 | 30 | Commercial_2030_Economic_MW_After Competition Groups_30 | Water Source Heat Pump (4 ton) | 0.4606% | 0 | 8.6116 | Commercial_2030_Economic_MW_After Competition Groups_Water Source Heat Pump (4 ton)
Commercial | Com ¦ LED EXTERIOR AREA LIGHTS - LED fixture (200W) | 2030 | Economic | MW | After Competition Groups | 6.7527 | 0 | 0 | 1869.5587 | 0.0036119 | 31 | Commercial_2030_Economic_MW_After Competition Groups_31 | LED EXTERIOR AREA LIGHTS - LED fixture (200W) | 0.3612% | 0 | 6.7527 | Commercial_2030_Economic_MW_After Competition Groups_LED EXTERIOR AREA LIGHTS - LED fixture (200W)
Commercial | Com ¦ LED parking lot fixture | 2030 | Economic | MW | After Competition Groups | 6.4701 | 0 | 0 | 1869.5587 | 0.0034608 | 32 | Commercial_2030_Economic_MW_After Competition Groups_32 | LED parking lot fixture | 0.3461% | 0 | 6.4701 | Commercial_2030_Economic_MW_After Competition Groups_LED parking lot fixture
Commercial | Com ¦ ENERGY STAR Griddle (74% eff) | 2030 | Economic | MW | After Competition Groups | 6.1813 | 0 | 0 | 1869.5587 | 0.0033063 | 33 | Commercial_2030_Economic_MW_After Competition Groups_33 | ENERGY STAR Griddle (74% eff) | 0.3306% | 0 | 6.1813 | Commercial_2030_Economic_MW_After Competition Groups_ENERGY STAR Griddle (74% eff)
Commercial | Com ¦ Door Gasket Freezer/Refrigerator | 2030 | Economic | MW | After Competition Groups | 5.6271 | 0 | 0 | 1869.5587 | 0.0030099 | 34 | Commercial_2030_Economic_MW_After Competition Groups_34 | Door Gasket Freezer/Refrigerator | 0.301% | 0 | 5.6271 | Commercial_2030_Economic_MW_After Competition Groups_Door Gasket Freezer/Refrigerator
Commercial | Com ¦ Duct Insulation, R8 | 2030 | Economic | MW | After Competition Groups | 5.4309 | 0 | 0 | 1869.5587 | 0.0029049 | 35 | Commercial_2030_Economic_MW_After Competition Groups_35 | Duct Insulation, R8 | 0.2905% | 0 | 5.4309 | Commercial_2030_Economic_MW_After Competition Groups_Duct Insulation, R8
Commercial | Com ¦ Elec Storage WH 2.30 Et | 2030 | Economic | MW | After Competition Groups | 5.1195 | 0 | 0 | 1869.5587 | 0.0027384 | 36 | Commercial_2030_Economic_MW_After Competition Groups_36 | Elec Storage WH 2.30 Et | 0.2738% | 0 | 5.1195 | Commercial_2030_Economic_MW_After Competition Groups_Elec Storage WH 2.30 Et
Commercial | Com ¦ BEVERAGE VENDING MACHINE CONTROLS | 2030 | Economic | MW | After Competition Groups | 4.823 | 0 | 0 | 1869.5587 | 0.0025797 | 37 | Commercial_2030_Economic_MW_After Competition Groups_37 | BEVERAGE VENDING MACHINE CONTROLS | 0.258% | 0 | 4.823 | Commercial_2030_Economic_MW_After Competition Groups_BEVERAGE VENDING MACHINE CONTROLS
Commercial | Com ¦ LED street light fixture | 2030 | Economic | MW | After Competition Groups | 4.0629 | 0 | 0 | 1869.5587 | 0.0021732 | 38 | Commercial_2030_Economic_MW_After Competition Groups_38 | LED street light fixture | 0.2173% | 0 | 4.0629 | Commercial_2030_Economic_MW_After Competition Groups_LED street light fixture
Commercial | Com ¦ Temperature Adjustment in Commercial Freezers | 2030 | Economic | MW | After Competition Groups | 3.301 | 0 | 0 | 1869.5587 | 0.0017657 | 39 | Commercial_2030_Economic_MW_After Competition Groups_39 | Temperature Adjustment in Commercial Freezers | 0.1766% | 0 | 3.301 | Commercial_2030_Economic_MW_After Competition Groups_Temperature Adjustment in Commercial Freezers
Commercial | Com ¦ CO Sensors for parking garage exhaust fans | 2030 | Economic | MW | After Competition Groups | 3.247 | 0 | 0 | 1869.5587 | 0.0017367 | 40 | Commercial_2030_Economic_MW_After Competition Groups_40 | CO Sensors for parking garage exhaust fans | 0.1737% | 0 | 3.247 | Commercial_2030_Economic_MW_After Competition Groups_CO Sensors for parking garage exhaust fans
Commercial | Com ¦ Vertical Night Covers | 2030 | Economic | MW | After Competition Groups | 2.7298 | 0 | 0 | 1869.5587 | 0.0014601 | 41 | Commercial_2030_Economic_MW_After Competition Groups_41 | Vertical Night Covers | 0.146% | 0 | 2.7298 | Commercial_2030_Economic_MW_After Competition Groups_Vertical Night Covers
Commercial | Com ¦ Energy Efficient Laboratory Fume Hood | 2030 | Economic | MW | After Competition Groups | 2.669 | 0 | 0 | 1869.5587 | 0.0014276 | 42 | Commercial_2030_Economic_MW_After Competition Groups_42 | Energy Efficient Laboratory Fume Hood | 0.1428% | 0 | 2.669 | Commercial_2030_Economic_MW_After Competition Groups_Energy Efficient Laboratory Fume Hood
Commercial | Com ¦ Water Heating (DHW) Pipe Insulation (Add 3/4\ Foam)" | 2030 | Economic | MW | After Competition Groups | 2.0832 | 0 | 0 | 1869.5587 | 0.0011143 | 43 | Commercial_2030_Economic_MW_After Competition Groups_43 | Water Heating (DHW) Pipe Insulation (Add 3/4\ Foam)" | 0.1114% | 0 | 2.0832 | Commercial_2030_Economic_MW_After Competition Groups_Water Heating (DHW) Pipe Insulation (Add 3/4\ Foam)"
Commercial | Com ¦ Outside Air Economizer | 2030 | Economic | MW | After Competition Groups | 1.8976 | 0 | 0 | 1869.5587 | 0.001015 | 44 | Commercial_2030_Economic_MW_After Competition Groups_44 | Outside Air Economizer | 0.1015% | 0 | 1.8976 | Commercial_2030_Economic_MW_After Competition Groups_Outside Air Economizer
Commercial | Com ¦ ENERGY STAR Fryer (84% eff) | 2030 | Economic | MW | After Competition Groups | 1.7886 | 0 | 0 | 1869.5587 | 0.00095671 | 45 | Commercial_2030_Economic_MW_After Competition Groups_45 | ENERGY STAR Fryer (84% eff) | 0.09567% | 0 | 1.7886 | Commercial_2030_Economic_MW_After Competition Groups_ENERGY STAR Fryer (84% eff)
Commercial | Com ¦ Suction Pipe Insulation Freezer/Refrigerator | 2030 | Economic | MW | After Competition Groups | 1.4188 | 0 | 0 | 1869.5587 | 0.00075887 | 46 | Commercial_2030_Economic_MW_After Competition Groups_46 | Suction Pipe Insulation Freezer/Refrigerator | 0.07589% | 0 | 1.4188 | Commercial_2030_Economic_MW_After Competition Groups_Suction Pipe Insulation Freezer/Refrigerator
Commercial | Com ¦ ENERGY STAR Dishwasher | 2030 | Economic | MW | After Competition Groups | 1.3988 | 0 | 0 | 1869.5587 | 0.00074822 | 47 | Commercial_2030_Economic_MW_After Competition Groups_47 | ENERGY STAR Dishwasher | 0.07482% | 0 | 1.3988 | Commercial_2030_Economic_MW_After Competition Groups_ENERGY STAR Dishwasher
Commercial | Com ¦ ENERGY STAR Steam Cookers | 2030 | Economic | MW | After Competition Groups | 1.172 | 0 | 0 | 1869.5587 | 0.00062689 | 48 | Commercial_2030_Economic_MW_After Competition Groups_48 | ENERGY STAR Steam Cookers | 0.06269% | 0 | 1.172 | Commercial_2030_Economic_MW_After Competition Groups_ENERGY STAR Steam Cookers
Commercial | Com ¦ Ozone Laundry Treatment | 2030 | Economic | MW | After Competition Groups | 0.77583 | 0 | 0 | 1869.5587 | 0.00041498 | 49 | Commercial_2030_Economic_MW_After Competition Groups_49 | Ozone Laundry Treatment | 0.0415% | 0 | 0.77583 | Commercial_2030_Economic_MW_After Competition Groups_Ozone Laundry Treatment
Commercial | Com ¦ Condensing Make Up Air Unit | 2030 | Economic | MW | After Competition Groups | 0.72519 | 0 | 0 | 1869.5587 | 0.0003879 | 50 | Commercial_2030_Economic_MW_After Competition Groups_50 | Condensing Make Up Air Unit | 0.03879% | 0 | 0.72519 | Commercial_2030_Economic_MW_After Competition Groups_Condensing Make Up Air Unit
Commercial | Com ¦ Thermostat Setback | 2030 | Economic | MW | After Competition Groups | 0.72443 | 0 | 0 | 1869.5587 | 0.00038749 | 51 | Commercial_2030_Economic_MW_After Competition Groups_51 | Thermostat Setback | 0.03875% | 0 | 0.72443 | Commercial_2030_Economic_MW_After Competition Groups_Thermostat Setback
Commercial | Com ¦ PTAC (12 EER/10,000 BTU) | 2030 | Economic | MW | After Competition Groups | 0.58405 | 0 | 0 | 1869.5587 | 0.0003124 | 52 | Commercial_2030_Economic_MW_After Competition Groups_52 | PTAC (12 EER/10,000 BTU) | 0.03124% | 0 | 0.58405 | Commercial_2030_Economic_MW_After Competition Groups_PTAC (12 EER/10,000 BTU)
Commercial | Com ¦ Solar Water Preheat (Pools/DHW) | 2030 | Economic | MW | After Competition Groups | 0.36392 | 0 | 0 | 1869.5587 | 0.00019466 | 53 | Commercial_2030_Economic_MW_After Competition Groups_53 | Solar Water Preheat (Pools/DHW) | 0.01947% | 0 | 0.36392 | Commercial_2030_Economic_MW_After Competition Groups_Solar Water Preheat (Pools/DHW)
Commercial | COM ¦ Ductless Mini-Split Heat Pumps | 2030 | Economic | MW | After Competition Groups | 0.35155 | 0 | 0 | 1869.5587 | 0.00018804 | 54 | Commercial_2030_Economic_MW_After Competition Groups_54 | Ductless Mini-Split Heat Pumps | 0.0188% | 0 | 0.35155 | Commercial_2030_Economic_MW_After Competition Groups_Ductless Mini-Split Heat Pumps
Commercial | Com ¦ ECM MOTORS FOR HVAC APPLICATION (FAN-POWERED VAV BOX) | 2030 | Economic | MW | After Competition Groups | 0.3123 | 0 | 0 | 1869.5587 | 0.00016704 | 55 | Commercial_2030_Economic_MW_After Competition Groups_55 | ECM MOTORS FOR HVAC APPLICATION (FAN-POWERED VAV BOX) | 0.0167% | 0 | 0.3123 | Commercial_2030_Economic_MW_After Competition Groups_ECM MOTORS FOR HVAC APPLICATION (FAN-POWERED VAV BOX)
Commercial | Com ¦ Efficient compressor motor | 2030 | Economic | MW | After Competition Groups | 0.27862 | 0 | 0 | 1869.5587 | 0.00014903 | 56 | Commercial_2030_Economic_MW_After Competition Groups_56 | Efficient compressor motor | 0.0149% | 0 | 0.27862 | Commercial_2030_Economic_MW_After Competition Groups_Efficient compressor motor
Commercial | Com ¦ Notched V belts for HVAC Systems | 2030 | Economic | MW | After Competition Groups | 0.25884 | 0 | 0 | 1869.5587 | 0.00013845 | 57 | Commercial_2030_Economic_MW_After Competition Groups_57 | Notched V belts for HVAC Systems | 0.01384% | 0 | 0.25884 | Commercial_2030_Economic_MW_After Competition Groups_Notched V belts for HVAC Systems
Commercial | Com ¦ Auto Off Time Switch or Time Clock control | 2030 | Economic | MW | After Competition Groups | 0.19076 | 0 | 0 | 1869.5587 | 0.00010204 | 58 | Commercial_2030_Economic_MW_After Competition Groups_58 | Auto Off Time Switch or Time Clock control | 0.0102% | 0 | 0.19076 | Commercial_2030_Economic_MW_After Competition Groups_Auto Off Time Switch or Time Clock control
Commercial | Com ¦ CEE Tier 2/Energy Star Clothes Washers | 2030 | Economic | MW | After Competition Groups | 0.16773 | 0 | 0 | 1869.5587 | 8.9719e-05 | 59 | Commercial_2030_Economic_MW_After Competition Groups_59 | CEE Tier 2/Energy Star Clothes Washers | 0.008972% | 0 | 0.16773 | Commercial_2030_Economic_MW_After Competition Groups_CEE Tier 2/Energy Star Clothes Washers
Commercial | Com ¦ Demand controlled Circulating Systems | 2030 | Economic | MW | After Competition Groups | 0.13365 | 0 | 0 | 1869.5587 | 7.149e-05 | 60 | Commercial_2030_Economic_MW_After Competition Groups_60 | Demand controlled Circulating Systems | 0.007149% | 0 | 0.13365 | Commercial_2030_Economic_MW_After Competition Groups_Demand controlled Circulating Systems
Commercial | Com ¦ HVAC Optimization | 2030 | Economic | MW | After Competition Groups | 0.12856 | 0 | 0 | 1869.5587 | 6.8765e-05 | 61 | Commercial_2030_Economic_MW_After Competition Groups_61 | HVAC Optimization | 0.006877% | 0 | 0.12856 | Commercial_2030_Economic_MW_After Competition Groups_HVAC Optimization
Commercial | Com ¦ Low Flow Pre-Rinse Spray Nozzle | 2030 | Economic | MW | After Competition Groups | 0.10728 | 0 | 0 | 1869.5587 | 5.738e-05 | 62 | Commercial_2030_Economic_MW_After Competition Groups_62 | Low Flow Pre-Rinse Spray Nozzle | 0.005738% | 0 | 0.10728 | Commercial_2030_Economic_MW_After Competition Groups_Low Flow Pre-Rinse Spray Nozzle
Commercial | Com ¦ Commercial Hot Food Holding Cabinets | 2030 | Economic | MW | After Competition Groups | 0.1024 | 0 | 0 | 1869.5587 | 5.4771e-05 | 63 | Commercial_2030_Economic_MW_After Competition Groups_63 | Commercial Hot Food Holding Cabinets | 0.005477% | 0 | 0.1024 | Commercial_2030_Economic_MW_After Competition Groups_Commercial Hot Food Holding Cabinets
Commercial | Com ¦ Room AC (w/ louvered sides) 14 SEER from 12 SEER code | 2030 | Economic | MW | After Competition Groups | 0.084149 | 0 | 0 | 1869.5587 | 4.501e-05 | 64 | Commercial_2030_Economic_MW_After Competition Groups_64 | Room AC (w/ louvered sides) 14 SEER from 12 SEER code | 0.004501% | 0 | 0.084149 | Commercial_2030_Economic_MW_After Competition Groups_Room AC (w/ louvered sides) 14 SEER from 12 SEER code
Commercial | Com ¦ Energy Recovery Ventilation and Ventilation (Enhanced) | 2030 | Economic | MW | After Competition Groups | 0.053646 | 0 | 0 | 1869.5587 | 2.8695e-05 | 65 | Commercial_2030_Economic_MW_After Competition Groups_65 | Energy Recovery Ventilation and Ventilation (Enhanced) | 0.002869% | 0 | 0.053646 | Commercial_2030_Economic_MW_After Competition Groups_Energy Recovery Ventilation and Ventilation (Enhanced)
Commercial | Com ¦ Wall Insulation | 2030 | Economic | MW | After Competition Groups | 0.049887 | 0 | 0 | 1869.5587 | 2.6684e-05 | 66 | Commercial_2030_Economic_MW_After Competition Groups_66 | Wall Insulation | 0.002668% | 0 | 0.049887 | Commercial_2030_Economic_MW_After Competition Groups_Wall Insulation
Commercial | Com ¦ Condensing Unit Heaters or other Efficient Unit Heating System | 2030 | Economic | MW | After Competition Groups | 0.046548 | 0 | 0 | 1869.5587 | 2.4898e-05 | 67 | Commercial_2030_Economic_MW_After Competition Groups_67 | Condensing Unit Heaters or other Efficient Unit Heating System | 0.00249% | 0 | 0.046548 | Commercial_2030_Economic_MW_After Competition Groups_Condensing Unit Heaters or other Efficient Unit Heating System
Commercial | Com ¦ LED RECESSED DOWNLIGHTS | 2030 | Economic | MW | After Competition Groups | 0.041561 | 0 | 0 | 1869.5587 | 2.223e-05 | 68 | Commercial_2030_Economic_MW_After Competition Groups_68 | LED RECESSED DOWNLIGHTS | 0.002223% | 0 | 0.041561 | Commercial_2030_Economic_MW_After Competition Groups_LED RECESSED DOWNLIGHTS
Commercial | Com ¦ High Efficiency Chiller (avg of water and air cooled) | 2030 | Economic | MW | After Competition Groups | 0.037727 | 0 | 0 | 1869.5587 | 2.0179e-05 | 69 | Commercial_2030_Economic_MW_After Competition Groups_69 | High Efficiency Chiller (avg of water and air cooled) | 0.002018% | 0 | 0.037727 | Commercial_2030_Economic_MW_After Competition Groups_High Efficiency Chiller (avg of water and air cooled)
Commercial | Com ¦ VSD Air Compressor | 2030 | Economic | MW | After Competition Groups | 0.029393 | 0 | 0 | 1869.5587 | 1.5722e-05 | 70 | Commercial_2030_Economic_MW_After Competition Groups_70 | VSD Air Compressor | 0.001572% | 0 | 0.029393 | Commercial_2030_Economic_MW_After Competition Groups_VSD Air Compressor
Commercial | Com ¦ EC Plug Fan for Data Center (under cabinet) | 2030 | Economic | MW | After Competition Groups | 0.0079818 | 0 | 0 | 1869.5587 | 4.2694e-06 | 71 | Commercial_2030_Economic_MW_After Competition Groups_71 | EC Plug Fan for Data Center (under cabinet) | 0.0004269% | 0 | 0.0079818 | Commercial_2030_Economic_MW_After Competition Groups_EC Plug Fan for Data Center (under cabinet)
Commercial | Com ¦ Air Curtains | 2030 | Economic | MW | After Competition Groups | 0.0070883 | 0 | 0 | 1869.5587 | 3.7914e-06 | 72 | Commercial_2030_Economic_MW_After Competition Groups_72 | Air Curtains | 0.0003791% | 0 | 0.0070883 | Commercial_2030_Economic_MW_After Competition Groups_Air Curtains
Commercial | Com ¦ Electric Convection Combination Ovens | 2030 | Economic | MW | After Competition Groups | 0.00036892 | 0 | 0 | 1869.5587 | 1.9733e-07 | 73 | Commercial_2030_Economic_MW_After Competition Groups_73 | Electric Convection Combination Ovens | 1.973e-05% | 0 | 0.00036892 | Commercial_2030_Economic_MW_After Competition Groups_Electric Convection Combination Ovens
Commercial | Com ¦ Indoor Daylight Sensors/Photocell Dimming Control | 2030 | Economic | MW | After Competition Groups | 0 | 0 | 0 | 1869.5587 | 0 | 74 | Commercial_2030_Economic_MW_After Competition Groups_74 | Indoor Daylight Sensors/Photocell Dimming Control | 0% | 0 | 0 | Commercial_2030_Economic_MW_After Competition Groups_Indoor Daylight Sensors/Photocell Dimming Control
Commercial | Com ¦ Variable Refrigerant Flow Heat Pump | 2030 | Economic | MW | After Competition Groups | 0 | 0 | 0 | 1869.5587 | 0 | 75 | Commercial_2030_Economic_MW_After Competition Groups_75 | Variable Refrigerant Flow Heat Pump | 0% | 0 | 0 | Commercial_2030_Economic_MW_After Competition Groups_Variable Refrigerant Flow Heat Pump
Commercial | Com ¦ LED Low/High Bay | 2030 | SC A | MW | After Competition Groups | 122.1019 | 0 | 0 | 862.3025 | 0.1416 | 1 | Commercial_2030_SC A_MW_After Competition Groups_1 | LED Low/High Bay | 14.16% | 0 | 122.1019 | Commercial_2030_SC A_MW_After Competition Groups_LED Low/High Bay
Commercial | Com ¦ ENERGY STAR LED LAMPS (REFLECTOR LAMPs/MR16/PAR 16) | 2030 | SC A | MW | After Competition Groups | 113.3934 | 0 | 0 | 862.3025 | 0.1315 | 2 | Commercial_2030_SC A_MW_After Competition Groups_2 | ENERGY STAR LED LAMPS (REFLECTOR LAMPs/MR16/PAR 16) | 13.15% | 0 | 113.3934 | Commercial_2030_SC A_MW_After Competition Groups_ENERGY STAR LED LAMPS (REFLECTOR LAMPs/MR16/PAR 16)
Commercial | Com ¦ LED Troffer/Surface/Suspended | 2030 | SC A | MW | After Competition Groups | 109.5665 | 0 | 0 | 862.3025 | 0.12706 | 3 | Commercial_2030_SC A_MW_After Competition Groups_3 | LED Troffer/Surface/Suspended | 12.71% | 0 | 109.5665 | Commercial_2030_SC A_MW_After Competition Groups_LED Troffer/Surface/Suspended
Commercial | Com ¦ LED Replacement Lamp (Tube) | 2030 | SC A | MW | After Competition Groups | 64.0944 | 0 | 0 | 862.3025 | 0.074329 | 4 | Commercial_2030_SC A_MW_After Competition Groups_4 | LED Replacement Lamp (Tube) | 7.433% | 0 | 64.0944 | Commercial_2030_SC A_MW_After Competition Groups_LED Replacement Lamp (Tube)
Commercial | Com ¦ High Efficiency Air Source Heat Pump | 2030 | SC A | MW | After Competition Groups | 56.1503 | 0 | 0 | 862.3025 | 0.065117 | 5 | Commercial_2030_SC A_MW_After Competition Groups_5 | High Efficiency Air Source Heat Pump | 6.512% | 0 | 56.1503 | Commercial_2030_SC A_MW_After Competition Groups_High Efficiency Air Source Heat Pump
Commercial | Com ¦ Building Recommissioning, Operations and Maintenance (O&M) Improvements | 2030 | SC A | MW | After Competition Groups | 48.9438 | 0 | 0 | 862.3025 | 0.056759 | 6 | Commercial_2030_SC A_MW_After Competition Groups_6 | Building Recommissioning, Operations and Maintenance (O&M) Improvements | 5.676% | 0 | 48.9438 | Commercial_2030_SC A_MW_After Competition Groups_Building Recommissioning, Operations and Maintenance (O&M) Improvements
Commercial | Com ¦ Education and Capacity Building/Energy Behavior | 2030 | SC A | MW | After Competition Groups | 34.954 | 0 | 0 | 862.3025 | 0.040536 | 7 | Commercial_2030_SC A_MW_After Competition Groups_7 | Education and Capacity Building/Energy Behavior | 4.054% | 0 | 34.954 | Commercial_2030_SC A_MW_After Competition Groups_Education and Capacity Building/Energy Behavior
Commercial | Com ¦ Advanced BAS/Controllers | 2030 | SC A | MW | After Competition Groups | 26.9019 | 0 | 0 | 862.3025 | 0.031198 | 8 | Commercial_2030_SC A_MW_After Competition Groups_8 | Advanced BAS/Controllers | 3.12% | 0 | 26.9019 | Commercial_2030_SC A_MW_After Competition Groups_Advanced BAS/Controllers
Commercial | Com ¦ Data Center Storage/Server Virtualization | 2030 | SC A | MW | After Competition Groups | 24.0426 | 0 | 0 | 862.3025 | 0.027882 | 9 | Commercial_2030_SC A_MW_After Competition Groups_9 | Data Center Storage/Server Virtualization | 2.788% | 0 | 24.0426 | Commercial_2030_SC A_MW_After Competition Groups_Data Center Storage/Server Virtualization
Commercial | Com ¦ Reach-in Shaded Pole to ECM/PSC Evaporator Fan Motor | 2030 | SC A | MW | After Competition Groups | 20.9244 | 0 | 0 | 862.3025 | 0.024266 | 10 | Commercial_2030_SC A_MW_After Competition Groups_10 | Reach-in Shaded Pole to ECM/PSC Evaporator Fan Motor | 2.427% | 0 | 20.9244 | Commercial_2030_SC A_MW_After Competition Groups_Reach-in Shaded Pole to ECM/PSC Evaporator Fan Motor
Commercial | Com ¦ Adaptive Thermostats | 2030 | SC A | MW | After Competition Groups | 18.3879 | 0 | 0 | 862.3025 | 0.021324 | 11 | Commercial_2030_SC A_MW_After Competition Groups_11 | Adaptive Thermostats | 2.132% | 0 | 18.3879 | Commercial_2030_SC A_MW_After Competition Groups_Adaptive Thermostats
Commercial | Com ¦ Unitary Air-Conditioning Unit | 2030 | SC A | MW | After Competition Groups | 17.5601 | 0 | 0 | 862.3025 | 0.020364 | 12 | Commercial_2030_SC A_MW_After Competition Groups_12 | Unitary Air-Conditioning Unit | 2.036% | 0 | 17.5601 | Commercial_2030_SC A_MW_After Competition Groups_Unitary Air-Conditioning Unit
Commercial | Com ¦ LED or Equivalent Sign Lighting | 2030 | SC A | MW | After Competition Groups | 17.0445 | 0 | 0 | 862.3025 | 0.019766 | 13 | Commercial_2030_SC A_MW_After Competition Groups_13 | LED or Equivalent Sign Lighting | 1.977% | 0 | 17.0445 | Commercial_2030_SC A_MW_After Competition Groups_LED or Equivalent Sign Lighting
Commercial | Com ¦ Strip Curtains | 2030 | SC A | MW | After Competition Groups | 16.6058 | 0 | 0 | 862.3025 | 0.019257 | 14 | Commercial_2030_SC A_MW_After Competition Groups_14 | Strip Curtains | 1.926% | 0 | 16.6058 | Commercial_2030_SC A_MW_After Competition Groups_Strip Curtains
Commercial | Com ¦ Refrigerated Display Case Doors | 2030 | SC A | MW | After Competition Groups | 16.2039 | 0 | 0 | 862.3025 | 0.018791 | 15 | Commercial_2030_SC A_MW_After Competition Groups_15 | Refrigerated Display Case Doors | 1.879% | 0 | 16.2039 | Commercial_2030_SC A_MW_After Competition Groups_Refrigerated Display Case Doors
Commercial | Com ¦ ENERGY STAR LED LAMPS (General Service Lamps) | 2030 | SC A | MW | After Competition Groups | 14.1066 | 0 | 0 | 862.3025 | 0.016359 | 16 | Commercial_2030_SC A_MW_After Competition Groups_16 | ENERGY STAR LED LAMPS (General Service Lamps) | 1.636% | 0 | 14.1066 | Commercial_2030_SC A_MW_After Competition Groups_ENERGY STAR LED LAMPS (General Service Lamps)
Commercial | Com ¦ Furnace Tune-Up | 2030 | SC A | MW | After Competition Groups | 14.0757 | 0 | 0 | 862.3025 | 0.016323 | 17 | Commercial_2030_SC A_MW_After Competition Groups_17 | Furnace Tune-Up | 1.632% | 0 | 14.0757 | Commercial_2030_SC A_MW_After Competition Groups_Furnace Tune-Up
Commercial | Com ¦ Centrally controlled desktop PC/NETWORK PC POWER MANAGEMENT SOFTWARE | 2030 | SC A | MW | After Competition Groups | 11.5969 | 0 | 0 | 862.3025 | 0.013449 | 18 | Commercial_2030_SC A_MW_After Competition Groups_18 | Centrally controlled desktop PC/NETWORK PC POWER MANAGEMENT SOFTWARE | 1.345% | 0 | 11.5969 | Commercial_2030_SC A_MW_After Competition Groups_Centrally controlled desktop PC/NETWORK PC POWER MANAGEMENT SOFTWARE
Commercial | Com ¦ Chilled Water Optimization | 2030 | SC A | MW | After Competition Groups | 10.9381 | 0 | 0 | 862.3025 | 0.012685 | 19 | Commercial_2030_SC A_MW_After Competition Groups_19 | Chilled Water Optimization | 1.268% | 0 | 10.9381 | Commercial_2030_SC A_MW_After Competition Groups_Chilled Water Optimization
Commercial | Com ¦ Variable Frequency Drive (VFD) | 2030 | SC A | MW | After Competition Groups | 9.919 | 0 | 0 | 862.3025 | 0.011503 | 20 | Commercial_2030_SC A_MW_After Competition Groups_20 | Variable Frequency Drive (VFD) | 1.15% | 0 | 9.919 | Commercial_2030_SC A_MW_After Competition Groups_Variable Frequency Drive (VFD)
Commercial | Com ¦ Demand Control Ventilation | 2030 | SC A | MW | After Competition Groups | 9.8779 | 0 | 0 | 862.3025 | 0.011455 | 21 | Commercial_2030_SC A_MW_After Competition Groups_21 | Demand Control Ventilation | 1.146% | 0 | 9.8779 | Commercial_2030_SC A_MW_After Competition Groups_Demand Control Ventilation
Commercial | Com ¦ VFD on Pumps | 2030 | SC A | MW | After Competition Groups | 9.2097 | 0 | 0 | 862.3025 | 0.01068 | 22 | Commercial_2030_SC A_MW_After Competition Groups_22 | VFD on Pumps | 1.068% | 0 | 9.2097 | Commercial_2030_SC A_MW_After Competition Groups_VFD on Pumps
Commercial | Com ¦ Refrigerated Display Case LED | 2030 | SC A | MW | After Competition Groups | 7.0575 | 0 | 0 | 862.3025 | 0.0081845 | 23 | Commercial_2030_SC A_MW_After Competition Groups_23 | Refrigerated Display Case LED | 0.8185% | 0 | 7.0575 | Commercial_2030_SC A_MW_After Competition Groups_Refrigerated Display Case LED
Commercial | Com ¦ LED EXTERIOR AREA LIGHTS - LED fixture (200W) | 2030 | SC A | MW | After Competition Groups | 5.9692 | 0 | 0 | 862.3025 | 0.0069224 | 24 | Commercial_2030_SC A_MW_After Competition Groups_24 | LED EXTERIOR AREA LIGHTS - LED fixture (200W) | 0.6922% | 0 | 5.9692 | Commercial_2030_SC A_MW_After Competition Groups_LED EXTERIOR AREA LIGHTS - LED fixture (200W)
Commercial | Com ¦ LED parking lot fixture | 2030 | SC A | MW | After Competition Groups | 5.7601 | 0 | 0 | 862.3025 | 0.0066799 | 25 | Commercial_2030_SC A_MW_After Competition Groups_25 | LED parking lot fixture | 0.668% | 0 | 5.7601 | Commercial_2030_SC A_MW_After Competition Groups_LED parking lot fixture
Commercial | Com ¦ ECM MOTORS FOR EVAPORATOR FANS for refrigeration (WALK-IN) | 2030 | SC A | MW | After Competition Groups | 5.0763 | 0 | 0 | 862.3025 | 0.0058869 | 26 | Commercial_2030_SC A_MW_After Competition Groups_26 | ECM MOTORS FOR EVAPORATOR FANS for refrigeration (WALK-IN) | 0.5887% | 0 | 5.0763 | Commercial_2030_SC A_MW_After Competition Groups_ECM MOTORS FOR EVAPORATOR FANS for refrigeration (WALK-IN)
Commercial | Com ¦ Air Handler with Dedicated Outdoor Air Systems | 2030 | SC A | MW | After Competition Groups | 4.4441 | 0 | 0 | 862.3025 | 0.0051537 | 27 | Commercial_2030_SC A_MW_After Competition Groups_27 | Air Handler with Dedicated Outdoor Air Systems | 0.5154% | 0 | 4.4441 | Commercial_2030_SC A_MW_After Competition Groups_Air Handler with Dedicated Outdoor Air Systems
Commercial | Com ¦ Evaporator Fan Controls | 2030 | SC A | MW | After Competition Groups | 4.2651 | 0 | 0 | 862.3025 | 0.0049462 | 28 | Commercial_2030_SC A_MW_After Competition Groups_28 | Evaporator Fan Controls | 0.4946% | 0 | 4.2651 | Commercial_2030_SC A_MW_After Competition Groups_Evaporator Fan Controls
Commercial | Com ¦ Door Gasket Freezer/Refrigerator | 2030 | SC A | MW | After Competition Groups | 4.2254 | 0 | 0 | 862.3025 | 0.0049001 | 29 | Commercial_2030_SC A_MW_After Competition Groups_29 | Door Gasket Freezer/Refrigerator | 0.49% | 0 | 4.2254 | Commercial_2030_SC A_MW_After Competition Groups_Door Gasket Freezer/Refrigerator
Commercial | Com ¦ Demand Control Kitchen Ventilation | 2030 | SC A | MW | After Competition Groups | 4.1343 | 0 | 0 | 862.3025 | 0.0047945 | 30 | Commercial_2030_SC A_MW_After Competition Groups_30 | Demand Control Kitchen Ventilation | 0.4795% | 0 | 4.1343 | Commercial_2030_SC A_MW_After Competition Groups_Demand Control Kitchen Ventilation
Commercial | Com ¦ ENERGY STAR Griddle (74% eff) | 2030 | SC A | MW | After Competition Groups | 3.9103 | 0 | 0 | 862.3025 | 0.0045347 | 31 | Commercial_2030_SC A_MW_After Competition Groups_31 | ENERGY STAR Griddle (74% eff) | 0.4535% | 0 | 3.9103 | Commercial_2030_SC A_MW_After Competition Groups_ENERGY STAR Griddle (74% eff)
Commercial | Com ¦ Freezer Case Light Sensor | 2030 | SC A | MW | After Competition Groups | 3.5624 | 0 | 0 | 862.3025 | 0.0041313 | 32 | Commercial_2030_SC A_MW_After Competition Groups_32 | Freezer Case Light Sensor | 0.4131% | 0 | 3.5624 | Commercial_2030_SC A_MW_After Competition Groups_Freezer Case Light Sensor
Commercial | Com ¦ LED street light fixture | 2030 | SC A | MW | After Competition Groups | 3.5332 | 0 | 0 | 862.3025 | 0.0040973 | 33 | Commercial_2030_SC A_MW_After Competition Groups_33 | LED street light fixture | 0.4097% | 0 | 3.5332 | Commercial_2030_SC A_MW_After Competition Groups_LED street light fixture
Commercial | Com ¦ Occupancy Sensors | 2030 | SC A | MW | After Competition Groups | 3.0475 | 0 | 0 | 862.3025 | 0.0035341 | 34 | Commercial_2030_SC A_MW_After Competition Groups_34 | Occupancy Sensors | 0.3534% | 0 | 3.0475 | Commercial_2030_SC A_MW_After Competition Groups_Occupancy Sensors
Commercial | Com ¦ Duct Insulation, R8 | 2030 | SC A | MW | After Competition Groups | 2.5616 | 0 | 0 | 862.3025 | 0.0029706 | 35 | Commercial_2030_SC A_MW_After Competition Groups_35 | Duct Insulation, R8 | 0.2971% | 0 | 2.5616 | Commercial_2030_SC A_MW_After Competition Groups_Duct Insulation, R8
Commercial | Com ¦ Water Source Heat Pump (4 ton) | 2030 | SC A | MW | After Competition Groups | 2.2919 | 0 | 0 | 862.3025 | 0.0026579 | 36 | Commercial_2030_SC A_MW_After Competition Groups_36 | Water Source Heat Pump (4 ton) | 0.2658% | 0 | 2.2919 | Commercial_2030_SC A_MW_After Competition Groups_Water Source Heat Pump (4 ton)
Commercial | Com ¦ BEVERAGE VENDING MACHINE CONTROLS | 2030 | SC A | MW | After Competition Groups | 1.6639 | 0 | 0 | 862.3025 | 0.0019296 | 37 | Commercial_2030_SC A_MW_After Competition Groups_37 | BEVERAGE VENDING MACHINE CONTROLS | 0.193% | 0 | 1.6639 | Commercial_2030_SC A_MW_After Competition Groups_BEVERAGE VENDING MACHINE CONTROLS
Commercial | Com ¦ Elec Storage WH 2.30 Et | 2030 | SC A | MW | After Competition Groups | 1.6321 | 0 | 0 | 862.3025 | 0.0018927 | 38 | Commercial_2030_SC A_MW_After Competition Groups_38 | Elec Storage WH 2.30 Et | 0.1893% | 0 | 1.6321 | Commercial_2030_SC A_MW_After Competition Groups_Elec Storage WH 2.30 Et
Commercial | Com ¦ Temperature Adjustment in Commercial Freezers | 2030 | SC A | MW | After Competition Groups | 1.561 | 0 | 0 | 862.3025 | 0.0018103 | 39 | Commercial_2030_SC A_MW_After Competition Groups_39 | Temperature Adjustment in Commercial Freezers | 0.181% | 0 | 1.561 | Commercial_2030_SC A_MW_After Competition Groups_Temperature Adjustment in Commercial Freezers
Commercial | Com ¦ Vertical Night Covers | 2030 | SC A | MW | After Competition Groups | 1.2612 | 0 | 0 | 862.3025 | 0.0014626 | 40 | Commercial_2030_SC A_MW_After Competition Groups_40 | Vertical Night Covers | 0.1463% | 0 | 1.2612 | Commercial_2030_SC A_MW_After Competition Groups_Vertical Night Covers
Commercial | Com ¦ CO Sensors for parking garage exhaust fans | 2030 | SC A | MW | After Competition Groups | 1.2147 | 0 | 0 | 862.3025 | 0.0014087 | 41 | Commercial_2030_SC A_MW_After Competition Groups_41 | CO Sensors for parking garage exhaust fans | 0.1409% | 0 | 1.2147 | Commercial_2030_SC A_MW_After Competition Groups_CO Sensors for parking garage exhaust fans
Commercial | Com ¦ ENERGY STAR Fryer (84% eff) | 2030 | SC A | MW | After Competition Groups | 1.1554 | 0 | 0 | 862.3025 | 0.0013399 | 42 | Commercial_2030_SC A_MW_After Competition Groups_42 | ENERGY STAR Fryer (84% eff) | 0.134% | 0 | 1.1554 | Commercial_2030_SC A_MW_After Competition Groups_ENERGY STAR Fryer (84% eff)
Commercial | Com ¦ Energy Efficient Laboratory Fume Hood | 2030 | SC A | MW | After Competition Groups | 1.1448 | 0 | 0 | 862.3025 | 0.0013277 | 43 | Commercial_2030_SC A_MW_After Competition Groups_43 | Energy Efficient Laboratory Fume Hood | 0.1328% | 0 | 1.1448 | Commercial_2030_SC A_MW_After Competition Groups_Energy Efficient Laboratory Fume Hood
Commercial | Com ¦ Outside Air Economizer | 2030 | SC A | MW | After Competition Groups | 1.0335 | 0 | 0 | 862.3025 | 0.0011986 | 44 | Commercial_2030_SC A_MW_After Competition Groups_44 | Outside Air Economizer | 0.1199% | 0 | 1.0335 | Commercial_2030_SC A_MW_After Competition Groups_Outside Air Economizer
Commercial | Com ¦ Water Heating (DHW) Pipe Insulation (Add 3/4\ Foam)" | 2030 | SC A | MW | After Competition Groups | 0.99032 | 0 | 0 | 862.3025 | 0.0011485 | 45 | Commercial_2030_SC A_MW_After Competition Groups_45 | Water Heating (DHW) Pipe Insulation (Add 3/4\ Foam)" | 0.1148% | 0 | 0.99032 | Commercial_2030_SC A_MW_After Competition Groups_Water Heating (DHW) Pipe Insulation (Add 3/4\ Foam)"
Commercial | Com ¦ ENERGY STAR Steam Cookers | 2030 | SC A | MW | After Competition Groups | 0.74115 | 0 | 0 | 862.3025 | 0.00085951 | 46 | Commercial_2030_SC A_MW_After Competition Groups_46 | ENERGY STAR Steam Cookers | 0.08595% | 0 | 0.74115 | Commercial_2030_SC A_MW_After Competition Groups_ENERGY STAR Steam Cookers
Commercial | Com ¦ Suction Pipe Insulation Freezer/Refrigerator | 2030 | SC A | MW | After Competition Groups | 0.64835 | 0 | 0 | 862.3025 | 0.00075188 | 47 | Commercial_2030_SC A_MW_After Competition Groups_47 | Suction Pipe Insulation Freezer/Refrigerator | 0.07519% | 0 | 0.64835 | Commercial_2030_SC A_MW_After Competition Groups_Suction Pipe Insulation Freezer/Refrigerator
Commercial | Com ¦ Thermostat Setback | 2030 | SC A | MW | After Competition Groups | 0.6341 | 0 | 0 | 862.3025 | 0.00073536 | 48 | Commercial_2030_SC A_MW_After Competition Groups_48 | Thermostat Setback | 0.07354% | 0 | 0.6341 | Commercial_2030_SC A_MW_After Competition Groups_Thermostat Setback
Commercial | Com ¦ ENERGY STAR Dishwasher | 2030 | SC A | MW | After Competition Groups | 0.51605 | 0 | 0 | 862.3025 | 0.00059846 | 49 | Commercial_2030_SC A_MW_After Competition Groups_49 | ENERGY STAR Dishwasher | 0.05985% | 0 | 0.51605 | Commercial_2030_SC A_MW_After Competition Groups_ENERGY STAR Dishwasher
Commercial | Com ¦ Condensing Make Up Air Unit | 2030 | SC A | MW | After Competition Groups | 0.27742 | 0 | 0 | 862.3025 | 0.00032172 | 50 | Commercial_2030_SC A_MW_After Competition Groups_50 | Condensing Make Up Air Unit | 0.03217% | 0 | 0.27742 | Commercial_2030_SC A_MW_After Competition Groups_Condensing Make Up Air Unit
Commercial | Com ¦ Ozone Laundry Treatment | 2030 | SC A | MW | After Competition Groups | 0.26472 | 0 | 0 | 862.3025 | 0.00030699 | 51 | Commercial_2030_SC A_MW_After Competition Groups_51 | Ozone Laundry Treatment | 0.0307% | 0 | 0.26472 | Commercial_2030_SC A_MW_After Competition Groups_Ozone Laundry Treatment
Commercial | Com ¦ ECM MOTORS FOR HVAC APPLICATION (FAN-POWERED VAV BOX) | 2030 | SC A | MW | After Competition Groups | 0.15068 | 0 | 0 | 862.3025 | 0.00017474 | 52 | Commercial_2030_SC A_MW_After Competition Groups_52 | ECM MOTORS FOR HVAC APPLICATION (FAN-POWERED VAV BOX) | 0.01747% | 0 | 0.15068 | Commercial_2030_SC A_MW_After Competition Groups_ECM MOTORS FOR HVAC APPLICATION (FAN-POWERED VAV BOX)
Commercial | COM ¦ Ductless Mini-Split Heat Pumps | 2030 | SC A | MW | After Competition Groups | 0.14675 | 0 | 0 | 862.3025 | 0.00017019 | 53 | Commercial_2030_SC A_MW_After Competition Groups_53 | Ductless Mini-Split Heat Pumps | 0.01702% | 0 | 0.14675 | Commercial_2030_SC A_MW_After Competition Groups_Ductless Mini-Split Heat Pumps
Commercial | Com ¦ PTAC (12 EER/10,000 BTU) | 2030 | SC A | MW | After Competition Groups | 0.11007 | 0 | 0 | 862.3025 | 0.00012764 | 54 | Commercial_2030_SC A_MW_After Competition Groups_54 | PTAC (12 EER/10,000 BTU) | 0.01276% | 0 | 0.11007 | Commercial_2030_SC A_MW_After Competition Groups_PTAC (12 EER/10,000 BTU)
Commercial | Com ¦ CEE Tier 2/Energy Star Clothes Washers | 2030 | SC A | MW | After Competition Groups | 0.10415 | 0 | 0 | 862.3025 | 0.00012078 | 55 | Commercial_2030_SC A_MW_After Competition Groups_55 | CEE Tier 2/Energy Star Clothes Washers | 0.01208% | 0 | 0.10415 | Commercial_2030_SC A_MW_After Competition Groups_CEE Tier 2/Energy Star Clothes Washers
Commercial | Com ¦ HVAC Optimization | 2030 | SC A | MW | After Competition Groups | 0.084128 | 0 | 0 | 862.3025 | 9.7562e-05 | 56 | Commercial_2030_SC A_MW_After Competition Groups_56 | HVAC Optimization | 0.009756% | 0 | 0.084128 | Commercial_2030_SC A_MW_After Competition Groups_HVAC Optimization
Commercial | Com ¦ Auto Off Time Switch or Time Clock control | 2030 | SC A | MW | After Competition Groups | 0.076121 | 0 | 0 | 862.3025 | 8.8276e-05 | 57 | Commercial_2030_SC A_MW_After Competition Groups_57 | Auto Off Time Switch or Time Clock control | 0.008828% | 0 | 0.076121 | Commercial_2030_SC A_MW_After Competition Groups_Auto Off Time Switch or Time Clock control
Commercial | Com ¦ Notched V belts for HVAC Systems | 2030 | SC A | MW | After Competition Groups | 0.072487 | 0 | 0 | 862.3025 | 8.4062e-05 | 58 | Commercial_2030_SC A_MW_After Competition Groups_58 | Notched V belts for HVAC Systems | 0.008406% | 0 | 0.072487 | Commercial_2030_SC A_MW_After Competition Groups_Notched V belts for HVAC Systems
Commercial | Com ¦ Solar Water Preheat (Pools/DHW) | 2030 | SC A | MW | After Competition Groups | 0.068641 | 0 | 0 | 862.3025 | 7.9602e-05 | 59 | Commercial_2030_SC A_MW_After Competition Groups_59 | Solar Water Preheat (Pools/DHW) | 0.00796% | 0 | 0.068641 | Commercial_2030_SC A_MW_After Competition Groups_Solar Water Preheat (Pools/DHW)
Commercial | Com ¦ Demand controlled Circulating Systems | 2030 | SC A | MW | After Competition Groups | 0.067433 | 0 | 0 | 862.3025 | 7.8201e-05 | 60 | Commercial_2030_SC A_MW_After Competition Groups_60 | Demand controlled Circulating Systems | 0.00782% | 0 | 0.067433 | Commercial_2030_SC A_MW_After Competition Groups_Demand controlled Circulating Systems
Commercial | Com ¦ Low Flow Pre-Rinse Spray Nozzle | 2030 | SC A | MW | After Competition Groups | 0.057912 | 0 | 0 | 862.3025 | 6.7159e-05 | 61 | Commercial_2030_SC A_MW_After Competition Groups_61 | Low Flow Pre-Rinse Spray Nozzle | 0.006716% | 0 | 0.057912 | Commercial_2030_SC A_MW_After Competition Groups_Low Flow Pre-Rinse Spray Nozzle
Commercial | Com ¦ Commercial Hot Food Holding Cabinets | 2030 | SC A | MW | After Competition Groups | 0.040653 | 0 | 0 | 862.3025 | 4.7144e-05 | 62 | Commercial_2030_SC A_MW_After Competition Groups_62 | Commercial Hot Food Holding Cabinets | 0.004714% | 0 | 0.040653 | Commercial_2030_SC A_MW_After Competition Groups_Commercial Hot Food Holding Cabinets
Commercial | Com ¦ Wall Insulation | 2030 | SC A | MW | After Competition Groups | 0.023097 | 0 | 0 | 862.3025 | 2.6786e-05 | 63 | Commercial_2030_SC A_MW_After Competition Groups_63 | Wall Insulation | 0.002679% | 0 | 0.023097 | Commercial_2030_SC A_MW_After Competition Groups_Wall Insulation
Commercial | Com ¦ Condensing Unit Heaters or other Efficient Unit Heating System | 2030 | SC A | MW | After Competition Groups | 0.022288 | 0 | 0 | 862.3025 | 2.5847e-05 | 64 | Commercial_2030_SC A_MW_After Competition Groups_64 | Condensing Unit Heaters or other Efficient Unit Heating System | 0.002585% | 0 | 0.022288 | Commercial_2030_SC A_MW_After Competition Groups_Condensing Unit Heaters or other Efficient Unit Heating System
Commercial | Com ¦ LED RECESSED DOWNLIGHTS | 2030 | SC A | MW | After Competition Groups | 0.020228 | 0 | 0 | 862.3025 | 2.3458e-05 | 65 | Commercial_2030_SC A_MW_After Competition Groups_65 | LED RECESSED DOWNLIGHTS | 0.002346% | 0 | 0.020228 | Commercial_2030_SC A_MW_After Competition Groups_LED RECESSED DOWNLIGHTS
Commercial | Com ¦ Air Curtains | 2030 | SC A | MW | After Competition Groups | 0.016751 | 0 | 0 | 862.3025 | 1.9425e-05 | 66 | Commercial_2030_SC A_MW_After Competition Groups_66 | Air Curtains | 0.001943% | 0 | 0.016751 | Commercial_2030_SC A_MW_After Competition Groups_Air Curtains
Commercial | Com ¦ VSD Air Compressor | 2030 | SC A | MW | After Competition Groups | 0.016683 | 0 | 0 | 862.3025 | 1.9348e-05 | 67 | Commercial_2030_SC A_MW_After Competition Groups_67 | VSD Air Compressor | 0.001935% | 0 | 0.016683 | Commercial_2030_SC A_MW_After Competition Groups_VSD Air Compressor
Commercial | Com ¦ High Efficiency Small Instantaneous Water Heater | 2030 | SC A | MW | After Competition Groups | 0.013246 | 0 | 0 | 862.3025 | 1.5362e-05 | 68 | Commercial_2030_SC A_MW_After Competition Groups_68 | High Efficiency Small Instantaneous Water Heater | 0.001536% | 0 | 0.013246 | Commercial_2030_SC A_MW_After Competition Groups_High Efficiency Small Instantaneous Water Heater
Commercial | Com ¦ Room AC (w/ louvered sides) 14 SEER from 12 SEER code | 2030 | SC A | MW | After Competition Groups | 0.013163 | 0 | 0 | 862.3025 | 1.5265e-05 | 69 | Commercial_2030_SC A_MW_After Competition Groups_69 | Room AC (w/ louvered sides) 14 SEER from 12 SEER code | 0.001526% | 0 | 0.013163 | Commercial_2030_SC A_MW_After Competition Groups_Room AC (w/ louvered sides) 14 SEER from 12 SEER code
Commercial | Com ¦ Energy Recovery Ventilation and Ventilation (Enhanced) | 2030 | SC A | MW | After Competition Groups | 0.0064765 | 0 | 0 | 862.3025 | 7.5108e-06 | 70 | Commercial_2030_SC A_MW_After Competition Groups_70 | Energy Recovery Ventilation and Ventilation (Enhanced) | 0.0007511% | 0 | 0.0064765 | Commercial_2030_SC A_MW_After Competition Groups_Energy Recovery Ventilation and Ventilation (Enhanced)
Commercial | Com ¦ LLLC - Low Impact Application | 2030 | SC A | MW | After Competition Groups | 0.0032304 | 0 | 0 | 862.3025 | 3.7463e-06 | 71 | Commercial_2030_SC A_MW_After Competition Groups_71 | LLLC - Low Impact Application | 0.0003746% | 0 | 0.0032304 | Commercial_2030_SC A_MW_After Competition Groups_LLLC - Low Impact Application
Commercial | Com ¦ High Efficiency Chiller (avg of water and air cooled) | 2030 | SC A | MW | After Competition Groups | 0.0031148 | 0 | 0 | 862.3025 | 3.6122e-06 | 72 | Commercial_2030_SC A_MW_After Competition Groups_72 | High Efficiency Chiller (avg of water and air cooled) | 0.0003612% | 0 | 0.0031148 | Commercial_2030_SC A_MW_After Competition Groups_High Efficiency Chiller (avg of water and air cooled)
Commercial | Com ¦ LLLC - High Impact Application | 2030 | SC A | MW | After Competition Groups | 0.0029085 | 0 | 0 | 862.3025 | 3.3729e-06 | 73 | Commercial_2030_SC A_MW_After Competition Groups_73 | LLLC - High Impact Application | 0.0003373% | 0 | 0.0029085 | Commercial_2030_SC A_MW_After Competition Groups_LLLC - High Impact Application
Commercial | Com ¦ Efficient compressor motor | 2030 | SC A | MW | After Competition Groups | 0.0027538 | 0 | 0 | 862.3025 | 3.1935e-06 | 74 | Commercial_2030_SC A_MW_After Competition Groups_74 | Efficient compressor motor | 0.0003194% | 0 | 0.0027538 | Commercial_2030_SC A_MW_After Competition Groups_Efficient compressor motor
Commercial | Com ¦ EC Plug Fan for Data Center (under cabinet) | 2030 | SC A | MW | After Competition Groups | 0.0023453 | 0 | 0 | 862.3025 | 2.7198e-06 | 75 | Commercial_2030_SC A_MW_After Competition Groups_75 | EC Plug Fan for Data Center (under cabinet) | 0.000272% | 0 | 0.0023453 | Commercial_2030_SC A_MW_After Competition Groups_EC Plug Fan for Data Center (under cabinet)
Commercial | Com ¦ Electric Convection Combination Ovens | 2030 | SC A | MW | After Competition Groups | 0.00026812 | 0 | 0 | 862.3025 | 3.1094e-07 | 76 | Commercial_2030_SC A_MW_After Competition Groups_76 | Electric Convection Combination Ovens | 3.109e-05% | 0 | 0.00026812 | Commercial_2030_SC A_MW_After Competition Groups_Electric Convection Combination Ovens
Commercial | Com ¦ Networked/Connected - High Impact Application | 2030 | SC A | MW | After Competition Groups | 6.1734e-05 | 0 | 0 | 862.3025 | 7.1593e-08 | 77 | Commercial_2030_SC A_MW_After Competition Groups_77 | Networked/Connected - High Impact Application | 7.159e-06% | 0 | 6.1734e-05 | Commercial_2030_SC A_MW_After Competition Groups_Networked/Connected - High Impact Application
Commercial | Com ¦ Networked/Connected - Low Impact Application | 2030 | SC A | MW | After Competition Groups | 2.8359e-06 | 0 | 0 | 862.3025 | 3.2887e-09 | 78 | Commercial_2030_SC A_MW_After Competition Groups_78 | Networked/Connected - Low Impact Application | 3.289e-07% | 0 | 2.8359e-06 | Commercial_2030_SC A_MW_After Competition Groups_Networked/Connected - Low Impact Application
Commercial | Com ¦ Indoor Daylight Sensors/Photocell Dimming Control | 2030 | SC A | MW | After Competition Groups | 0 | 0 | 0 | 862.3025 | 0 | 79 | Commercial_2030_SC A_MW_After Competition Groups_79 | Indoor Daylight Sensors/Photocell Dimming Control | 0% | 0 | 0 | Commercial_2030_SC A_MW_After Competition Groups_Indoor Daylight Sensors/Photocell Dimming Control
Commercial | Com ¦ Variable Refrigerant Flow Heat Pump | 2030 | SC A | MW | After Competition Groups | 0 | 0 | 0 | 862.3025 | 0 | 80 | Commercial_2030_SC A_MW_After Competition Groups_80 | Variable Refrigerant Flow Heat Pump | 0% | 0 | 0 | Commercial_2030_SC A_MW_After Competition Groups_Variable Refrigerant Flow Heat Pump
Commercial | Com ¦ Education and Capacity Building/Energy Behavior | 2030 | SC B | MW | After Competition Groups | 174.77 | 0 | 0 | 1281.5459 | 0.13637 | 1 | Commercial_2030_SC B_MW_After Competition Groups_1 | Education and Capacity Building/Energy Behavior | 13.64% | 0 | 174.77 | Commercial_2030_SC B_MW_After Competition Groups_Education and Capacity Building/Energy Behavior
Commercial | Com ¦ LED Low/High Bay | 2030 | SC B | MW | After Competition Groups | 135.4343 | 0 | 0 | 1281.5459 | 0.10568 | 2 | Commercial_2030_SC B_MW_After Competition Groups_2 | LED Low/High Bay | 10.57% | 0 | 135.4343 | Commercial_2030_SC B_MW_After Competition Groups_LED Low/High Bay
Commercial | Com ¦ LED Troffer/Surface/Suspended | 2030 | SC B | MW | After Competition Groups | 114.0673 | 0 | 0 | 1281.5459 | 0.089008 | 3 | Commercial_2030_SC B_MW_After Competition Groups_3 | LED Troffer/Surface/Suspended | 8.901% | 0 | 114.0673 | Commercial_2030_SC B_MW_After Competition Groups_LED Troffer/Surface/Suspended
Commercial | Com ¦ ENERGY STAR LED LAMPS (REFLECTOR LAMPs/MR16/PAR 16) | 2030 | SC B | MW | After Competition Groups | 113.3934 | 0 | 0 | 1281.5459 | 0.088482 | 4 | Commercial_2030_SC B_MW_After Competition Groups_4 | ENERGY STAR LED LAMPS (REFLECTOR LAMPs/MR16/PAR 16) | 8.848% | 0 | 113.3934 | Commercial_2030_SC B_MW_After Competition Groups_ENERGY STAR LED LAMPS (REFLECTOR LAMPs/MR16/PAR 16)
Commercial | Com ¦ Building Recommissioning, Operations and Maintenance (O&M) Improvements | 2030 | SC B | MW | After Competition Groups | 94.6095 | 0 | 0 | 1281.5459 | 0.073824 | 5 | Commercial_2030_SC B_MW_After Competition Groups_5 | Building Recommissioning, Operations and Maintenance (O&M) Improvements | 7.382% | 0 | 94.6095 | Commercial_2030_SC B_MW_After Competition Groups_Building Recommissioning, Operations and Maintenance (O&M) Improvements
Commercial | Com ¦ LED Replacement Lamp (Tube) | 2030 | SC B | MW | After Competition Groups | 64.0944 | 0 | 0 | 1281.5459 | 0.050013 | 6 | Commercial_2030_SC B_MW_After Competition Groups_6 | LED Replacement Lamp (Tube) | 5.001% | 0 | 64.0944 | Commercial_2030_SC B_MW_After Competition Groups_LED Replacement Lamp (Tube)
Commercial | Com ¦ High Efficiency Air Source Heat Pump | 2030 | SC B | MW | After Competition Groups | 56.1502 | 0 | 0 | 1281.5459 | 0.043814 | 7 | Commercial_2030_SC B_MW_After Competition Groups_7 | High Efficiency Air Source Heat Pump | 4.381% | 0 | 56.1502 | Commercial_2030_SC B_MW_After Competition Groups_High Efficiency Air Source Heat Pump
Commercial | Com ¦ Unitary Air-Conditioning Unit | 2030 | SC B | MW | After Competition Groups | 55.2587 | 0 | 0 | 1281.5459 | 0.043119 | 8 | Commercial_2030_SC B_MW_After Competition Groups_8 | Unitary Air-Conditioning Unit | 4.312% | 0 | 55.2587 | Commercial_2030_SC B_MW_After Competition Groups_Unitary Air-Conditioning Unit
Commercial | Com ¦ Advanced BAS/Controllers | 2030 | SC B | MW | After Competition Groups | 44.4871 | 0 | 0 | 1281.5459 | 0.034714 | 9 | Commercial_2030_SC B_MW_After Competition Groups_9 | Advanced BAS/Controllers | 3.471% | 0 | 44.4871 | Commercial_2030_SC B_MW_After Competition Groups_Advanced BAS/Controllers
Commercial | Com ¦ Adaptive Thermostats | 2030 | SC B | MW | After Competition Groups | 35.2871 | 0 | 0 | 1281.5459 | 0.027535 | 10 | Commercial_2030_SC B_MW_After Competition Groups_10 | Adaptive Thermostats | 2.753% | 0 | 35.2871 | Commercial_2030_SC B_MW_After Competition Groups_Adaptive Thermostats
Commercial | Com ¦ Furnace Tune-Up | 2030 | SC B | MW | After Competition Groups | 27.6877 | 0 | 0 | 1281.5459 | 0.021605 | 11 | Commercial_2030_SC B_MW_After Competition Groups_11 | Furnace Tune-Up | 2.16% | 0 | 27.6877 | Commercial_2030_SC B_MW_After Competition Groups_Furnace Tune-Up
Commercial | Com ¦ Data Center Storage/Server Virtualization | 2030 | SC B | MW | After Competition Groups | 27.5558 | 0 | 0 | 1281.5459 | 0.021502 | 12 | Commercial_2030_SC B_MW_After Competition Groups_12 | Data Center Storage/Server Virtualization | 2.15% | 0 | 27.5558 | Commercial_2030_SC B_MW_After Competition Groups_Data Center Storage/Server Virtualization
Commercial | Com ¦ Strip Curtains | 2030 | SC B | MW | After Competition Groups | 27.1946 | 0 | 0 | 1281.5459 | 0.02122 | 13 | Commercial_2030_SC B_MW_After Competition Groups_13 | Strip Curtains | 2.122% | 0 | 27.1946 | Commercial_2030_SC B_MW_After Competition Groups_Strip Curtains
Commercial | Com ¦ Refrigerated Display Case Doors | 2030 | SC B | MW | After Competition Groups | 26.0271 | 0 | 0 | 1281.5459 | 0.020309 | 14 | Commercial_2030_SC B_MW_After Competition Groups_14 | Refrigerated Display Case Doors | 2.031% | 0 | 26.0271 | Commercial_2030_SC B_MW_After Competition Groups_Refrigerated Display Case Doors
Commercial | Com ¦ Demand Control Ventilation | 2030 | SC B | MW | After Competition Groups | 23.7284 | 0 | 0 | 1281.5459 | 0.018515 | 15 | Commercial_2030_SC B_MW_After Competition Groups_15 | Demand Control Ventilation | 1.852% | 0 | 23.7284 | Commercial_2030_SC B_MW_After Competition Groups_Demand Control Ventilation
Commercial | Com ¦ LED or Equivalent Sign Lighting | 2030 | SC B | MW | After Competition Groups | 23.4884 | 0 | 0 | 1281.5459 | 0.018328 | 16 | Commercial_2030_SC B_MW_After Competition Groups_16 | LED or Equivalent Sign Lighting | 1.833% | 0 | 23.4884 | Commercial_2030_SC B_MW_After Competition Groups_LED or Equivalent Sign Lighting
Commercial | Com ¦ Reach-in Shaded Pole to ECM/PSC Evaporator Fan Motor | 2030 | SC B | MW | After Competition Groups | 22.7245 | 0 | 0 | 1281.5459 | 0.017732 | 17 | Commercial_2030_SC B_MW_After Competition Groups_17 | Reach-in Shaded Pole to ECM/PSC Evaporator Fan Motor | 1.773% | 0 | 22.7245 | Commercial_2030_SC B_MW_After Competition Groups_Reach-in Shaded Pole to ECM/PSC Evaporator Fan Motor
Commercial | Com ¦ Variable Frequency Drive (VFD) | 2030 | SC B | MW | After Competition Groups | 19.3804 | 0 | 0 | 1281.5459 | 0.015123 | 18 | Commercial_2030_SC B_MW_After Competition Groups_18 | Variable Frequency Drive (VFD) | 1.512% | 0 | 19.3804 | Commercial_2030_SC B_MW_After Competition Groups_Variable Frequency Drive (VFD)
Commercial | Com ¦ Centrally controlled desktop PC/NETWORK PC POWER MANAGEMENT SOFTWARE | 2030 | SC B | MW | After Competition Groups | 18.5868 | 0 | 0 | 1281.5459 | 0.014503 | 19 | Commercial_2030_SC B_MW_After Competition Groups_19 | Centrally controlled desktop PC/NETWORK PC POWER MANAGEMENT SOFTWARE | 1.45% | 0 | 18.5868 | Commercial_2030_SC B_MW_After Competition Groups_Centrally controlled desktop PC/NETWORK PC POWER MANAGEMENT SOFTWARE
Commercial | Com ¦ VFD on Pumps | 2030 | SC B | MW | After Competition Groups | 18.1191 | 0 | 0 | 1281.5459 | 0.014138 | 20 | Commercial_2030_SC B_MW_After Competition Groups_20 | VFD on Pumps | 1.414% | 0 | 18.1191 | Commercial_2030_SC B_MW_After Competition Groups_VFD on Pumps
Commercial | Com ¦ Air Handler with Dedicated Outdoor Air Systems | 2030 | SC B | MW | After Competition Groups | 14.6945 | 0 | 0 | 1281.5459 | 0.011466 | 21 | Commercial_2030_SC B_MW_After Competition Groups_21 | Air Handler with Dedicated Outdoor Air Systems | 1.147% | 0 | 14.6945 | Commercial_2030_SC B_MW_After Competition Groups_Air Handler with Dedicated Outdoor Air Systems
Commercial | Com ¦ Chilled Water Optimization | 2030 | SC B | MW | After Competition Groups | 14.2246 | 0 | 0 | 1281.5459 | 0.0111 | 22 | Commercial_2030_SC B_MW_After Competition Groups_22 | Chilled Water Optimization | 1.11% | 0 | 14.2246 | Commercial_2030_SC B_MW_After Competition Groups_Chilled Water Optimization
Commercial | Com ¦ ENERGY STAR LED LAMPS (General Service Lamps) | 2030 | SC B | MW | After Competition Groups | 14.1066 | 0 | 0 | 1281.5459 | 0.011008 | 23 | Commercial_2030_SC B_MW_After Competition Groups_23 | ENERGY STAR LED LAMPS (General Service Lamps) | 1.101% | 0 | 14.1066 | Commercial_2030_SC B_MW_After Competition Groups_ENERGY STAR LED LAMPS (General Service Lamps)
Commercial | Com ¦ Refrigerated Display Case LED | 2030 | SC B | MW | After Competition Groups | 13.1093 | 0 | 0 | 1281.5459 | 0.010229 | 24 | Commercial_2030_SC B_MW_After Competition Groups_24 | Refrigerated Display Case LED | 1.023% | 0 | 13.1093 | Commercial_2030_SC B_MW_After Competition Groups_Refrigerated Display Case LED
Commercial | Com ¦ ECM MOTORS FOR EVAPORATOR FANS for refrigeration (WALK-IN) | 2030 | SC B | MW | After Competition Groups | 10.0068 | 0 | 0 | 1281.5459 | 0.0078084 | 25 | Commercial_2030_SC B_MW_After Competition Groups_25 | ECM MOTORS FOR EVAPORATOR FANS for refrigeration (WALK-IN) | 0.7808% | 0 | 10.0068 | Commercial_2030_SC B_MW_After Competition Groups_ECM MOTORS FOR EVAPORATOR FANS for refrigeration (WALK-IN)
Commercial | Com ¦ Door Gasket Freezer/Refrigerator | 2030 | SC B | MW | After Competition Groups | 8.7652 | 0 | 0 | 1281.5459 | 0.0068396 | 26 | Commercial_2030_SC B_MW_After Competition Groups_26 | Door Gasket Freezer/Refrigerator | 0.684% | 0 | 8.7652 | Commercial_2030_SC B_MW_After Competition Groups_Door Gasket Freezer/Refrigerator
Commercial | Com ¦ Freezer Case Light Sensor | 2030 | SC B | MW | After Competition Groups | 8.6452 | 0 | 0 | 1281.5459 | 0.0067459 | 27 | Commercial_2030_SC B_MW_After Competition Groups_27 | Freezer Case Light Sensor | 0.6746% | 0 | 8.6452 | Commercial_2030_SC B_MW_After Competition Groups_Freezer Case Light Sensor
Commercial | Com ¦ Evaporator Fan Controls | 2030 | SC B | MW | After Competition Groups | 8.4227 | 0 | 0 | 1281.5459 | 0.0065723 | 28 | Commercial_2030_SC B_MW_After Competition Groups_28 | Evaporator Fan Controls | 0.6572% | 0 | 8.4227 | Commercial_2030_SC B_MW_After Competition Groups_Evaporator Fan Controls
Commercial | Com ¦ Demand Control Kitchen Ventilation | 2030 | SC B | MW | After Competition Groups | 7.487 | 0 | 0 | 1281.5459 | 0.0058422 | 29 | Commercial_2030_SC B_MW_After Competition Groups_29 | Demand Control Kitchen Ventilation | 0.5842% | 0 | 7.487 | Commercial_2030_SC B_MW_After Competition Groups_Demand Control Kitchen Ventilation
Commercial | Com ¦ LED EXTERIOR AREA LIGHTS - LED fixture (200W) | 2030 | SC B | MW | After Competition Groups | 5.9813 | 0 | 0 | 1281.5459 | 0.0046672 | 30 | Commercial_2030_SC B_MW_After Competition Groups_30 | LED EXTERIOR AREA LIGHTS - LED fixture (200W) | 0.4667% | 0 | 5.9813 | Commercial_2030_SC B_MW_After Competition Groups_LED EXTERIOR AREA LIGHTS - LED fixture (200W)
Commercial | Com ¦ LED parking lot fixture | 2030 | SC B | MW | After Competition Groups | 5.7601 | 0 | 0 | 1281.5459 | 0.0044946 | 31 | Commercial_2030_SC B_MW_After Competition Groups_31 | LED parking lot fixture | 0.4495% | 0 | 5.7601 | Commercial_2030_SC B_MW_After Competition Groups_LED parking lot fixture
Commercial | Com ¦ Duct Insulation, R8 | 2030 | SC B | MW | After Competition Groups | 5.1104 | 0 | 0 | 1281.5459 | 0.0039877 | 32 | Commercial_2030_SC B_MW_After Competition Groups_32 | Duct Insulation, R8 | 0.3988% | 0 | 5.1104 | Commercial_2030_SC B_MW_After Competition Groups_Duct Insulation, R8
Commercial | Com ¦ Water Source Heat Pump (4 ton) | 2030 | SC B | MW | After Competition Groups | 4.5162 | 0 | 0 | 1281.5459 | 0.003524 | 33 | Commercial_2030_SC B_MW_After Competition Groups_33 | Water Source Heat Pump (4 ton) | 0.3524% | 0 | 4.5162 | Commercial_2030_SC B_MW_After Competition Groups_Water Source Heat Pump (4 ton)
Commercial | Com ¦ ENERGY STAR Griddle (74% eff) | 2030 | SC B | MW | After Competition Groups | 3.9103 | 0 | 0 | 1281.5459 | 0.0030512 | 34 | Commercial_2030_SC B_MW_After Competition Groups_34 | ENERGY STAR Griddle (74% eff) | 0.3051% | 0 | 3.9103 | Commercial_2030_SC B_MW_After Competition Groups_ENERGY STAR Griddle (74% eff)
Commercial | Com ¦ LED street light fixture | 2030 | SC B | MW | After Competition Groups | 3.5767 | 0 | 0 | 1281.5459 | 0.0027909 | 35 | Commercial_2030_SC B_MW_After Competition Groups_35 | LED street light fixture | 0.2791% | 0 | 3.5767 | Commercial_2030_SC B_MW_After Competition Groups_LED street light fixture
Commercial | Com ¦ BEVERAGE VENDING MACHINE CONTROLS | 2030 | SC B | MW | After Competition Groups | 3.3567 | 0 | 0 | 1281.5459 | 0.0026193 | 36 | Commercial_2030_SC B_MW_After Competition Groups_36 | BEVERAGE VENDING MACHINE CONTROLS | 0.2619% | 0 | 3.3567 | Commercial_2030_SC B_MW_After Competition Groups_BEVERAGE VENDING MACHINE CONTROLS
Commercial | Com ¦ Temperature Adjustment in Commercial Freezers | 2030 | SC B | MW | After Competition Groups | 3.0808 | 0 | 0 | 1281.5459 | 0.002404 | 37 | Commercial_2030_SC B_MW_After Competition Groups_37 | Temperature Adjustment in Commercial Freezers | 0.2404% | 0 | 3.0808 | Commercial_2030_SC B_MW_After Competition Groups_Temperature Adjustment in Commercial Freezers
Commercial | Com ¦ Occupancy Sensors | 2030 | SC B | MW | After Competition Groups | 3.0475 | 0 | 0 | 1281.5459 | 0.002378 | 38 | Commercial_2030_SC B_MW_After Competition Groups_38 | Occupancy Sensors | 0.2378% | 0 | 3.0475 | Commercial_2030_SC B_MW_After Competition Groups_Occupancy Sensors
Commercial | Com ¦ Elec Storage WH 2.30 Et | 2030 | SC B | MW | After Competition Groups | 3.0055 | 0 | 0 | 1281.5459 | 0.0023452 | 39 | Commercial_2030_SC B_MW_After Competition Groups_39 | Elec Storage WH 2.30 Et | 0.2345% | 0 | 3.0055 | Commercial_2030_SC B_MW_After Competition Groups_Elec Storage WH 2.30 Et
Commercial | Com ¦ Vertical Night Covers | 2030 | SC B | MW | After Competition Groups | 2.5465 | 0 | 0 | 1281.5459 | 0.001987 | 40 | Commercial_2030_SC B_MW_After Competition Groups_40 | Vertical Night Covers | 0.1987% | 0 | 2.5465 | Commercial_2030_SC B_MW_After Competition Groups_Vertical Night Covers
Commercial | Com ¦ CO Sensors for parking garage exhaust fans | 2030 | SC B | MW | After Competition Groups | 2.5299 | 0 | 0 | 1281.5459 | 0.0019741 | 41 | Commercial_2030_SC B_MW_After Competition Groups_41 | CO Sensors for parking garage exhaust fans | 0.1974% | 0 | 2.5299 | Commercial_2030_SC B_MW_After Competition Groups_CO Sensors for parking garage exhaust fans
Commercial | Com ¦ Energy Efficient Laboratory Fume Hood | 2030 | SC B | MW | After Competition Groups | 2.4365 | 0 | 0 | 1281.5459 | 0.0019012 | 42 | Commercial_2030_SC B_MW_After Competition Groups_42 | Energy Efficient Laboratory Fume Hood | 0.1901% | 0 | 2.4365 | Commercial_2030_SC B_MW_After Competition Groups_Energy Efficient Laboratory Fume Hood
Commercial | Com ¦ Water Heating (DHW) Pipe Insulation (Add 3/4\ Foam)" | 2030 | SC B | MW | After Competition Groups | 1.9489 | 0 | 0 | 1281.5459 | 0.0015207 | 43 | Commercial_2030_SC B_MW_After Competition Groups_43 | Water Heating (DHW) Pipe Insulation (Add 3/4\ Foam)" | 0.1521% | 0 | 1.9489 | Commercial_2030_SC B_MW_After Competition Groups_Water Heating (DHW) Pipe Insulation (Add 3/4\ Foam)"
Commercial | Com ¦ Outside Air Economizer | 2030 | SC B | MW | After Competition Groups | 1.6666 | 0 | 0 | 1281.5459 | 0.0013004 | 44 | Commercial_2030_SC B_MW_After Competition Groups_44 | Outside Air Economizer | 0.13% | 0 | 1.6666 | Commercial_2030_SC B_MW_After Competition Groups_Outside Air Economizer
Commercial | Com ¦ Suction Pipe Insulation Freezer/Refrigerator | 2030 | SC B | MW | After Competition Groups | 1.3245 | 0 | 0 | 1281.5459 | 0.0010335 | 45 | Commercial_2030_SC B_MW_After Competition Groups_45 | Suction Pipe Insulation Freezer/Refrigerator | 0.1034% | 0 | 1.3245 | Commercial_2030_SC B_MW_After Competition Groups_Suction Pipe Insulation Freezer/Refrigerator
Commercial | Com ¦ ENERGY STAR Fryer (84% eff) | 2030 | SC B | MW | After Competition Groups | 1.1554 | 0 | 0 | 1281.5459 | 0.00090153 | 46 | Commercial_2030_SC B_MW_After Competition Groups_46 | ENERGY STAR Fryer (84% eff) | 0.09015% | 0 | 1.1554 | Commercial_2030_SC B_MW_After Competition Groups_ENERGY STAR Fryer (84% eff)
Commercial | Com ¦ ENERGY STAR Steam Cookers | 2030 | SC B | MW | After Competition Groups | 0.74115 | 0 | 0 | 1281.5459 | 0.00057832 | 47 | Commercial_2030_SC B_MW_After Competition Groups_47 | ENERGY STAR Steam Cookers | 0.05783% | 0 | 0.74115 | Commercial_2030_SC B_MW_After Competition Groups_ENERGY STAR Steam Cookers
Commercial | Com ¦ Thermostat Setback | 2030 | SC B | MW | After Competition Groups | 0.64037 | 0 | 0 | 1281.5459 | 0.00049968 | 48 | Commercial_2030_SC B_MW_After Competition Groups_48 | Thermostat Setback | 0.04997% | 0 | 0.64037 | Commercial_2030_SC B_MW_After Competition Groups_Thermostat Setback
Commercial | Com ¦ Ozone Laundry Treatment | 2030 | SC B | MW | After Competition Groups | 0.62746 | 0 | 0 | 1281.5459 | 0.00048961 | 49 | Commercial_2030_SC B_MW_After Competition Groups_49 | Ozone Laundry Treatment | 0.04896% | 0 | 0.62746 | Commercial_2030_SC B_MW_After Competition Groups_Ozone Laundry Treatment
Commercial | Com ¦ ENERGY STAR Dishwasher | 2030 | SC B | MW | After Competition Groups | 0.59857 | 0 | 0 | 1281.5459 | 0.00046707 | 50 | Commercial_2030_SC B_MW_After Competition Groups_50 | ENERGY STAR Dishwasher | 0.04671% | 0 | 0.59857 | Commercial_2030_SC B_MW_After Competition Groups_ENERGY STAR Dishwasher
Commercial | Com ¦ Condensing Make Up Air Unit | 2030 | SC B | MW | After Competition Groups | 0.55517 | 0 | 0 | 1281.5459 | 0.0004332 | 51 | Commercial_2030_SC B_MW_After Competition Groups_51 | Condensing Make Up Air Unit | 0.04332% | 0 | 0.55517 | Commercial_2030_SC B_MW_After Competition Groups_Condensing Make Up Air Unit
Commercial | Com ¦ PTAC (12 EER/10,000 BTU) | 2030 | SC B | MW | After Competition Groups | 0.26276 | 0 | 0 | 1281.5459 | 0.00020503 | 52 | Commercial_2030_SC B_MW_After Competition Groups_52 | PTAC (12 EER/10,000 BTU) | 0.0205% | 0 | 0.26276 | Commercial_2030_SC B_MW_After Competition Groups_PTAC (12 EER/10,000 BTU)
Commercial | Com ¦ ECM MOTORS FOR HVAC APPLICATION (FAN-POWERED VAV BOX) | 2030 | SC B | MW | After Competition Groups | 0.25955 | 0 | 0 | 1281.5459 | 0.00020253 | 53 | Commercial_2030_SC B_MW_After Competition Groups_53 | ECM MOTORS FOR HVAC APPLICATION (FAN-POWERED VAV BOX) | 0.02025% | 0 | 0.25955 | Commercial_2030_SC B_MW_After Competition Groups_ECM MOTORS FOR HVAC APPLICATION (FAN-POWERED VAV BOX)
Commercial | COM ¦ Ductless Mini-Split Heat Pumps | 2030 | SC B | MW | After Competition Groups | 0.20074 | 0 | 0 | 1281.5459 | 0.00015664 | 54 | Commercial_2030_SC B_MW_After Competition Groups_54 | Ductless Mini-Split Heat Pumps | 0.01566% | 0 | 0.20074 | Commercial_2030_SC B_MW_After Competition Groups_Ductless Mini-Split Heat Pumps
Commercial | Com ¦ Solar Water Preheat (Pools/DHW) | 2030 | SC B | MW | After Competition Groups | 0.15382 | 0 | 0 | 1281.5459 | 0.00012003 | 55 | Commercial_2030_SC B_MW_After Competition Groups_55 | Solar Water Preheat (Pools/DHW) | 0.012% | 0 | 0.15382 | Commercial_2030_SC B_MW_After Competition Groups_Solar Water Preheat (Pools/DHW)
Commercial | Com ¦ Auto Off Time Switch or Time Clock control | 2030 | SC B | MW | After Competition Groups | 0.14645 | 0 | 0 | 1281.5459 | 0.00011427 | 56 | Commercial_2030_SC B_MW_After Competition Groups_56 | Auto Off Time Switch or Time Clock control | 0.01143% | 0 | 0.14645 | Commercial_2030_SC B_MW_After Competition Groups_Auto Off Time Switch or Time Clock control
Commercial | Com ¦ Notched V belts for HVAC Systems | 2030 | SC B | MW | After Competition Groups | 0.13383 | 0 | 0 | 1281.5459 | 0.00010443 | 57 | Commercial_2030_SC B_MW_After Competition Groups_57 | Notched V belts for HVAC Systems | 0.01044% | 0 | 0.13383 | Commercial_2030_SC B_MW_After Competition Groups_Notched V belts for HVAC Systems
Commercial | Com ¦ Demand controlled Circulating Systems | 2030 | SC B | MW | After Competition Groups | 0.12852 | 0 | 0 | 1281.5459 | 0.00010029 | 58 | Commercial_2030_SC B_MW_After Competition Groups_58 | Demand controlled Circulating Systems | 0.01003% | 0 | 0.12852 | Commercial_2030_SC B_MW_After Competition Groups_Demand controlled Circulating Systems
Commercial | Com ¦ CEE Tier 2/Energy Star Clothes Washers | 2030 | SC B | MW | After Competition Groups | 0.12377 | 0 | 0 | 1281.5459 | 9.6576e-05 | 59 | Commercial_2030_SC B_MW_After Competition Groups_59 | CEE Tier 2/Energy Star Clothes Washers | 0.009658% | 0 | 0.12377 | Commercial_2030_SC B_MW_After Competition Groups_CEE Tier 2/Energy Star Clothes Washers
Commercial | Com ¦ HVAC Optimization | 2030 | SC B | MW | After Competition Groups | 0.084128 | 0 | 0 | 1281.5459 | 6.5646e-05 | 60 | Commercial_2030_SC B_MW_After Competition Groups_60 | HVAC Optimization | 0.006565% | 0 | 0.084128 | Commercial_2030_SC B_MW_After Competition Groups_HVAC Optimization
Commercial | Com ¦ Low Flow Pre-Rinse Spray Nozzle | 2030 | SC B | MW | After Competition Groups | 0.072867 | 0 | 0 | 1281.5459 | 5.6859e-05 | 61 | Commercial_2030_SC B_MW_After Competition Groups_61 | Low Flow Pre-Rinse Spray Nozzle | 0.005686% | 0 | 0.072867 | Commercial_2030_SC B_MW_After Competition Groups_Low Flow Pre-Rinse Spray Nozzle
Commercial | Com ¦ Commercial Hot Food Holding Cabinets | 2030 | SC B | MW | After Competition Groups | 0.05727 | 0 | 0 | 1281.5459 | 4.4689e-05 | 62 | Commercial_2030_SC B_MW_After Competition Groups_62 | Commercial Hot Food Holding Cabinets | 0.004469% | 0 | 0.05727 | Commercial_2030_SC B_MW_After Competition Groups_Commercial Hot Food Holding Cabinets
Commercial | Com ¦ High Efficiency Small Instantaneous Water Heater | 2030 | SC B | MW | After Competition Groups | 0.052049 | 0 | 0 | 1281.5459 | 4.0614e-05 | 63 | Commercial_2030_SC B_MW_After Competition Groups_63 | High Efficiency Small Instantaneous Water Heater | 0.004061% | 0 | 0.052049 | Commercial_2030_SC B_MW_After Competition Groups_High Efficiency Small Instantaneous Water Heater
Commercial | Com ¦ Wall Insulation | 2030 | SC B | MW | After Competition Groups | 0.046646 | 0 | 0 | 1281.5459 | 3.6398e-05 | 64 | Commercial_2030_SC B_MW_After Competition Groups_64 | Wall Insulation | 0.00364% | 0 | 0.046646 | Commercial_2030_SC B_MW_After Competition Groups_Wall Insulation
Commercial | Com ¦ Condensing Unit Heaters or other Efficient Unit Heating System | 2030 | SC B | MW | After Competition Groups | 0.043691 | 0 | 0 | 1281.5459 | 3.4092e-05 | 65 | Commercial_2030_SC B_MW_After Competition Groups_65 | Condensing Unit Heaters or other Efficient Unit Heating System | 0.003409% | 0 | 0.043691 | Commercial_2030_SC B_MW_After Competition Groups_Condensing Unit Heaters or other Efficient Unit Heating System
Commercial | Com ¦ Room AC (w/ louvered sides) 14 SEER from 12 SEER code | 2030 | SC B | MW | After Competition Groups | 0.038664 | 0 | 0 | 1281.5459 | 3.017e-05 | 66 | Commercial_2030_SC B_MW_After Competition Groups_66 | Room AC (w/ louvered sides) 14 SEER from 12 SEER code | 0.003017% | 0 | 0.038664 | Commercial_2030_SC B_MW_After Competition Groups_Room AC (w/ louvered sides) 14 SEER from 12 SEER code
Commercial | Com ¦ High Efficiency Chiller (avg of water and air cooled) | 2030 | SC B | MW | After Competition Groups | 0.025473 | 0 | 0 | 1281.5459 | 1.9877e-05 | 67 | Commercial_2030_SC B_MW_After Competition Groups_67 | High Efficiency Chiller (avg of water and air cooled) | 0.001988% | 0 | 0.025473 | Commercial_2030_SC B_MW_After Competition Groups_High Efficiency Chiller (avg of water and air cooled)
Commercial | Com ¦ Energy Recovery Ventilation and Ventilation (Enhanced) | 2030 | SC B | MW | After Competition Groups | 0.024373 | 0 | 0 | 1281.5459 | 1.9018e-05 | 68 | Commercial_2030_SC B_MW_After Competition Groups_68 | Energy Recovery Ventilation and Ventilation (Enhanced) | 0.001902% | 0 | 0.024373 | Commercial_2030_SC B_MW_After Competition Groups_Energy Recovery Ventilation and Ventilation (Enhanced)
Commercial | Com ¦ LED RECESSED DOWNLIGHTS | 2030 | SC B | MW | After Competition Groups | 0.022355 | 0 | 0 | 1281.5459 | 1.7444e-05 | 69 | Commercial_2030_SC B_MW_After Competition Groups_69 | LED RECESSED DOWNLIGHTS | 0.001744% | 0 | 0.022355 | Commercial_2030_SC B_MW_After Competition Groups_LED RECESSED DOWNLIGHTS
Commercial | Com ¦ VSD Air Compressor | 2030 | SC B | MW | After Competition Groups | 0.019736 | 0 | 0 | 1281.5459 | 1.54e-05 | 70 | Commercial_2030_SC B_MW_After Competition Groups_70 | VSD Air Compressor | 0.00154% | 0 | 0.019736 | Commercial_2030_SC B_MW_After Competition Groups_VSD Air Compressor
Commercial | Com ¦ Efficient compressor motor | 2030 | SC B | MW | After Competition Groups | 0.016623 | 0 | 0 | 1281.5459 | 1.2971e-05 | 71 | Commercial_2030_SC B_MW_After Competition Groups_71 | Efficient compressor motor | 0.001297% | 0 | 0.016623 | Commercial_2030_SC B_MW_After Competition Groups_Efficient compressor motor
Commercial | Com ¦ Air Curtains | 2030 | SC B | MW | After Competition Groups | 0.0056844 | 0 | 0 | 1281.5459 | 4.4356e-06 | 72 | Commercial_2030_SC B_MW_After Competition Groups_72 | Air Curtains | 0.0004436% | 0 | 0.0056844 | Commercial_2030_SC B_MW_After Competition Groups_Air Curtains
Commercial | Com ¦ EC Plug Fan for Data Center (under cabinet) | 2030 | SC B | MW | After Competition Groups | 0.00364 | 0 | 0 | 1281.5459 | 2.8403e-06 | 73 | Commercial_2030_SC B_MW_After Competition Groups_73 | EC Plug Fan for Data Center (under cabinet) | 0.000284% | 0 | 0.00364 | Commercial_2030_SC B_MW_After Competition Groups_EC Plug Fan for Data Center (under cabinet)
Commercial | Com ¦ Electric Convection Combination Ovens | 2030 | SC B | MW | After Competition Groups | 0.00029081 | 0 | 0 | 1281.5459 | 2.2692e-07 | 74 | Commercial_2030_SC B_MW_After Competition Groups_74 | Electric Convection Combination Ovens | 2.269e-05% | 0 | 0.00029081 | Commercial_2030_SC B_MW_After Competition Groups_Electric Convection Combination Ovens
Commercial | Com ¦ LLLC - Low Impact Application | 2030 | SC B | MW | After Competition Groups | 3.9841e-19 | 0 | 0 | 1281.5459 | 3.1088e-22 | 75 | Commercial_2030_SC B_MW_After Competition Groups_75 | LLLC - Low Impact Application | 3.109e-20% | 0 | 3.9841e-19 | Commercial_2030_SC B_MW_After Competition Groups_LLLC - Low Impact Application
Commercial | Com ¦ LLLC - High Impact Application | 2030 | SC B | MW | After Competition Groups | 1.3766e-19 | 0 | 0 | 1281.5459 | 1.0742e-22 | 76 | Commercial_2030_SC B_MW_After Competition Groups_76 | LLLC - High Impact Application | 1.074e-20% | 0 | 1.3766e-19 | Commercial_2030_SC B_MW_After Competition Groups_LLLC - High Impact Application
Commercial | Com ¦ Networked/Connected - High Impact Application | 2030 | SC B | MW | After Competition Groups | 1.476e-21 | 0 | 0 | 1281.5459 | 1.1518e-24 | 77 | Commercial_2030_SC B_MW_After Competition Groups_77 | Networked/Connected - High Impact Application | 1.152e-22% | 0 | 1.476e-21 | Commercial_2030_SC B_MW_After Competition Groups_Networked/Connected - High Impact Application
Commercial | Com ¦ Networked/Connected - Low Impact Application | 2030 | SC B | MW | After Competition Groups | 8.3325e-22 | 0 | 0 | 1281.5459 | 6.5019e-25 | 78 | Commercial_2030_SC B_MW_After Competition Groups_78 | Networked/Connected - Low Impact Application | 6.502e-23% | 0 | 8.3325e-22 | Commercial_2030_SC B_MW_After Competition Groups_Networked/Connected - Low Impact Application
Commercial | Com ¦ Indoor Daylight Sensors/Photocell Dimming Control | 2030 | SC B | MW | After Competition Groups | 0 | 0 | 0 | 1281.5459 | 0 | 79 | Commercial_2030_SC B_MW_After Competition Groups_79 | Indoor Daylight Sensors/Photocell Dimming Control | 0% | 0 | 0 | Commercial_2030_SC B_MW_After Competition Groups_Indoor Daylight Sensors/Photocell Dimming Control
Commercial | Com ¦ Variable Refrigerant Flow Heat Pump | 2030 | SC B | MW | After Competition Groups | 0 | 0 | 0 | 1281.5459 | 0 | 80 | Commercial_2030_SC B_MW_After Competition Groups_80 | Variable Refrigerant Flow Heat Pump | 0% | 0 | 0 | Commercial_2030_SC B_MW_After Competition Groups_Variable Refrigerant Flow Heat Pump
Commercial | Com ¦ LED Low/High Bay | 2030 | SC C | MW | After Competition Groups | 135.2151 | 0 | 0 | 925.575 | 0.14609 | 1 | Commercial_2030_SC C_MW_After Competition Groups_1 | LED Low/High Bay | 14.61% | 0 | 135.2151 | Commercial_2030_SC C_MW_After Competition Groups_LED Low/High Bay
Commercial | Com ¦ LED Troffer/Surface/Suspended | 2030 | SC C | MW | After Competition Groups | 113.8729 | 0 | 0 | 925.575 | 0.12303 | 2 | Commercial_2030_SC C_MW_After Competition Groups_2 | LED Troffer/Surface/Suspended | 12.3% | 0 | 113.8729 | Commercial_2030_SC C_MW_After Competition Groups_LED Troffer/Surface/Suspended
Commercial | Com ¦ ENERGY STAR LED LAMPS (REFLECTOR LAMPs/MR16/PAR 16) | 2030 | SC C | MW | After Competition Groups | 113.3934 | 0 | 0 | 925.575 | 0.12251 | 3 | Commercial_2030_SC C_MW_After Competition Groups_3 | ENERGY STAR LED LAMPS (REFLECTOR LAMPs/MR16/PAR 16) | 12.25% | 0 | 113.3934 | Commercial_2030_SC C_MW_After Competition Groups_ENERGY STAR LED LAMPS (REFLECTOR LAMPs/MR16/PAR 16)
Commercial | Com ¦ LED Replacement Lamp (Tube) | 2030 | SC C | MW | After Competition Groups | 64.0944 | 0 | 0 | 925.575 | 0.069248 | 4 | Commercial_2030_SC C_MW_After Competition Groups_4 | LED Replacement Lamp (Tube) | 6.925% | 0 | 64.0944 | Commercial_2030_SC C_MW_After Competition Groups_LED Replacement Lamp (Tube)
Commercial | Com ¦ High Efficiency Air Source Heat Pump | 2030 | SC C | MW | After Competition Groups | 56.1503 | 0 | 0 | 925.575 | 0.060665 | 5 | Commercial_2030_SC C_MW_After Competition Groups_5 | High Efficiency Air Source Heat Pump | 6.067% | 0 | 56.1503 | Commercial_2030_SC C_MW_After Competition Groups_High Efficiency Air Source Heat Pump
Commercial | Com ¦ Building Recommissioning, Operations and Maintenance (O&M) Improvements | 2030 | SC C | MW | After Competition Groups | 50.2135 | 0 | 0 | 925.575 | 0.054251 | 6 | Commercial_2030_SC C_MW_After Competition Groups_6 | Building Recommissioning, Operations and Maintenance (O&M) Improvements | 5.425% | 0 | 50.2135 | Commercial_2030_SC C_MW_After Competition Groups_Building Recommissioning, Operations and Maintenance (O&M) Improvements
Commercial | Com ¦ Unitary Air-Conditioning Unit | 2030 | SC C | MW | After Competition Groups | 36.9622 | 0 | 0 | 925.575 | 0.039934 | 7 | Commercial_2030_SC C_MW_After Competition Groups_7 | Unitary Air-Conditioning Unit | 3.993% | 0 | 36.9622 | Commercial_2030_SC C_MW_After Competition Groups_Unitary Air-Conditioning Unit
Commercial | Com ¦ Education and Capacity Building/Energy Behavior | 2030 | SC C | MW | After Competition Groups | 34.954 | 0 | 0 | 925.575 | 0.037765 | 8 | Commercial_2030_SC C_MW_After Competition Groups_8 | Education and Capacity Building/Energy Behavior | 3.776% | 0 | 34.954 | Commercial_2030_SC C_MW_After Competition Groups_Education and Capacity Building/Energy Behavior
Commercial | Com ¦ Advanced BAS/Controllers | 2030 | SC C | MW | After Competition Groups | 28.2605 | 0 | 0 | 925.575 | 0.030533 | 9 | Commercial_2030_SC C_MW_After Competition Groups_9 | Advanced BAS/Controllers | 3.053% | 0 | 28.2605 | Commercial_2030_SC C_MW_After Competition Groups_Advanced BAS/Controllers
Commercial | Com ¦ Data Center Storage/Server Virtualization | 2030 | SC C | MW | After Competition Groups | 24.0426 | 0 | 0 | 925.575 | 0.025976 | 10 | Commercial_2030_SC C_MW_After Competition Groups_10 | Data Center Storage/Server Virtualization | 2.598% | 0 | 24.0426 | Commercial_2030_SC C_MW_After Competition Groups_Data Center Storage/Server Virtualization
Commercial | Com ¦ LED or Equivalent Sign Lighting | 2030 | SC C | MW | After Competition Groups | 23.4884 | 0 | 0 | 925.575 | 0.025377 | 11 | Commercial_2030_SC C_MW_After Competition Groups_11 | LED or Equivalent Sign Lighting | 2.538% | 0 | 23.4884 | Commercial_2030_SC C_MW_After Competition Groups_LED or Equivalent Sign Lighting
Commercial | Com ¦ Reach-in Shaded Pole to ECM/PSC Evaporator Fan Motor | 2030 | SC C | MW | After Competition Groups | 20.9244 | 0 | 0 | 925.575 | 0.022607 | 12 | Commercial_2030_SC C_MW_After Competition Groups_12 | Reach-in Shaded Pole to ECM/PSC Evaporator Fan Motor | 2.261% | 0 | 20.9244 | Commercial_2030_SC C_MW_After Competition Groups_Reach-in Shaded Pole to ECM/PSC Evaporator Fan Motor
Commercial | Com ¦ Adaptive Thermostats | 2030 | SC C | MW | After Competition Groups | 20.4303 | 0 | 0 | 925.575 | 0.022073 | 13 | Commercial_2030_SC C_MW_After Competition Groups_13 | Adaptive Thermostats | 2.207% | 0 | 20.4303 | Commercial_2030_SC C_MW_After Competition Groups_Adaptive Thermostats
Commercial | Com ¦ Refrigerated Display Case Doors | 2030 | SC C | MW | After Competition Groups | 20.4223 | 0 | 0 | 925.575 | 0.022064 | 14 | Commercial_2030_SC C_MW_After Competition Groups_14 | Refrigerated Display Case Doors | 2.206% | 0 | 20.4223 | Commercial_2030_SC C_MW_After Competition Groups_Refrigerated Display Case Doors
Commercial | Com ¦ Strip Curtains | 2030 | SC C | MW | After Competition Groups | 16.6063 | 0 | 0 | 925.575 | 0.017942 | 15 | Commercial_2030_SC C_MW_After Competition Groups_15 | Strip Curtains | 1.794% | 0 | 16.6063 | Commercial_2030_SC C_MW_After Competition Groups_Strip Curtains
Commercial | Com ¦ Chilled Water Optimization | 2030 | SC C | MW | After Competition Groups | 14.2251 | 0 | 0 | 925.575 | 0.015369 | 16 | Commercial_2030_SC C_MW_After Competition Groups_16 | Chilled Water Optimization | 1.537% | 0 | 14.2251 | Commercial_2030_SC C_MW_After Competition Groups_Chilled Water Optimization
Commercial | Com ¦ ENERGY STAR LED LAMPS (General Service Lamps) | 2030 | SC C | MW | After Competition Groups | 14.1066 | 0 | 0 | 925.575 | 0.015241 | 17 | Commercial_2030_SC C_MW_After Competition Groups_17 | ENERGY STAR LED LAMPS (General Service Lamps) | 1.524% | 0 | 14.1066 | Commercial_2030_SC C_MW_After Competition Groups_ENERGY STAR LED LAMPS (General Service Lamps)
Commercial | Com ¦ Furnace Tune-Up | 2030 | SC C | MW | After Competition Groups | 14.0757 | 0 | 0 | 925.575 | 0.015208 | 18 | Commercial_2030_SC C_MW_After Competition Groups_18 | Furnace Tune-Up | 1.521% | 0 | 14.0757 | Commercial_2030_SC C_MW_After Competition Groups_Furnace Tune-Up
Commercial | Com ¦ Demand Control Ventilation | 2030 | SC C | MW | After Competition Groups | 12.1894 | 0 | 0 | 925.575 | 0.01317 | 19 | Commercial_2030_SC C_MW_After Competition Groups_19 | Demand Control Ventilation | 1.317% | 0 | 12.1894 | Commercial_2030_SC C_MW_After Competition Groups_Demand Control Ventilation
Commercial | Com ¦ Centrally controlled desktop PC/NETWORK PC POWER MANAGEMENT SOFTWARE | 2030 | SC C | MW | After Competition Groups | 11.5969 | 0 | 0 | 925.575 | 0.012529 | 20 | Commercial_2030_SC C_MW_After Competition Groups_20 | Centrally controlled desktop PC/NETWORK PC POWER MANAGEMENT SOFTWARE | 1.253% | 0 | 11.5969 | Commercial_2030_SC C_MW_After Competition Groups_Centrally controlled desktop PC/NETWORK PC POWER MANAGEMENT SOFTWARE
Commercial | Com ¦ Variable Frequency Drive (VFD) | 2030 | SC C | MW | After Competition Groups | 9.919 | 0 | 0 | 925.575 | 0.010717 | 21 | Commercial_2030_SC C_MW_After Competition Groups_21 | Variable Frequency Drive (VFD) | 1.072% | 0 | 9.919 | Commercial_2030_SC C_MW_After Competition Groups_Variable Frequency Drive (VFD)
Commercial | Com ¦ VFD on Pumps | 2030 | SC C | MW | After Competition Groups | 9.2623 | 0 | 0 | 925.575 | 0.010007 | 22 | Commercial_2030_SC C_MW_After Competition Groups_22 | VFD on Pumps | 1.001% | 0 | 9.2623 | Commercial_2030_SC C_MW_After Competition Groups_VFD on Pumps
Commercial | Com ¦ Refrigerated Display Case LED | 2030 | SC C | MW | After Competition Groups | 8.6071 | 0 | 0 | 925.575 | 0.0092992 | 23 | Commercial_2030_SC C_MW_After Competition Groups_23 | Refrigerated Display Case LED | 0.9299% | 0 | 8.6071 | Commercial_2030_SC C_MW_After Competition Groups_Refrigerated Display Case LED
Commercial | Com ¦ LED EXTERIOR AREA LIGHTS - LED fixture (200W) | 2030 | SC C | MW | After Competition Groups | 5.9693 | 0 | 0 | 925.575 | 0.0064493 | 24 | Commercial_2030_SC C_MW_After Competition Groups_24 | LED EXTERIOR AREA LIGHTS - LED fixture (200W) | 0.6449% | 0 | 5.9693 | Commercial_2030_SC C_MW_After Competition Groups_LED EXTERIOR AREA LIGHTS - LED fixture (200W)
Commercial | Com ¦ LED parking lot fixture | 2030 | SC C | MW | After Competition Groups | 5.7601 | 0 | 0 | 925.575 | 0.0062233 | 25 | Commercial_2030_SC C_MW_After Competition Groups_25 | LED parking lot fixture | 0.6223% | 0 | 5.7601 | Commercial_2030_SC C_MW_After Competition Groups_LED parking lot fixture
Commercial | Com ¦ Air Handler with Dedicated Outdoor Air Systems | 2030 | SC C | MW | After Competition Groups | 5.4751 | 0 | 0 | 925.575 | 0.0059153 | 26 | Commercial_2030_SC C_MW_After Competition Groups_26 | Air Handler with Dedicated Outdoor Air Systems | 0.5915% | 0 | 5.4751 | Commercial_2030_SC C_MW_After Competition Groups_Air Handler with Dedicated Outdoor Air Systems
Commercial | Com ¦ ECM MOTORS FOR EVAPORATOR FANS for refrigeration (WALK-IN) | 2030 | SC C | MW | After Competition Groups | 5.0763 | 0 | 0 | 925.575 | 0.0054845 | 27 | Commercial_2030_SC C_MW_After Competition Groups_27 | ECM MOTORS FOR EVAPORATOR FANS for refrigeration (WALK-IN) | 0.5484% | 0 | 5.0763 | Commercial_2030_SC C_MW_After Competition Groups_ECM MOTORS FOR EVAPORATOR FANS for refrigeration (WALK-IN)
Commercial | Com ¦ Door Gasket Freezer/Refrigerator | 2030 | SC C | MW | After Competition Groups | 4.503 | 0 | 0 | 925.575 | 0.0048651 | 28 | Commercial_2030_SC C_MW_After Competition Groups_28 | Door Gasket Freezer/Refrigerator | 0.4865% | 0 | 4.503 | Commercial_2030_SC C_MW_After Competition Groups_Door Gasket Freezer/Refrigerator
Commercial | Com ¦ Freezer Case Light Sensor | 2030 | SC C | MW | After Competition Groups | 4.3779 | 0 | 0 | 925.575 | 0.0047299 | 29 | Commercial_2030_SC C_MW_After Competition Groups_29 | Freezer Case Light Sensor | 0.473% | 0 | 4.3779 | Commercial_2030_SC C_MW_After Competition Groups_Freezer Case Light Sensor
Commercial | Com ¦ Demand Control Kitchen Ventilation | 2030 | SC C | MW | After Competition Groups | 4.3308 | 0 | 0 | 925.575 | 0.0046791 | 30 | Commercial_2030_SC C_MW_After Competition Groups_30 | Demand Control Kitchen Ventilation | 0.4679% | 0 | 4.3308 | Commercial_2030_SC C_MW_After Competition Groups_Demand Control Kitchen Ventilation
Commercial | Com ¦ Evaporator Fan Controls | 2030 | SC C | MW | After Competition Groups | 4.2651 | 0 | 0 | 925.575 | 0.0046081 | 31 | Commercial_2030_SC C_MW_After Competition Groups_31 | Evaporator Fan Controls | 0.4608% | 0 | 4.2651 | Commercial_2030_SC C_MW_After Competition Groups_Evaporator Fan Controls
Commercial | Com ¦ ENERGY STAR Griddle (74% eff) | 2030 | SC C | MW | After Competition Groups | 3.9103 | 0 | 0 | 925.575 | 0.0042247 | 32 | Commercial_2030_SC C_MW_After Competition Groups_32 | ENERGY STAR Griddle (74% eff) | 0.4225% | 0 | 3.9103 | Commercial_2030_SC C_MW_After Competition Groups_ENERGY STAR Griddle (74% eff)
Commercial | Com ¦ LED street light fixture | 2030 | SC C | MW | After Competition Groups | 3.5767 | 0 | 0 | 925.575 | 0.0038643 | 33 | Commercial_2030_SC C_MW_After Competition Groups_33 | LED street light fixture | 0.3864% | 0 | 3.5767 | Commercial_2030_SC C_MW_After Competition Groups_LED street light fixture
Commercial | Com ¦ Occupancy Sensors | 2030 | SC C | MW | After Competition Groups | 3.0475 | 0 | 0 | 925.575 | 0.0032925 | 34 | Commercial_2030_SC C_MW_After Competition Groups_34 | Occupancy Sensors | 0.3293% | 0 | 3.0475 | Commercial_2030_SC C_MW_After Competition Groups_Occupancy Sensors
Commercial | Com ¦ Water Source Heat Pump (4 ton) | 2030 | SC C | MW | After Competition Groups | 3.022 | 0 | 0 | 925.575 | 0.003265 | 35 | Commercial_2030_SC C_MW_After Competition Groups_35 | Water Source Heat Pump (4 ton) | 0.3265% | 0 | 3.022 | Commercial_2030_SC C_MW_After Competition Groups_Water Source Heat Pump (4 ton)
Commercial | Com ¦ Duct Insulation, R8 | 2030 | SC C | MW | After Competition Groups | 2.6135 | 0 | 0 | 925.575 | 0.0028237 | 36 | Commercial_2030_SC C_MW_After Competition Groups_36 | Duct Insulation, R8 | 0.2824% | 0 | 2.6135 | Commercial_2030_SC C_MW_After Competition Groups_Duct Insulation, R8
Commercial | Com ¦ BEVERAGE VENDING MACHINE CONTROLS | 2030 | SC C | MW | After Competition Groups | 1.691 | 0 | 0 | 925.575 | 0.001827 | 37 | Commercial_2030_SC C_MW_After Competition Groups_37 | BEVERAGE VENDING MACHINE CONTROLS | 0.1827% | 0 | 1.691 | Commercial_2030_SC C_MW_After Competition Groups_BEVERAGE VENDING MACHINE CONTROLS
Commercial | Com ¦ Elec Storage WH 2.30 Et | 2030 | SC C | MW | After Competition Groups | 1.6358 | 0 | 0 | 925.575 | 0.0017673 | 38 | Commercial_2030_SC C_MW_After Competition Groups_38 | Elec Storage WH 2.30 Et | 0.1767% | 0 | 1.6358 | Commercial_2030_SC C_MW_After Competition Groups_Elec Storage WH 2.30 Et
Commercial | Com ¦ Temperature Adjustment in Commercial Freezers | 2030 | SC C | MW | After Competition Groups | 1.561 | 0 | 0 | 925.575 | 0.0016865 | 39 | Commercial_2030_SC C_MW_After Competition Groups_39 | Temperature Adjustment in Commercial Freezers | 0.1687% | 0 | 1.561 | Commercial_2030_SC C_MW_After Competition Groups_Temperature Adjustment in Commercial Freezers
Commercial | Com ¦ CO Sensors for parking garage exhaust fans | 2030 | SC C | MW | After Competition Groups | 1.3696 | 0 | 0 | 925.575 | 0.0014797 | 40 | Commercial_2030_SC C_MW_After Competition Groups_40 | CO Sensors for parking garage exhaust fans | 0.148% | 0 | 1.3696 | Commercial_2030_SC C_MW_After Competition Groups_CO Sensors for parking garage exhaust fans
Commercial | Com ¦ Vertical Night Covers | 2030 | SC C | MW | After Competition Groups | 1.2895 | 0 | 0 | 925.575 | 0.0013932 | 41 | Commercial_2030_SC C_MW_After Competition Groups_41 | Vertical Night Covers | 0.1393% | 0 | 1.2895 | Commercial_2030_SC C_MW_After Competition Groups_Vertical Night Covers
Commercial | Com ¦ Energy Efficient Laboratory Fume Hood | 2030 | SC C | MW | After Competition Groups | 1.2475 | 0 | 0 | 925.575 | 0.0013479 | 42 | Commercial_2030_SC C_MW_After Competition Groups_42 | Energy Efficient Laboratory Fume Hood | 0.1348% | 0 | 1.2475 | Commercial_2030_SC C_MW_After Competition Groups_Energy Efficient Laboratory Fume Hood
Commercial | Com ¦ ENERGY STAR Fryer (84% eff) | 2030 | SC C | MW | After Competition Groups | 1.1554 | 0 | 0 | 925.575 | 0.0012483 | 43 | Commercial_2030_SC C_MW_After Competition Groups_43 | ENERGY STAR Fryer (84% eff) | 0.1248% | 0 | 1.1554 | Commercial_2030_SC C_MW_After Competition Groups_ENERGY STAR Fryer (84% eff)
Commercial | Com ¦ Outside Air Economizer | 2030 | SC C | MW | After Competition Groups | 1.0335 | 0 | 0 | 925.575 | 0.0011167 | 44 | Commercial_2030_SC C_MW_After Competition Groups_44 | Outside Air Economizer | 0.1117% | 0 | 1.0335 | Commercial_2030_SC C_MW_After Competition Groups_Outside Air Economizer
Commercial | Com ¦ Water Heating (DHW) Pipe Insulation (Add 3/4\ Foam)" | 2030 | SC C | MW | After Competition Groups | 0.99032 | 0 | 0 | 925.575 | 0.0010699 | 45 | Commercial_2030_SC C_MW_After Competition Groups_45 | Water Heating (DHW) Pipe Insulation (Add 3/4\ Foam)" | 0.107% | 0 | 0.99032 | Commercial_2030_SC C_MW_After Competition Groups_Water Heating (DHW) Pipe Insulation (Add 3/4\ Foam)"
Commercial | Com ¦ ENERGY STAR Steam Cookers | 2030 | SC C | MW | After Competition Groups | 0.74115 | 0 | 0 | 925.575 | 0.00080075 | 46 | Commercial_2030_SC C_MW_After Competition Groups_46 | ENERGY STAR Steam Cookers | 0.08007% | 0 | 0.74115 | Commercial_2030_SC C_MW_After Competition Groups_ENERGY STAR Steam Cookers
Commercial | Com ¦ Suction Pipe Insulation Freezer/Refrigerator | 2030 | SC C | MW | After Competition Groups | 0.67133 | 0 | 0 | 925.575 | 0.00072531 | 47 | Commercial_2030_SC C_MW_After Competition Groups_47 | Suction Pipe Insulation Freezer/Refrigerator | 0.07253% | 0 | 0.67133 | Commercial_2030_SC C_MW_After Competition Groups_Suction Pipe Insulation Freezer/Refrigerator
Commercial | Com ¦ Thermostat Setback | 2030 | SC C | MW | After Competition Groups | 0.6341 | 0 | 0 | 925.575 | 0.00068509 | 48 | Commercial_2030_SC C_MW_After Competition Groups_48 | Thermostat Setback | 0.06851% | 0 | 0.6341 | Commercial_2030_SC C_MW_After Competition Groups_Thermostat Setback
Commercial | Com ¦ ENERGY STAR Dishwasher | 2030 | SC C | MW | After Competition Groups | 0.55428 | 0 | 0 | 925.575 | 0.00059885 | 49 | Commercial_2030_SC C_MW_After Competition Groups_49 | ENERGY STAR Dishwasher | 0.05989% | 0 | 0.55428 | Commercial_2030_SC C_MW_After Competition Groups_ENERGY STAR Dishwasher
Commercial | Com ¦ Condensing Make Up Air Unit | 2030 | SC C | MW | After Competition Groups | 0.41115 | 0 | 0 | 925.575 | 0.00044421 | 50 | Commercial_2030_SC C_MW_After Competition Groups_50 | Condensing Make Up Air Unit | 0.04442% | 0 | 0.41115 | Commercial_2030_SC C_MW_After Competition Groups_Condensing Make Up Air Unit
Commercial | Com ¦ Ozone Laundry Treatment | 2030 | SC C | MW | After Competition Groups | 0.33447 | 0 | 0 | 925.575 | 0.00036137 | 51 | Commercial_2030_SC C_MW_After Competition Groups_51 | Ozone Laundry Treatment | 0.03614% | 0 | 0.33447 | Commercial_2030_SC C_MW_After Competition Groups_Ozone Laundry Treatment
Commercial | Com ¦ ECM MOTORS FOR HVAC APPLICATION (FAN-POWERED VAV BOX) | 2030 | SC C | MW | After Competition Groups | 0.15187 | 0 | 0 | 925.575 | 0.00016408 | 52 | Commercial_2030_SC C_MW_After Competition Groups_52 | ECM MOTORS FOR HVAC APPLICATION (FAN-POWERED VAV BOX) | 0.01641% | 0 | 0.15187 | Commercial_2030_SC C_MW_After Competition Groups_ECM MOTORS FOR HVAC APPLICATION (FAN-POWERED VAV BOX)
Commercial | COM ¦ Ductless Mini-Split Heat Pumps | 2030 | SC C | MW | After Competition Groups | 0.14675 | 0 | 0 | 925.575 | 0.00015855 | 53 | Commercial_2030_SC C_MW_After Competition Groups_53 | Ductless Mini-Split Heat Pumps | 0.01586% | 0 | 0.14675 | Commercial_2030_SC C_MW_After Competition Groups_Ductless Mini-Split Heat Pumps
Commercial | Com ¦ PTAC (12 EER/10,000 BTU) | 2030 | SC C | MW | After Competition Groups | 0.11701 | 0 | 0 | 925.575 | 0.00012642 | 54 | Commercial_2030_SC C_MW_After Competition Groups_54 | PTAC (12 EER/10,000 BTU) | 0.01264% | 0 | 0.11701 | Commercial_2030_SC C_MW_After Competition Groups_PTAC (12 EER/10,000 BTU)
Commercial | Com ¦ CEE Tier 2/Energy Star Clothes Washers | 2030 | SC C | MW | After Competition Groups | 0.10705 | 0 | 0 | 925.575 | 0.00011565 | 55 | Commercial_2030_SC C_MW_After Competition Groups_55 | CEE Tier 2/Energy Star Clothes Washers | 0.01157% | 0 | 0.10705 | Commercial_2030_SC C_MW_After Competition Groups_CEE Tier 2/Energy Star Clothes Washers
Commercial | Com ¦ LLLC - High Impact Application | 2030 | SC C | MW | After Competition Groups | 0.08643 | 0 | 0 | 925.575 | 9.338e-05 | 56 | Commercial_2030_SC C_MW_After Competition Groups_56 | LLLC - High Impact Application | 0.009338% | 0 | 0.08643 | Commercial_2030_SC C_MW_After Competition Groups_LLLC - High Impact Application
Commercial | Com ¦ HVAC Optimization | 2030 | SC C | MW | After Competition Groups | 0.084128 | 0 | 0 | 925.575 | 9.0893e-05 | 57 | Commercial_2030_SC C_MW_After Competition Groups_57 | HVAC Optimization | 0.009089% | 0 | 0.084128 | Commercial_2030_SC C_MW_After Competition Groups_HVAC Optimization
Commercial | Com ¦ Auto Off Time Switch or Time Clock control | 2030 | SC C | MW | After Competition Groups | 0.076121 | 0 | 0 | 925.575 | 8.2241e-05 | 58 | Commercial_2030_SC C_MW_After Competition Groups_58 | Auto Off Time Switch or Time Clock control | 0.008224% | 0 | 0.076121 | Commercial_2030_SC C_MW_After Competition Groups_Auto Off Time Switch or Time Clock control
Commercial | Com ¦ Notched V belts for HVAC Systems | 2030 | SC C | MW | After Competition Groups | 0.075193 | 0 | 0 | 925.575 | 8.1239e-05 | 59 | Commercial_2030_SC C_MW_After Competition Groups_59 | Notched V belts for HVAC Systems | 0.008124% | 0 | 0.075193 | Commercial_2030_SC C_MW_After Competition Groups_Notched V belts for HVAC Systems
Commercial | Com ¦ Solar Water Preheat (Pools/DHW) | 2030 | SC C | MW | After Competition Groups | 0.068641 | 0 | 0 | 925.575 | 7.416e-05 | 60 | Commercial_2030_SC C_MW_After Competition Groups_60 | Solar Water Preheat (Pools/DHW) | 0.007416% | 0 | 0.068641 | Commercial_2030_SC C_MW_After Competition Groups_Solar Water Preheat (Pools/DHW)
Commercial | Com ¦ Demand controlled Circulating Systems | 2030 | SC C | MW | After Competition Groups | 0.067433 | 0 | 0 | 925.575 | 7.2855e-05 | 61 | Commercial_2030_SC C_MW_After Competition Groups_61 | Demand controlled Circulating Systems | 0.007285% | 0 | 0.067433 | Commercial_2030_SC C_MW_After Competition Groups_Demand controlled Circulating Systems
Commercial | Com ¦ Low Flow Pre-Rinse Spray Nozzle | 2030 | SC C | MW | After Competition Groups | 0.057912 | 0 | 0 | 925.575 | 6.2568e-05 | 62 | Commercial_2030_SC C_MW_After Competition Groups_62 | Low Flow Pre-Rinse Spray Nozzle | 0.006257% | 0 | 0.057912 | Commercial_2030_SC C_MW_After Competition Groups_Low Flow Pre-Rinse Spray Nozzle
Commercial | Com ¦ LLLC - Low Impact Application | 2030 | SC C | MW | After Competition Groups | 0.057328 | 0 | 0 | 925.575 | 6.1938e-05 | 63 | Commercial_2030_SC C_MW_After Competition Groups_63 | LLLC - Low Impact Application | 0.006194% | 0 | 0.057328 | Commercial_2030_SC C_MW_After Competition Groups_LLLC - Low Impact Application
Commercial | Com ¦ Commercial Hot Food Holding Cabinets | 2030 | SC C | MW | After Competition Groups | 0.040653 | 0 | 0 | 925.575 | 4.3922e-05 | 64 | Commercial_2030_SC C_MW_After Competition Groups_64 | Commercial Hot Food Holding Cabinets | 0.004392% | 0 | 0.040653 | Commercial_2030_SC C_MW_After Competition Groups_Commercial Hot Food Holding Cabinets
Commercial | Com ¦ High Efficiency Chiller (avg of water and air cooled) | 2030 | SC C | MW | After Competition Groups | 0.025475 | 0 | 0 | 925.575 | 2.7524e-05 | 65 | Commercial_2030_SC C_MW_After Competition Groups_65 | High Efficiency Chiller (avg of water and air cooled) | 0.002752% | 0 | 0.025475 | Commercial_2030_SC C_MW_After Competition Groups_High Efficiency Chiller (avg of water and air cooled)
Commercial | Com ¦ Wall Insulation | 2030 | SC C | MW | After Competition Groups | 0.023844 | 0 | 0 | 925.575 | 2.5762e-05 | 66 | Commercial_2030_SC C_MW_After Competition Groups_66 | Wall Insulation | 0.002576% | 0 | 0.023844 | Commercial_2030_SC C_MW_After Competition Groups_Wall Insulation
Commercial | Com ¦ LED RECESSED DOWNLIGHTS | 2030 | SC C | MW | After Competition Groups | 0.022355 | 0 | 0 | 925.575 | 2.4153e-05 | 67 | Commercial_2030_SC C_MW_After Competition Groups_67 | LED RECESSED DOWNLIGHTS | 0.002415% | 0 | 0.022355 | Commercial_2030_SC C_MW_After Competition Groups_LED RECESSED DOWNLIGHTS
Commercial | Com ¦ Condensing Unit Heaters or other Efficient Unit Heating System | 2030 | SC C | MW | After Competition Groups | 0.022288 | 0 | 0 | 925.575 | 2.408e-05 | 68 | Commercial_2030_SC C_MW_After Competition Groups_68 | Condensing Unit Heaters or other Efficient Unit Heating System | 0.002408% | 0 | 0.022288 | Commercial_2030_SC C_MW_After Competition Groups_Condensing Unit Heaters or other Efficient Unit Heating System
Commercial | Com ¦ Air Curtains | 2030 | SC C | MW | After Competition Groups | 0.017912 | 0 | 0 | 925.575 | 1.9352e-05 | 69 | Commercial_2030_SC C_MW_After Competition Groups_69 | Air Curtains | 0.001935% | 0 | 0.017912 | Commercial_2030_SC C_MW_After Competition Groups_Air Curtains
Commercial | Com ¦ Room AC (w/ louvered sides) 14 SEER from 12 SEER code | 2030 | SC C | MW | After Competition Groups | 0.01758 | 0 | 0 | 925.575 | 1.8994e-05 | 70 | Commercial_2030_SC C_MW_After Competition Groups_70 | Room AC (w/ louvered sides) 14 SEER from 12 SEER code | 0.001899% | 0 | 0.01758 | Commercial_2030_SC C_MW_After Competition Groups_Room AC (w/ louvered sides) 14 SEER from 12 SEER code
Commercial | Com ¦ VSD Air Compressor | 2030 | SC C | MW | After Competition Groups | 0.016683 | 0 | 0 | 925.575 | 1.8025e-05 | 71 | Commercial_2030_SC C_MW_After Competition Groups_71 | VSD Air Compressor | 0.001802% | 0 | 0.016683 | Commercial_2030_SC C_MW_After Competition Groups_VSD Air Compressor
Commercial | Com ¦ High Efficiency Small Instantaneous Water Heater | 2030 | SC C | MW | After Competition Groups | 0.014453 | 0 | 0 | 925.575 | 1.5615e-05 | 72 | Commercial_2030_SC C_MW_After Competition Groups_72 | High Efficiency Small Instantaneous Water Heater | 0.001561% | 0 | 0.014453 | Commercial_2030_SC C_MW_After Competition Groups_High Efficiency Small Instantaneous Water Heater
Commercial | Com ¦ Energy Recovery Ventilation and Ventilation (Enhanced) | 2030 | SC C | MW | After Competition Groups | 0.008516 | 0 | 0 | 925.575 | 9.2008e-06 | 73 | Commercial_2030_SC C_MW_After Competition Groups_73 | Energy Recovery Ventilation and Ventilation (Enhanced) | 0.0009201% | 0 | 0.008516 | Commercial_2030_SC C_MW_After Competition Groups_Energy Recovery Ventilation and Ventilation (Enhanced)
Commercial | Com ¦ Efficient compressor motor | 2030 | SC C | MW | After Competition Groups | 0.0061526 | 0 | 0 | 925.575 | 6.6473e-06 | 74 | Commercial_2030_SC C_MW_After Competition Groups_74 | Efficient compressor motor | 0.0006647% | 0 | 0.0061526 | Commercial_2030_SC C_MW_After Competition Groups_Efficient compressor motor
Commercial | Com ¦ EC Plug Fan for Data Center (under cabinet) | 2030 | SC C | MW | After Competition Groups | 0.0024416 | 0 | 0 | 925.575 | 2.6379e-06 | 75 | Commercial_2030_SC C_MW_After Competition Groups_75 | EC Plug Fan for Data Center (under cabinet) | 0.0002638% | 0 | 0.0024416 | Commercial_2030_SC C_MW_After Competition Groups_EC Plug Fan for Data Center (under cabinet)
Commercial | Com ¦ Electric Convection Combination Ovens | 2030 | SC C | MW | After Competition Groups | 0.00026812 | 0 | 0 | 925.575 | 2.8968e-07 | 76 | Commercial_2030_SC C_MW_After Competition Groups_76 | Electric Convection Combination Ovens | 2.897e-05% | 0 | 0.00026812 | Commercial_2030_SC C_MW_After Competition Groups_Electric Convection Combination Ovens
Commercial | Com ¦ Networked/Connected - High Impact Application | 2030 | SC C | MW | After Competition Groups | 0.00024708 | 0 | 0 | 925.575 | 2.6695e-07 | 77 | Commercial_2030_SC C_MW_After Competition Groups_77 | Networked/Connected - High Impact Application | 2.669e-05% | 0 | 0.00024708 | Commercial_2030_SC C_MW_After Competition Groups_Networked/Connected - High Impact Application
Commercial | Com ¦ Networked/Connected - Low Impact Application | 2030 | SC C | MW | After Competition Groups | 1.2072e-05 | 0 | 0 | 925.575 | 1.3043e-08 | 78 | Commercial_2030_SC C_MW_After Competition Groups_78 | Networked/Connected - Low Impact Application | 1.304e-06% | 0 | 1.2072e-05 | Commercial_2030_SC C_MW_After Competition Groups_Networked/Connected - Low Impact Application
Commercial | Com ¦ Indoor Daylight Sensors/Photocell Dimming Control | 2030 | SC C | MW | After Competition Groups | 0 | 0 | 0 | 925.575 | 0 | 79 | Commercial_2030_SC C_MW_After Competition Groups_79 | Indoor Daylight Sensors/Photocell Dimming Control | 0% | 0 | 0 | Commercial_2030_SC C_MW_After Competition Groups_Indoor Daylight Sensors/Photocell Dimming Control
Commercial | Com ¦ Variable Refrigerant Flow Heat Pump | 2030 | SC C | MW | After Competition Groups | 0 | 0 | 0 | 925.575 | 0 | 80 | Commercial_2030_SC C_MW_After Competition Groups_80 | Variable Refrigerant Flow Heat Pump | 0% | 0 | 0 | Commercial_2030_SC C_MW_After Competition Groups_Variable Refrigerant Flow Heat Pump
Commercial | Com ¦ ENERGY STAR LED LAMPS (REFLECTOR LAMPs/MR16/PAR 16) | 2030 | SC D | MW | After Competition Groups | 113.3924 | 2484447.2718 | 2.4844 | 860.1914 | 0.13182 | 1 | Commercial_2030_SC D_MW_After Competition Groups_1 | ENERGY STAR LED LAMPS (REFLECTOR LAMPs/MR16/PAR 16) | 13.18% | 2.4844 | 113.3924 | Commercial_2030_SC D_MW_After Competition Groups_ENERGY STAR LED LAMPS (REFLECTOR LAMPs/MR16/PAR 16)
Commercial | Com ¦ LED Low/High Bay | 2030 | SC D | MW | After Competition Groups | 112.6723 | 31537817.6597 | 31.5378 | 860.1914 | 0.13099 | 2 | Commercial_2030_SC D_MW_After Competition Groups_2 | LED Low/High Bay | 13.1% | 31.5378 | 112.6723 | Commercial_2030_SC D_MW_After Competition Groups_LED Low/High Bay
Commercial | Com ¦ LED Troffer/Surface/Suspended | 2030 | SC D | MW | After Competition Groups | 100.4879 | 41948426.8007 | 41.9484 | 860.1914 | 0.11682 | 3 | Commercial_2030_SC D_MW_After Competition Groups_3 | LED Troffer/Surface/Suspended | 11.68% | 41.9484 | 100.4879 | Commercial_2030_SC D_MW_After Competition Groups_LED Troffer/Surface/Suspended
Commercial | Com ¦ LED Replacement Lamp (Tube) | 2030 | SC D | MW | After Competition Groups | 64.0944 | 0 | 0 | 860.1914 | 0.074512 | 4 | Commercial_2030_SC D_MW_After Competition Groups_4 | LED Replacement Lamp (Tube) | 7.451% | 0 | 64.0944 | Commercial_2030_SC D_MW_After Competition Groups_LED Replacement Lamp (Tube)
Commercial | Com ¦ High Efficiency Air Source Heat Pump | 2030 | SC D | MW | After Competition Groups | 56.1503 | 1224321.3962 | 1.2243 | 860.1914 | 0.065277 | 5 | Commercial_2030_SC D_MW_After Competition Groups_5 | High Efficiency Air Source Heat Pump | 6.528% | 1.2243 | 56.1503 | Commercial_2030_SC D_MW_After Competition Groups_High Efficiency Air Source Heat Pump
Commercial | Com ¦ Building Recommissioning, Operations and Maintenance (O&M) Improvements | 2030 | SC D | MW | After Competition Groups | 49.9679 | 5336082.6443 | 5.3361 | 860.1914 | 0.058089 | 6 | Commercial_2030_SC D_MW_After Competition Groups_6 | Building Recommissioning, Operations and Maintenance (O&M) Improvements | 5.809% | 5.3361 | 49.9679 | Commercial_2030_SC D_MW_After Competition Groups_Building Recommissioning, Operations and Maintenance (O&M) Improvements
Commercial | Com ¦ Education and Capacity Building/Energy Behavior | 2030 | SC D | MW | After Competition Groups | 34.954 | 9407050.8398 | 9.4071 | 860.1914 | 0.040635 | 7 | Commercial_2030_SC D_MW_After Competition Groups_7 | Education and Capacity Building/Energy Behavior | 4.064% | 9.4071 | 34.954 | Commercial_2030_SC D_MW_After Competition Groups_Education and Capacity Building/Energy Behavior
Commercial | Com ¦ Unitary Air-Conditioning Unit | 2030 | SC D | MW | After Competition Groups | 32.1053 | 6085397.3004 | 6.0854 | 860.1914 | 0.037323 | 8 | Commercial_2030_SC D_MW_After Competition Groups_8 | Unitary Air-Conditioning Unit | 3.732% | 6.0854 | 32.1053 | Commercial_2030_SC D_MW_After Competition Groups_Unitary Air-Conditioning Unit
Commercial | Com ¦ Advanced BAS/Controllers | 2030 | SC D | MW | After Competition Groups | 29.8875 | 4403799.6739 | 4.4038 | 860.1914 | 0.034745 | 9 | Commercial_2030_SC D_MW_After Competition Groups_9 | Advanced BAS/Controllers | 3.475% | 4.4038 | 29.8875 | Commercial_2030_SC D_MW_After Competition Groups_Advanced BAS/Controllers
Commercial | Com ¦ Data Center Storage/Server Virtualization | 2030 | SC D | MW | After Competition Groups | 24.0426 | 0 | 0 | 860.1914 | 0.02795 | 10 | Commercial_2030_SC D_MW_After Competition Groups_10 | Data Center Storage/Server Virtualization | 2.795% | 0 | 24.0426 | Commercial_2030_SC D_MW_After Competition Groups_Data Center Storage/Server Virtualization
Commercial | Com ¦ Reach-in Shaded Pole to ECM/PSC Evaporator Fan Motor | 2030 | SC D | MW | After Competition Groups | 20.9244 | 2529147.1215 | 2.5291 | 860.1914 | 0.024325 | 11 | Commercial_2030_SC D_MW_After Competition Groups_11 | Reach-in Shaded Pole to ECM/PSC Evaporator Fan Motor | 2.433% | 2.5291 | 20.9244 | Commercial_2030_SC D_MW_After Competition Groups_Reach-in Shaded Pole to ECM/PSC Evaporator Fan Motor
Commercial | Com ¦ Adaptive Thermostats | 2030 | SC D | MW | After Competition Groups | 19.5074 | 3276349.0189 | 3.2763 | 860.1914 | 0.022678 | 12 | Commercial_2030_SC D_MW_After Competition Groups_12 | Adaptive Thermostats | 2.268% | 3.2763 | 19.5074 | Commercial_2030_SC D_MW_After Competition Groups_Adaptive Thermostats
Commercial | Com ¦ Strip Curtains | 2030 | SC D | MW | After Competition Groups | 16.5991 | 171391.5629 | 0.17139 | 860.1914 | 0.019297 | 13 | Commercial_2030_SC D_MW_After Competition Groups_13 | Strip Curtains | 1.93% | 0.17139 | 16.5991 | Commercial_2030_SC D_MW_After Competition Groups_Strip Curtains
Commercial | Com ¦ LED or Equivalent Sign Lighting | 2030 | SC D | MW | After Competition Groups | 15.1692 | 1365048.5549 | 1.365 | 860.1914 | 0.017635 | 14 | Commercial_2030_SC D_MW_After Competition Groups_14 | LED or Equivalent Sign Lighting | 1.763% | 1.365 | 15.1692 | Commercial_2030_SC D_MW_After Competition Groups_LED or Equivalent Sign Lighting
Commercial | Com ¦ Refrigerated Display Case Doors | 2030 | SC D | MW | After Competition Groups | 15.0366 | 2484490.2269 | 2.4845 | 860.1914 | 0.01748 | 15 | Commercial_2030_SC D_MW_After Competition Groups_15 | Refrigerated Display Case Doors | 1.748% | 2.4845 | 15.0366 | Commercial_2030_SC D_MW_After Competition Groups_Refrigerated Display Case Doors
Commercial | Com ¦ Chilled Water Optimization | 2030 | SC D | MW | After Competition Groups | 14.2251 | 1681389.5874 | 1.6814 | 860.1914 | 0.016537 | 16 | Commercial_2030_SC D_MW_After Competition Groups_16 | Chilled Water Optimization | 1.654% | 1.6814 | 14.2251 | Commercial_2030_SC D_MW_After Competition Groups_Chilled Water Optimization
Commercial | Com ¦ ENERGY STAR LED LAMPS (General Service Lamps) | 2030 | SC D | MW | After Competition Groups | 14.1063 | 324452.0229 | 0.32445 | 860.1914 | 0.016399 | 17 | Commercial_2030_SC D_MW_After Competition Groups_17 | ENERGY STAR LED LAMPS (General Service Lamps) | 1.64% | 0.32445 | 14.1063 | Commercial_2030_SC D_MW_After Competition Groups_ENERGY STAR LED LAMPS (General Service Lamps)
Commercial | Com ¦ Furnace Tune-Up | 2030 | SC D | MW | After Competition Groups | 14.0757 | 108894.199 | 0.10889 | 860.1914 | 0.016363 | 18 | Commercial_2030_SC D_MW_After Competition Groups_18 | Furnace Tune-Up | 1.636% | 0.10889 | 14.0757 | Commercial_2030_SC D_MW_After Competition Groups_Furnace Tune-Up
Commercial | Com ¦ Centrally controlled desktop PC/NETWORK PC POWER MANAGEMENT SOFTWARE | 2030 | SC D | MW | After Competition Groups | 11.5843 | 831365.9678 | 0.83137 | 860.1914 | 0.013467 | 19 | Commercial_2030_SC D_MW_After Competition Groups_19 | Centrally controlled desktop PC/NETWORK PC POWER MANAGEMENT SOFTWARE | 1.347% | 0.83137 | 11.5843 | Commercial_2030_SC D_MW_After Competition Groups_Centrally controlled desktop PC/NETWORK PC POWER MANAGEMENT SOFTWARE
Commercial | Com ¦ Variable Frequency Drive (VFD) | 2030 | SC D | MW | After Competition Groups | 9.6182 | 1363996.7943 | 1.364 | 860.1914 | 0.011181 | 20 | Commercial_2030_SC D_MW_After Competition Groups_20 | Variable Frequency Drive (VFD) | 1.118% | 1.364 | 9.6182 | Commercial_2030_SC D_MW_After Competition Groups_Variable Frequency Drive (VFD)
Commercial | Com ¦ Demand Control Ventilation | 2030 | SC D | MW | After Competition Groups | 9.4452 | 1245129.4803 | 1.2451 | 860.1914 | 0.01098 | 21 | Commercial_2030_SC D_MW_After Competition Groups_21 | Demand Control Ventilation | 1.098% | 1.2451 | 9.4452 | Commercial_2030_SC D_MW_After Competition Groups_Demand Control Ventilation
Commercial | Com ¦ VFD on Pumps | 2030 | SC D | MW | After Competition Groups | 8.9231 | 1321191.8452 | 1.3212 | 860.1914 | 0.010373 | 22 | Commercial_2030_SC D_MW_After Competition Groups_22 | VFD on Pumps | 1.037% | 1.3212 | 8.9231 | Commercial_2030_SC D_MW_After Competition Groups_VFD on Pumps
Commercial | Com ¦ Refrigerated Display Case LED | 2030 | SC D | MW | After Competition Groups | 7.1651 | 861377.8269 | 0.86138 | 860.1914 | 0.0083296 | 23 | Commercial_2030_SC D_MW_After Competition Groups_23 | Refrigerated Display Case LED | 0.833% | 0.86138 | 7.1651 | Commercial_2030_SC D_MW_After Competition Groups_Refrigerated Display Case LED
Commercial | Com ¦ LED EXTERIOR AREA LIGHTS - LED fixture (200W) | 2030 | SC D | MW | After Competition Groups | 5.879 | 0 | 0 | 860.1914 | 0.0068345 | 24 | Commercial_2030_SC D_MW_After Competition Groups_24 | LED EXTERIOR AREA LIGHTS - LED fixture (200W) | 0.6835% | 0 | 5.879 | Commercial_2030_SC D_MW_After Competition Groups_LED EXTERIOR AREA LIGHTS - LED fixture (200W)
Commercial | Com ¦ LED parking lot fixture | 2030 | SC D | MW | After Competition Groups | 5.7601 | 6594671.37 | 6.5947 | 860.1914 | 0.0066963 | 25 | Commercial_2030_SC D_MW_After Competition Groups_25 | LED parking lot fixture | 0.6696% | 6.5947 | 5.7601 | Commercial_2030_SC D_MW_After Competition Groups_LED parking lot fixture
Commercial | Com ¦ ECM MOTORS FOR EVAPORATOR FANS for refrigeration (WALK-IN) | 2030 | SC D | MW | After Competition Groups | 5.0169 | 1081670.7065 | 1.0817 | 860.1914 | 0.0058323 | 26 | Commercial_2030_SC D_MW_After Competition Groups_26 | ECM MOTORS FOR EVAPORATOR FANS for refrigeration (WALK-IN) | 0.5832% | 1.0817 | 5.0169 | Commercial_2030_SC D_MW_After Competition Groups_ECM MOTORS FOR EVAPORATOR FANS for refrigeration (WALK-IN)
Commercial | Com ¦ Evaporator Fan Controls | 2030 | SC D | MW | After Competition Groups | 4.2651 | 185805.9078 | 0.18581 | 860.1914 | 0.0049583 | 27 | Commercial_2030_SC D_MW_After Competition Groups_27 | Evaporator Fan Controls | 0.4958% | 0.18581 | 4.2651 | Commercial_2030_SC D_MW_After Competition Groups_Evaporator Fan Controls
Commercial | Com ¦ Door Gasket Freezer/Refrigerator | 2030 | SC D | MW | After Competition Groups | 4.1337 | 348838.1659 | 0.34884 | 860.1914 | 0.0048056 | 28 | Commercial_2030_SC D_MW_After Competition Groups_28 | Door Gasket Freezer/Refrigerator | 0.4806% | 0.34884 | 4.1337 | Commercial_2030_SC D_MW_After Competition Groups_Door Gasket Freezer/Refrigerator
Commercial | Com ¦ Air Handler with Dedicated Outdoor Air Systems | 2030 | SC D | MW | After Competition Groups | 4.0519 | 226758.4882 | 0.22676 | 860.1914 | 0.0047105 | 29 | Commercial_2030_SC D_MW_After Competition Groups_29 | Air Handler with Dedicated Outdoor Air Systems | 0.471% | 0.22676 | 4.0519 | Commercial_2030_SC D_MW_After Competition Groups_Air Handler with Dedicated Outdoor Air Systems
Commercial | Com ¦ Demand Control Kitchen Ventilation | 2030 | SC D | MW | After Competition Groups | 4.0257 | 941702.8057 | 0.9417 | 860.1914 | 0.0046801 | 30 | Commercial_2030_SC D_MW_After Competition Groups_30 | Demand Control Kitchen Ventilation | 0.468% | 0.9417 | 4.0257 | Commercial_2030_SC D_MW_After Competition Groups_Demand Control Kitchen Ventilation
Commercial | Com ¦ ENERGY STAR Griddle (74% eff) | 2030 | SC D | MW | After Competition Groups | 3.9103 | 224650.1463 | 0.22465 | 860.1914 | 0.0045458 | 31 | Commercial_2030_SC D_MW_After Competition Groups_31 | ENERGY STAR Griddle (74% eff) | 0.4546% | 0.22465 | 3.9103 | Commercial_2030_SC D_MW_After Competition Groups_ENERGY STAR Griddle (74% eff)
Commercial | Com ¦ Occupancy Sensors | 2030 | SC D | MW | After Competition Groups | 3.0475 | 6207.079 | 0.0062071 | 860.1914 | 0.0035428 | 32 | Commercial_2030_SC D_MW_After Competition Groups_32 | Occupancy Sensors | 0.3543% | 0.0062071 | 3.0475 | Commercial_2030_SC D_MW_After Competition Groups_Occupancy Sensors
Commercial | Com ¦ Freezer Case Light Sensor | 2030 | SC D | MW | After Competition Groups | 2.9532 | 671061.8944 | 0.67106 | 860.1914 | 0.0034331 | 33 | Commercial_2030_SC D_MW_After Competition Groups_33 | Freezer Case Light Sensor | 0.3433% | 0.67106 | 2.9532 | Commercial_2030_SC D_MW_After Competition Groups_Freezer Case Light Sensor
Commercial | Com ¦ LED street light fixture | 2030 | SC D | MW | After Competition Groups | 2.7418 | 0 | 0 | 860.1914 | 0.0031874 | 34 | Commercial_2030_SC D_MW_After Competition Groups_34 | LED street light fixture | 0.3187% | 0 | 2.7418 | Commercial_2030_SC D_MW_After Competition Groups_LED street light fixture
Commercial | Com ¦ Duct Insulation, R8 | 2030 | SC D | MW | After Competition Groups | 2.5985 | 356400.4228 | 0.3564 | 860.1914 | 0.0030209 | 35 | Commercial_2030_SC D_MW_After Competition Groups_35 | Duct Insulation, R8 | 0.3021% | 0.3564 | 2.5985 | Commercial_2030_SC D_MW_After Competition Groups_Duct Insulation, R8
Commercial | Com ¦ Water Source Heat Pump (4 ton) | 2030 | SC D | MW | After Competition Groups | 2.528 | 528139.1307 | 0.52814 | 860.1914 | 0.0029389 | 36 | Commercial_2030_SC D_MW_After Competition Groups_36 | Water Source Heat Pump (4 ton) | 0.2939% | 0.52814 | 2.528 | Commercial_2030_SC D_MW_After Competition Groups_Water Source Heat Pump (4 ton)
Commercial | Com ¦ BEVERAGE VENDING MACHINE CONTROLS | 2030 | SC D | MW | After Competition Groups | 1.6235 | 144102.5089 | 0.1441 | 860.1914 | 0.0018873 | 37 | Commercial_2030_SC D_MW_After Competition Groups_37 | BEVERAGE VENDING MACHINE CONTROLS | 0.1887% | 0.1441 | 1.6235 | Commercial_2030_SC D_MW_After Competition Groups_BEVERAGE VENDING MACHINE CONTROLS
Commercial | Com ¦ Temperature Adjustment in Commercial Freezers | 2030 | SC D | MW | After Competition Groups | 1.561 | 0 | 0 | 860.1914 | 0.0018147 | 38 | Commercial_2030_SC D_MW_After Competition Groups_38 | Temperature Adjustment in Commercial Freezers | 0.1815% | 0 | 1.561 | Commercial_2030_SC D_MW_After Competition Groups_Temperature Adjustment in Commercial Freezers
Commercial | Com ¦ Elec Storage WH 2.30 Et | 2030 | SC D | MW | After Competition Groups | 1.4681 | 300919.3178 | 0.30092 | 860.1914 | 0.0017067 | 39 | Commercial_2030_SC D_MW_After Competition Groups_39 | Elec Storage WH 2.30 Et | 0.1707% | 0.30092 | 1.4681 | Commercial_2030_SC D_MW_After Competition Groups_Elec Storage WH 2.30 Et
Commercial | Com ¦ Vertical Night Covers | 2030 | SC D | MW | After Competition Groups | 1.2248 | 87090.4994 | 0.08709 | 860.1914 | 0.0014238 | 40 | Commercial_2030_SC D_MW_After Competition Groups_40 | Vertical Night Covers | 0.1424% | 0.08709 | 1.2248 | Commercial_2030_SC D_MW_After Competition Groups_Vertical Night Covers
Commercial | Com ¦ ENERGY STAR Fryer (84% eff) | 2030 | SC D | MW | After Competition Groups | 1.1472 | 118500.4355 | 0.1185 | 860.1914 | 0.0013337 | 41 | Commercial_2030_SC D_MW_After Competition Groups_41 | ENERGY STAR Fryer (84% eff) | 0.1334% | 0.1185 | 1.1472 | Commercial_2030_SC D_MW_After Competition Groups_ENERGY STAR Fryer (84% eff)
Commercial | Com ¦ CO Sensors for parking garage exhaust fans | 2030 | SC D | MW | After Competition Groups | 1.07 | 186757.1585 | 0.18676 | 860.1914 | 0.0012439 | 42 | Commercial_2030_SC D_MW_After Competition Groups_42 | CO Sensors for parking garage exhaust fans | 0.1244% | 0.18676 | 1.07 | Commercial_2030_SC D_MW_After Competition Groups_CO Sensors for parking garage exhaust fans
Commercial | Com ¦ Outside Air Economizer | 2030 | SC D | MW | After Competition Groups | 1.0335 | 117798.429 | 0.1178 | 860.1914 | 0.0012015 | 43 | Commercial_2030_SC D_MW_After Competition Groups_43 | Outside Air Economizer | 0.1202% | 0.1178 | 1.0335 | Commercial_2030_SC D_MW_After Competition Groups_Outside Air Economizer
Commercial | Com ¦ Energy Efficient Laboratory Fume Hood | 2030 | SC D | MW | After Competition Groups | 1.0133 | 183651.7484 | 0.18365 | 860.1914 | 0.001178 | 44 | Commercial_2030_SC D_MW_After Competition Groups_44 | Energy Efficient Laboratory Fume Hood | 0.1178% | 0.18365 | 1.0133 | Commercial_2030_SC D_MW_After Competition Groups_Energy Efficient Laboratory Fume Hood
Commercial | Com ¦ Water Heating (DHW) Pipe Insulation (Add 3/4\ Foam)" | 2030 | SC D | MW | After Competition Groups | 0.93632 | 152917.5265 | 0.15292 | 860.1914 | 0.0010885 | 45 | Commercial_2030_SC D_MW_After Competition Groups_45 | Water Heating (DHW) Pipe Insulation (Add 3/4\ Foam)" | 0.1089% | 0.15292 | 0.93632 | Commercial_2030_SC D_MW_After Competition Groups_Water Heating (DHW) Pipe Insulation (Add 3/4\ Foam)"
Commercial | Com ¦ ENERGY STAR Steam Cookers | 2030 | SC D | MW | After Competition Groups | 0.73742 | 76149.7117 | 0.07615 | 860.1914 | 0.00085728 | 46 | Commercial_2030_SC D_MW_After Competition Groups_46 | ENERGY STAR Steam Cookers | 0.08573% | 0.07615 | 0.73742 | Commercial_2030_SC D_MW_After Competition Groups_ENERGY STAR Steam Cookers
Commercial | Com ¦ Thermostat Setback | 2030 | SC D | MW | After Competition Groups | 0.6341 | 0 | 0 | 860.1914 | 0.00073716 | 47 | Commercial_2030_SC D_MW_After Competition Groups_47 | Thermostat Setback | 0.07372% | 0 | 0.6341 | Commercial_2030_SC D_MW_After Competition Groups_Thermostat Setback
Commercial | Com ¦ Suction Pipe Insulation Freezer/Refrigerator | 2030 | SC D | MW | After Competition Groups | 0.61456 | 81764.4809 | 0.081764 | 860.1914 | 0.00071445 | 48 | Commercial_2030_SC D_MW_After Competition Groups_48 | Suction Pipe Insulation Freezer/Refrigerator | 0.07144% | 0.081764 | 0.61456 | Commercial_2030_SC D_MW_After Competition Groups_Suction Pipe Insulation Freezer/Refrigerator
Commercial | Com ¦ ENERGY STAR Dishwasher | 2030 | SC D | MW | After Competition Groups | 0.49221 | 34612.7157 | 0.034613 | 860.1914 | 0.00057221 | 49 | Commercial_2030_SC D_MW_After Competition Groups_49 | ENERGY STAR Dishwasher | 0.05722% | 0.034613 | 0.49221 | Commercial_2030_SC D_MW_After Competition Groups_ENERGY STAR Dishwasher
Commercial | Com ¦ Condensing Make Up Air Unit | 2030 | SC D | MW | After Competition Groups | 0.24462 | 82421.0975 | 0.082421 | 860.1914 | 0.00028438 | 50 | Commercial_2030_SC D_MW_After Competition Groups_50 | Condensing Make Up Air Unit | 0.02844% | 0.082421 | 0.24462 | Commercial_2030_SC D_MW_After Competition Groups_Condensing Make Up Air Unit
Commercial | Com ¦ Ozone Laundry Treatment | 2030 | SC D | MW | After Competition Groups | 0.23121 | 39207.9936 | 0.039208 | 860.1914 | 0.00026879 | 51 | Commercial_2030_SC D_MW_After Competition Groups_51 | Ozone Laundry Treatment | 0.02688% | 0.039208 | 0.23121 | Commercial_2030_SC D_MW_After Competition Groups_Ozone Laundry Treatment
Commercial | COM ¦ Ductless Mini-Split Heat Pumps | 2030 | SC D | MW | After Competition Groups | 0.14675 | 207.2286 | 0.00020723 | 860.1914 | 0.0001706 | 52 | Commercial_2030_SC D_MW_After Competition Groups_52 | Ductless Mini-Split Heat Pumps | 0.01706% | 0.00020723 | 0.14675 | Commercial_2030_SC D_MW_After Competition Groups_Ductless Mini-Split Heat Pumps
Commercial | Com ¦ ECM MOTORS FOR HVAC APPLICATION (FAN-POWERED VAV BOX) | 2030 | SC D | MW | After Competition Groups | 0.14394 | 25076.0165 | 0.025076 | 860.1914 | 0.00016733 | 53 | Commercial_2030_SC D_MW_After Competition Groups_53 | ECM MOTORS FOR HVAC APPLICATION (FAN-POWERED VAV BOX) | 0.01673% | 0.025076 | 0.14394 | Commercial_2030_SC D_MW_After Competition Groups_ECM MOTORS FOR HVAC APPLICATION (FAN-POWERED VAV BOX)
Commercial | Com ¦ PTAC (12 EER/10,000 BTU) | 2030 | SC D | MW | After Competition Groups | 0.11317 | 17823.2818 | 0.017823 | 860.1914 | 0.00013156 | 54 | Commercial_2030_SC D_MW_After Competition Groups_54 | PTAC (12 EER/10,000 BTU) | 0.01316% | 0.017823 | 0.11317 | Commercial_2030_SC D_MW_After Competition Groups_PTAC (12 EER/10,000 BTU)
Commercial | Com ¦ CEE Tier 2/Energy Star Clothes Washers | 2030 | SC D | MW | After Competition Groups | 0.10202 | 7323.8239 | 0.0073238 | 860.1914 | 0.0001186 | 55 | Commercial_2030_SC D_MW_After Competition Groups_55 | CEE Tier 2/Energy Star Clothes Washers | 0.01186% | 0.0073238 | 0.10202 | Commercial_2030_SC D_MW_After Competition Groups_CEE Tier 2/Energy Star Clothes Washers
Commercial | Com ¦ HVAC Optimization | 2030 | SC D | MW | After Competition Groups | 0.084128 | 214.5792 | 0.00021458 | 860.1914 | 9.7802e-05 | 56 | Commercial_2030_SC D_MW_After Competition Groups_56 | HVAC Optimization | 0.00978% | 0.00021458 | 0.084128 | Commercial_2030_SC D_MW_After Competition Groups_HVAC Optimization
Commercial | Com ¦ Auto Off Time Switch or Time Clock control | 2030 | SC D | MW | After Competition Groups | 0.076121 | 85.9759 | 8.5976e-05 | 860.1914 | 8.8493e-05 | 57 | Commercial_2030_SC D_MW_After Competition Groups_57 | Auto Off Time Switch or Time Clock control | 0.008849% | 8.5976e-05 | 0.076121 | Commercial_2030_SC D_MW_After Competition Groups_Auto Off Time Switch or Time Clock control
Commercial | Com ¦ Solar Water Preheat (Pools/DHW) | 2030 | SC D | MW | After Competition Groups | 0.068641 | 2818.2251 | 0.0028182 | 860.1914 | 7.9797e-05 | 58 | Commercial_2030_SC D_MW_After Competition Groups_58 | Solar Water Preheat (Pools/DHW) | 0.00798% | 0.0028182 | 0.068641 | Commercial_2030_SC D_MW_After Competition Groups_Solar Water Preheat (Pools/DHW)
Commercial | Com ¦ Notched V belts for HVAC Systems | 2030 | SC D | MW | After Competition Groups | 0.06688 | 7427.1612 | 0.0074272 | 860.1914 | 7.775e-05 | 59 | Commercial_2030_SC D_MW_After Competition Groups_59 | Notched V belts for HVAC Systems | 0.007775% | 0.0074272 | 0.06688 | Commercial_2030_SC D_MW_After Competition Groups_Notched V belts for HVAC Systems
Commercial | Com ¦ Demand controlled Circulating Systems | 2030 | SC D | MW | After Competition Groups | 0.066495 | 11559.8413 | 0.01156 | 860.1914 | 7.7303e-05 | 60 | Commercial_2030_SC D_MW_After Competition Groups_60 | Demand controlled Circulating Systems | 0.00773% | 0.01156 | 0.066495 | Commercial_2030_SC D_MW_After Competition Groups_Demand controlled Circulating Systems
Commercial | Com ¦ Low Flow Pre-Rinse Spray Nozzle | 2030 | SC D | MW | After Competition Groups | 0.057742 | 2367.6468 | 0.0023676 | 860.1914 | 6.7127e-05 | 61 | Commercial_2030_SC D_MW_After Competition Groups_61 | Low Flow Pre-Rinse Spray Nozzle | 0.006713% | 0.0023676 | 0.057742 | Commercial_2030_SC D_MW_After Competition Groups_Low Flow Pre-Rinse Spray Nozzle
Commercial | Com ¦ Commercial Hot Food Holding Cabinets | 2030 | SC D | MW | After Competition Groups | 0.040653 | 3180.4039 | 0.0031804 | 860.1914 | 4.726e-05 | 62 | Commercial_2030_SC D_MW_After Competition Groups_62 | Commercial Hot Food Holding Cabinets | 0.004726% | 0.0031804 | 0.040653 | Commercial_2030_SC D_MW_After Competition Groups_Commercial Hot Food Holding Cabinets
Commercial | Com ¦ Condensing Unit Heaters or other Efficient Unit Heating System | 2030 | SC D | MW | After Competition Groups | 0.022191 | 0 | 0 | 860.1914 | 2.5798e-05 | 63 | Commercial_2030_SC D_MW_After Competition Groups_63 | Condensing Unit Heaters or other Efficient Unit Heating System | 0.00258% | 0 | 0.022191 | Commercial_2030_SC D_MW_After Competition Groups_Condensing Unit Heaters or other Efficient Unit Heating System
Commercial | Com ¦ Wall Insulation | 2030 | SC D | MW | After Competition Groups | 0.021387 | 89.4979 | 8.9498e-05 | 860.1914 | 2.4863e-05 | 64 | Commercial_2030_SC D_MW_After Competition Groups_64 | Wall Insulation | 0.002486% | 8.9498e-05 | 0.021387 | Commercial_2030_SC D_MW_After Competition Groups_Wall Insulation
Commercial | Com ¦ LED RECESSED DOWNLIGHTS | 2030 | SC D | MW | After Competition Groups | 0.018404 | 14348.1979 | 0.014348 | 860.1914 | 2.1395e-05 | 65 | Commercial_2030_SC D_MW_After Competition Groups_65 | LED RECESSED DOWNLIGHTS | 0.002139% | 0.014348 | 0.018404 | Commercial_2030_SC D_MW_After Competition Groups_LED RECESSED DOWNLIGHTS
Commercial | Com ¦ Room AC (w/ louvered sides) 14 SEER from 12 SEER code | 2030 | SC D | MW | After Competition Groups | 0.017565 | 3505.3527 | 0.0035054 | 860.1914 | 2.042e-05 | 66 | Commercial_2030_SC D_MW_After Competition Groups_66 | Room AC (w/ louvered sides) 14 SEER from 12 SEER code | 0.002042% | 0.0035054 | 0.017565 | Commercial_2030_SC D_MW_After Competition Groups_Room AC (w/ louvered sides) 14 SEER from 12 SEER code
Commercial | Com ¦ VSD Air Compressor | 2030 | SC D | MW | After Competition Groups | 0.016683 | 562.5016 | 0.0005625 | 860.1914 | 1.9395e-05 | 67 | Commercial_2030_SC D_MW_After Competition Groups_67 | VSD Air Compressor | 0.00194% | 0.0005625 | 0.016683 | Commercial_2030_SC D_MW_After Competition Groups_VSD Air Compressor
Commercial | Com ¦ Air Curtains | 2030 | SC D | MW | After Competition Groups | 0.015596 | 2578.1709 | 0.0025782 | 860.1914 | 1.8131e-05 | 68 | Commercial_2030_SC D_MW_After Competition Groups_68 | Air Curtains | 0.001813% | 0.0025782 | 0.015596 | Commercial_2030_SC D_MW_After Competition Groups_Air Curtains
Commercial | Com ¦ High Efficiency Chiller (avg of water and air cooled) | 2030 | SC D | MW | After Competition Groups | 0.012597 | 2009.9196 | 0.0020099 | 860.1914 | 1.4644e-05 | 69 | Commercial_2030_SC D_MW_After Competition Groups_69 | High Efficiency Chiller (avg of water and air cooled) | 0.001464% | 0.0020099 | 0.012597 | Commercial_2030_SC D_MW_After Competition Groups_High Efficiency Chiller (avg of water and air cooled)
Commercial | Com ¦ High Efficiency Small Instantaneous Water Heater | 2030 | SC D | MW | After Competition Groups | 0.012285 | 5364.8023 | 0.0053648 | 860.1914 | 1.4281e-05 | 70 | Commercial_2030_SC D_MW_After Competition Groups_70 | High Efficiency Small Instantaneous Water Heater | 0.001428% | 0.0053648 | 0.012285 | Commercial_2030_SC D_MW_After Competition Groups_High Efficiency Small Instantaneous Water Heater
Commercial | Com ¦ Energy Recovery Ventilation and Ventilation (Enhanced) | 2030 | SC D | MW | After Competition Groups | 0.0056186 | 0 | 0 | 860.1914 | 6.5318e-06 | 71 | Commercial_2030_SC D_MW_After Competition Groups_71 | Energy Recovery Ventilation and Ventilation (Enhanced) | 0.0006532% | 0 | 0.0056186 | Commercial_2030_SC D_MW_After Competition Groups_Energy Recovery Ventilation and Ventilation (Enhanced)
Commercial | Com ¦ EC Plug Fan for Data Center (under cabinet) | 2030 | SC D | MW | After Competition Groups | 0.0021908 | 600.7649 | 0.00060076 | 860.1914 | 2.5469e-06 | 72 | Commercial_2030_SC D_MW_After Competition Groups_72 | EC Plug Fan for Data Center (under cabinet) | 0.0002547% | 0.00060076 | 0.0021908 | Commercial_2030_SC D_MW_After Competition Groups_EC Plug Fan for Data Center (under cabinet)
Commercial | Com ¦ Efficient compressor motor | 2030 | SC D | MW | After Competition Groups | 0.0016239 | 5397.3922 | 0.0053974 | 860.1914 | 1.8878e-06 | 73 | Commercial_2030_SC D_MW_After Competition Groups_73 | Efficient compressor motor | 0.0001888% | 0.0053974 | 0.0016239 | Commercial_2030_SC D_MW_After Competition Groups_Efficient compressor motor
Commercial | Com ¦ LLLC - High Impact Application | 2030 | SC D | MW | After Competition Groups | 0.00077164 | 0.48235 | 4.8235e-07 | 860.1914 | 8.9705e-07 | 74 | Commercial_2030_SC D_MW_After Competition Groups_74 | LLLC - High Impact Application | 8.971e-05% | 4.8235e-07 | 0.00077164 | Commercial_2030_SC D_MW_After Competition Groups_LLLC - High Impact Application
Commercial | Com ¦ Electric Convection Combination Ovens | 2030 | SC D | MW | After Competition Groups | 0.00026812 | 3.7112 | 3.7112e-06 | 860.1914 | 3.117e-07 | 75 | Commercial_2030_SC D_MW_After Competition Groups_75 | Electric Convection Combination Ovens | 3.117e-05% | 3.7112e-06 | 0.00026812 | Commercial_2030_SC D_MW_After Competition Groups_Electric Convection Combination Ovens
Commercial | Com ¦ LLLC - Low Impact Application | 2030 | SC D | MW | After Competition Groups | 8.7387e-05 | 5.3055 | 5.3055e-06 | 860.1914 | 1.0159e-07 | 76 | Commercial_2030_SC D_MW_After Competition Groups_76 | LLLC - Low Impact Application | 1.016e-05% | 5.3055e-06 | 8.7387e-05 | Commercial_2030_SC D_MW_After Competition Groups_LLLC - Low Impact Application
Commercial | Com ¦ Networked/Connected - Low Impact Application | 2030 | SC D | MW | After Competition Groups | 1.9034e-08 | 0.0007587 | 7.587e-10 | 860.1914 | 2.2128e-11 | 77 | Commercial_2030_SC D_MW_After Competition Groups_77 | Networked/Connected - Low Impact Application | 2.213e-09% | 7.587e-10 | 1.9034e-08 | Commercial_2030_SC D_MW_After Competition Groups_Networked/Connected - Low Impact Application
Commercial | Com ¦ Networked/Connected - High Impact Application | 2030 | SC D | MW | After Competition Groups | 2.8739e-09 | 3.5773e-05 | 3.5773e-11 | 860.1914 | 3.341e-12 | 78 | Commercial_2030_SC D_MW_After Competition Groups_78 | Networked/Connected - High Impact Application | 3.341e-10% | 3.5773e-11 | 2.8739e-09 | Commercial_2030_SC D_MW_After Competition Groups_Networked/Connected - High Impact Application
Commercial | Com ¦ Indoor Daylight Sensors/Photocell Dimming Control | 2030 | SC D | MW | After Competition Groups | 0 | 0 | 0 | 860.1914 | 0 | 79 | Commercial_2030_SC D_MW_After Competition Groups_79 | Indoor Daylight Sensors/Photocell Dimming Control | 0% | 0 | 0 | Commercial_2030_SC D_MW_After Competition Groups_Indoor Daylight Sensors/Photocell Dimming Control
Commercial | Com ¦ Variable Refrigerant Flow Heat Pump | 2030 | SC D | MW | After Competition Groups | 0 | 0 | 0 | 860.1914 | 0 | 80 | Commercial_2030_SC D_MW_After Competition Groups_80 | Variable Refrigerant Flow Heat Pump | 0% | 0 | 0 | Commercial_2030_SC D_MW_After Competition Groups_Variable Refrigerant Flow Heat Pump
Commercial | Com ¦ Building Recommissioning, Operations and Maintenance (O&M) Improvements | 2030 | Technical | MW | After Competition Groups | 247.7402 | 0 | 0 | 2497.2947 | 0.099203 | 1 | Commercial_2030_Technical_MW_After Competition Groups_1 | Building Recommissioning, Operations and Maintenance (O&M) Improvements | 9.92% | 0 | 247.7402 | Commercial_2030_Technical_MW_After Competition Groups_Building Recommissioning, Operations and Maintenance (O&M) Improvements
Commercial | Com ¦ Education and Capacity Building/Energy Behavior | 2030 | Technical | MW | After Competition Groups | 223.2965 | 0 | 0 | 2497.2947 | 0.089415 | 2 | Commercial_2030_Technical_MW_After Competition Groups_2 | Education and Capacity Building/Energy Behavior | 8.942% | 0 | 223.2965 | Commercial_2030_Technical_MW_After Competition Groups_Education and Capacity Building/Energy Behavior
Commercial | Com ¦ Central Lighting Control System | 2030 | Technical | MW | After Competition Groups | 213.411 | 0 | 0 | 2497.2947 | 0.085457 | 3 | Commercial_2030_Technical_MW_After Competition Groups_3 | Central Lighting Control System | 8.546% | 0 | 213.411 | Commercial_2030_Technical_MW_After Competition Groups_Central Lighting Control System
Commercial | Com ¦ LED Low/High Bay | 2030 | Technical | MW | After Competition Groups | 178.1162 | 0 | 0 | 2497.2947 | 0.071324 | 4 | Commercial_2030_Technical_MW_After Competition Groups_4 | LED Low/High Bay | 7.132% | 0 | 178.1162 | Commercial_2030_Technical_MW_After Competition Groups_LED Low/High Bay
Commercial | Com ¦ High Efficiency Air Source Heat Pump | 2030 | Technical | MW | After Competition Groups | 158.8231 | 0 | 0 | 2497.2947 | 0.063598 | 5 | Commercial_2030_Technical_MW_After Competition Groups_5 | High Efficiency Air Source Heat Pump | 6.36% | 0 | 158.8231 | Commercial_2030_Technical_MW_After Competition Groups_High Efficiency Air Source Heat Pump
Commercial | Com ¦ ENERGY STAR LED LAMPS (REFLECTOR LAMPs/MR16/PAR 16) | 2030 | Technical | MW | After Competition Groups | 135.1997 | 0 | 0 | 2497.2947 | 0.054138 | 6 | Commercial_2030_Technical_MW_After Competition Groups_6 | ENERGY STAR LED LAMPS (REFLECTOR LAMPs/MR16/PAR 16) | 5.414% | 0 | 135.1997 | Commercial_2030_Technical_MW_After Competition Groups_ENERGY STAR LED LAMPS (REFLECTOR LAMPs/MR16/PAR 16)
Commercial | Com ¦ Variable Refrigerant Flow Heat Pump | 2030 | Technical | MW | After Competition Groups | 135.0529 | 0 | 0 | 2497.2947 | 0.05408 | 7 | Commercial_2030_Technical_MW_After Competition Groups_7 | Variable Refrigerant Flow Heat Pump | 5.408% | 0 | 135.0529 | Commercial_2030_Technical_MW_After Competition Groups_Variable Refrigerant Flow Heat Pump
Commercial | Com ¦ LED Troffer/Surface/Suspended | 2030 | Technical | MW | After Competition Groups | 132.6539 | 0 | 0 | 2497.2947 | 0.053119 | 8 | Commercial_2030_Technical_MW_After Competition Groups_8 | LED Troffer/Surface/Suspended | 5.312% | 0 | 132.6539 | Commercial_2030_Technical_MW_After Competition Groups_LED Troffer/Surface/Suspended
Commercial | Com ¦ Unitary Air-Conditioning Unit | 2030 | Technical | MW | After Competition Groups | 105.9477 | 0 | 0 | 2497.2947 | 0.042425 | 9 | Commercial_2030_Technical_MW_After Competition Groups_9 | Unitary Air-Conditioning Unit | 4.242% | 0 | 105.9477 | Commercial_2030_Technical_MW_After Competition Groups_Unitary Air-Conditioning Unit
Commercial | Com ¦ Advanced BAS/Controllers | 2030 | Technical | MW | After Competition Groups | 95.365 | 0 | 0 | 2497.2947 | 0.038187 | 10 | Commercial_2030_Technical_MW_After Competition Groups_10 | Advanced BAS/Controllers | 3.819% | 0 | 95.365 | Commercial_2030_Technical_MW_After Competition Groups_Advanced BAS/Controllers
Commercial | Com ¦ LED Replacement Lamp (Tube) | 2030 | Technical | MW | After Competition Groups | 77.7147 | 0 | 0 | 2497.2947 | 0.03112 | 11 | Commercial_2030_Technical_MW_After Competition Groups_11 | LED Replacement Lamp (Tube) | 3.112% | 0 | 77.7147 | Commercial_2030_Technical_MW_After Competition Groups_LED Replacement Lamp (Tube)
Commercial | Com ¦ Smart Strip Plug Outlets | 2030 | Technical | MW | After Competition Groups | 64.595 | 0 | 0 | 2497.2947 | 0.025866 | 12 | Commercial_2030_Technical_MW_After Competition Groups_12 | Smart Strip Plug Outlets | 2.587% | 0 | 64.595 | Commercial_2030_Technical_MW_After Competition Groups_Smart Strip Plug Outlets
Commercial | Com ¦ Refrigerated Display Case Doors | 2030 | Technical | MW | After Competition Groups | 46.5208 | 0 | 0 | 2497.2947 | 0.018628 | 13 | Commercial_2030_Technical_MW_After Competition Groups_13 | Refrigerated Display Case Doors | 1.863% | 0 | 46.5208 | Commercial_2030_Technical_MW_After Competition Groups_Refrigerated Display Case Doors
Commercial | Com ¦ Adaptive Thermostats | 2030 | Technical | MW | After Competition Groups | 42.0141 | 0 | 0 | 2497.2947 | 0.016824 | 14 | Commercial_2030_Technical_MW_After Competition Groups_14 | Adaptive Thermostats | 1.682% | 0 | 42.0141 | Commercial_2030_Technical_MW_After Competition Groups_Adaptive Thermostats
Commercial | Com ¦ Data Center Storage/Server Virtualization | 2030 | Technical | MW | After Competition Groups | 36.6145 | 0 | 0 | 2497.2947 | 0.014662 | 15 | Commercial_2030_Technical_MW_After Competition Groups_15 | Data Center Storage/Server Virtualization | 1.466% | 0 | 36.6145 | Commercial_2030_Technical_MW_After Competition Groups_Data Center Storage/Server Virtualization
Commercial | Com ¦ Demand Control Ventilation | 2030 | Technical | MW | After Competition Groups | 33.4149 | 0 | 0 | 2497.2947 | 0.01338 | 16 | Commercial_2030_Technical_MW_After Competition Groups_16 | Demand Control Ventilation | 1.338% | 0 | 33.4149 | Commercial_2030_Technical_MW_After Competition Groups_Demand Control Ventilation
Commercial | Com ¦ Strip Curtains | 2030 | Technical | MW | After Competition Groups | 31.3302 | 0 | 0 | 2497.2947 | 0.012546 | 17 | Commercial_2030_Technical_MW_After Competition Groups_17 | Strip Curtains | 1.255% | 0 | 31.3302 | Commercial_2030_Technical_MW_After Competition Groups_Strip Curtains
Commercial | Com ¦ Reach-in Shaded Pole to ECM/PSC Evaporator Fan Motor | 2030 | Technical | MW | After Competition Groups | 30.3679 | 0 | 0 | 2497.2947 | 0.01216 | 18 | Commercial_2030_Technical_MW_After Competition Groups_18 | Reach-in Shaded Pole to ECM/PSC Evaporator Fan Motor | 1.216% | 0 | 30.3679 | Commercial_2030_Technical_MW_After Competition Groups_Reach-in Shaded Pole to ECM/PSC Evaporator Fan Motor
Commercial | Com ¦ Furnace Tune-Up | 2030 | Technical | MW | After Competition Groups | 29.5841 | 0 | 0 | 2497.2947 | 0.011846 | 19 | Commercial_2030_Technical_MW_After Competition Groups_19 | Furnace Tune-Up | 1.185% | 0 | 29.5841 | Commercial_2030_Technical_MW_After Competition Groups_Furnace Tune-Up
Commercial | Com ¦ LED or Equivalent Sign Lighting | 2030 | Technical | MW | After Competition Groups | 26.7083 | 0 | 0 | 2497.2947 | 0.010695 | 20 | Commercial_2030_Technical_MW_After Competition Groups_20 | LED or Equivalent Sign Lighting | 1.069% | 0 | 26.7083 | Commercial_2030_Technical_MW_After Competition Groups_LED or Equivalent Sign Lighting
Commercial | Com ¦ Chilled Water Optimization | 2030 | Technical | MW | After Competition Groups | 25.8478 | 0 | 0 | 2497.2947 | 0.01035 | 21 | Commercial_2030_Technical_MW_After Competition Groups_21 | Chilled Water Optimization | 1.035% | 0 | 25.8478 | Commercial_2030_Technical_MW_After Competition Groups_Chilled Water Optimization
Commercial | Com ¦ Adding reflective (White) roof treatment or a green roof | 2030 | Technical | MW | After Competition Groups | 25.0487 | 0 | 0 | 2497.2947 | 0.01003 | 22 | Commercial_2030_Technical_MW_After Competition Groups_22 | Adding reflective (White) roof treatment or a green roof | 1.003% | 0 | 25.0487 | Commercial_2030_Technical_MW_After Competition Groups_Adding reflective (White) roof treatment or a green roof
Commercial | Com ¦ Centrally controlled desktop PC/NETWORK PC POWER MANAGEMENT SOFTWARE | 2030 | Technical | MW | After Competition Groups | 24.2014 | 0 | 0 | 2497.2947 | 0.009691 | 23 | Commercial_2030_Technical_MW_After Competition Groups_23 | Centrally controlled desktop PC/NETWORK PC POWER MANAGEMENT SOFTWARE | 0.9691% | 0 | 24.2014 | Commercial_2030_Technical_MW_After Competition Groups_Centrally controlled desktop PC/NETWORK PC POWER MANAGEMENT SOFTWARE
Commercial | Com ¦ Door Gasket Freezer/Refrigerator | 2030 | Technical | MW | After Competition Groups | 23.4354 | 0 | 0 | 2497.2947 | 0.0093843 | 24 | Commercial_2030_Technical_MW_After Competition Groups_24 | Door Gasket Freezer/Refrigerator | 0.9384% | 0 | 23.4354 | Commercial_2030_Technical_MW_After Competition Groups_Door Gasket Freezer/Refrigerator
Commercial | Com ¦ Refrigerated Display Case LED | 2030 | Technical | MW | After Competition Groups | 23.2352 | 0 | 0 | 2497.2947 | 0.0093041 | 25 | Commercial_2030_Technical_MW_After Competition Groups_25 | Refrigerated Display Case LED | 0.9304% | 0 | 23.2352 | Commercial_2030_Technical_MW_After Competition Groups_Refrigerated Display Case LED
Commercial | Com ¦ Refrigeration Optimization | 2030 | Technical | MW | After Competition Groups | 21.3943 | 0 | 0 | 2497.2947 | 0.008567 | 26 | Commercial_2030_Technical_MW_After Competition Groups_26 | Refrigeration Optimization | 0.8567% | 0 | 21.3943 | Commercial_2030_Technical_MW_After Competition Groups_Refrigeration Optimization
Commercial | Com ¦ Variable Frequency Drive (VFD) | 2030 | Technical | MW | After Competition Groups | 20.5911 | 0 | 0 | 2497.2947 | 0.0082454 | 27 | Commercial_2030_Technical_MW_After Competition Groups_27 | Variable Frequency Drive (VFD) | 0.8245% | 0 | 20.5911 | Commercial_2030_Technical_MW_After Competition Groups_Variable Frequency Drive (VFD)
Commercial | Com ¦ HOTEL OCCUPANCY CONTROLS (HVAC + LIGHTING) | 2030 | Technical | MW | After Competition Groups | 19.4122 | 0 | 0 | 2497.2947 | 0.0077733 | 28 | Commercial_2030_Technical_MW_After Competition Groups_28 | HOTEL OCCUPANCY CONTROLS (HVAC + LIGHTING) | 0.7773% | 0 | 19.4122 | Commercial_2030_Technical_MW_After Competition Groups_HOTEL OCCUPANCY CONTROLS (HVAC + LIGHTING)
Commercial | Com ¦ VFD on Pumps | 2030 | Technical | MW | After Competition Groups | 19.2708 | 0 | 0 | 2497.2947 | 0.0077167 | 29 | Commercial_2030_Technical_MW_After Competition Groups_29 | VFD on Pumps | 0.7717% | 0 | 19.2708 | Commercial_2030_Technical_MW_After Competition Groups_VFD on Pumps
Commercial | Com ¦ ENERGY STAR LED LAMPS (General Service Lamps) | 2030 | Technical | MW | After Competition Groups | 16.0856 | 0 | 0 | 2497.2947 | 0.0064412 | 30 | Commercial_2030_Technical_MW_After Competition Groups_30 | ENERGY STAR LED LAMPS (General Service Lamps) | 0.6441% | 0 | 16.0856 | Commercial_2030_Technical_MW_After Competition Groups_ENERGY STAR LED LAMPS (General Service Lamps)
Commercial | Com ¦ Air Handler with Dedicated Outdoor Air Systems | 2030 | Technical | MW | After Competition Groups | 15.7159 | 0 | 0 | 2497.2947 | 0.0062932 | 31 | Commercial_2030_Technical_MW_After Competition Groups_31 | Air Handler with Dedicated Outdoor Air Systems | 0.6293% | 0 | 15.7159 | Commercial_2030_Technical_MW_After Competition Groups_Air Handler with Dedicated Outdoor Air Systems
Commercial | Com ¦ ENERGY STAR FREEZER | 2030 | Technical | MW | After Competition Groups | 14.8031 | 0 | 0 | 2497.2947 | 0.0059277 | 32 | Commercial_2030_Technical_MW_After Competition Groups_32 | ENERGY STAR FREEZER | 0.5928% | 0 | 14.8031 | Commercial_2030_Technical_MW_After Competition Groups_ENERGY STAR FREEZER
Commercial | Com ¦ Indoor Daylight Sensors/Photocell Dimming Control | 2030 | Technical | MW | After Competition Groups | 14.5432 | 0 | 0 | 2497.2947 | 0.0058236 | 33 | Commercial_2030_Technical_MW_After Competition Groups_33 | Indoor Daylight Sensors/Photocell Dimming Control | 0.5824% | 0 | 14.5432 | Commercial_2030_Technical_MW_After Competition Groups_Indoor Daylight Sensors/Photocell Dimming Control
Commercial | Com ¦ ENERGY STAR ICE MACHINES - Ice Making Head | 2030 | Technical | MW | After Competition Groups | 12.7529 | 0 | 0 | 2497.2947 | 0.0051067 | 34 | Commercial_2030_Technical_MW_After Competition Groups_34 | ENERGY STAR ICE MACHINES - Ice Making Head | 0.5107% | 0 | 12.7529 | Commercial_2030_Technical_MW_After Competition Groups_ENERGY STAR ICE MACHINES - Ice Making Head
Commercial | Com ¦ Demand Control Kitchen Ventilation | 2030 | Technical | MW | After Competition Groups | 11.5803 | 0 | 0 | 2497.2947 | 0.0046371 | 35 | Commercial_2030_Technical_MW_After Competition Groups_35 | Demand Control Kitchen Ventilation | 0.4637% | 0 | 11.5803 | Commercial_2030_Technical_MW_After Competition Groups_Demand Control Kitchen Ventilation
Commercial | Com ¦ ECM MOTORS FOR EVAPORATOR FANS for refrigeration (WALK-IN) | 2030 | Technical | MW | After Competition Groups | 10.7115 | 0 | 0 | 2497.2947 | 0.0042892 | 36 | Commercial_2030_Technical_MW_After Competition Groups_36 | ECM MOTORS FOR EVAPORATOR FANS for refrigeration (WALK-IN) | 0.4289% | 0 | 10.7115 | Commercial_2030_Technical_MW_After Competition Groups_ECM MOTORS FOR EVAPORATOR FANS for refrigeration (WALK-IN)
Commercial | Com ¦ Occupancy Sensors | 2030 | Technical | MW | After Competition Groups | 10.1446 | 0 | 0 | 2497.2947 | 0.0040622 | 37 | Commercial_2030_Technical_MW_After Competition Groups_37 | Occupancy Sensors | 0.4062% | 0 | 10.1446 | Commercial_2030_Technical_MW_After Competition Groups_Occupancy Sensors
Commercial | Com ¦ High R-Value Glass Doors/no-heat glass door | 2030 | Technical | MW | After Competition Groups | 10.1382 | 0 | 0 | 2497.2947 | 0.0040597 | 38 | Commercial_2030_Technical_MW_After Competition Groups_38 | High R-Value Glass Doors/no-heat glass door | 0.406% | 0 | 10.1382 | Commercial_2030_Technical_MW_After Competition Groups_High R-Value Glass Doors/no-heat glass door
Commercial | Com ¦ Freezer Case Light Sensor | 2030 | Technical | MW | After Competition Groups | 9.2678 | 0 | 0 | 2497.2947 | 0.0037111 | 39 | Commercial_2030_Technical_MW_After Competition Groups_39 | Freezer Case Light Sensor | 0.3711% | 0 | 9.2678 | Commercial_2030_Technical_MW_After Competition Groups_Freezer Case Light Sensor
Commercial | Com ¦ Evaporator Fan Controls | 2030 | Technical | MW | After Competition Groups | 9.0291 | 0 | 0 | 2497.2947 | 0.0036155 | 40 | Commercial_2030_Technical_MW_After Competition Groups_40 | Evaporator Fan Controls | 0.3616% | 0 | 9.0291 | Commercial_2030_Technical_MW_After Competition Groups_Evaporator Fan Controls
Commercial | Com ¦ Water Source Heat Pump (4 ton) | 2030 | Technical | MW | After Competition Groups | 8.6116 | 0 | 0 | 2497.2947 | 0.0034484 | 41 | Commercial_2030_Technical_MW_After Competition Groups_41 | Water Source Heat Pump (4 ton) | 0.3448% | 0 | 8.6116 | Commercial_2030_Technical_MW_After Competition Groups_Water Source Heat Pump (4 ton)
Commercial | Com ¦ ENERGY STAR Refrigerator | 2030 | Technical | MW | After Competition Groups | 7.1358 | 0 | 0 | 2497.2947 | 0.0028574 | 42 | Commercial_2030_Technical_MW_After Competition Groups_42 | ENERGY STAR Refrigerator | 0.2857% | 0 | 7.1358 | Commercial_2030_Technical_MW_After Competition Groups_ENERGY STAR Refrigerator
Commercial | Com ¦ LED EXTERIOR AREA LIGHTS - LED fixture (200W) | 2030 | Technical | MW | After Competition Groups | 6.7527 | 0 | 0 | 2497.2947 | 0.002704 | 43 | Commercial_2030_Technical_MW_After Competition Groups_43 | LED EXTERIOR AREA LIGHTS - LED fixture (200W) | 0.2704% | 0 | 6.7527 | Commercial_2030_Technical_MW_After Competition Groups_LED EXTERIOR AREA LIGHTS - LED fixture (200W)
Commercial | Com ¦ LED parking lot fixture | 2030 | Technical | MW | After Competition Groups | 6.4701 | 0 | 0 | 2497.2947 | 0.0025909 | 44 | Commercial_2030_Technical_MW_After Competition Groups_44 | LED parking lot fixture | 0.2591% | 0 | 6.4701 | Commercial_2030_Technical_MW_After Competition Groups_LED parking lot fixture
Commercial | Com ¦ Refrigeration Commissioning | 2030 | Technical | MW | After Competition Groups | 6.2888 | 0 | 0 | 2497.2947 | 0.0025182 | 45 | Commercial_2030_Technical_MW_After Competition Groups_45 | Refrigeration Commissioning | 0.2518% | 0 | 6.2888 | Commercial_2030_Technical_MW_After Competition Groups_Refrigeration Commissioning
Commercial | Com ¦ Condensing Make Up Air Unit | 2030 | Technical | MW | After Competition Groups | 6.2071 | 0 | 0 | 2497.2947 | 0.0024855 | 46 | Commercial_2030_Technical_MW_After Competition Groups_46 | Condensing Make Up Air Unit | 0.2486% | 0 | 6.2071 | Commercial_2030_Technical_MW_After Competition Groups_Condensing Make Up Air Unit
Commercial | Com ¦ ENERGY STAR Griddle (74% eff) | 2030 | Technical | MW | After Competition Groups | 6.1813 | 0 | 0 | 2497.2947 | 0.0024752 | 47 | Commercial_2030_Technical_MW_After Competition Groups_47 | ENERGY STAR Griddle (74% eff) | 0.2475% | 0 | 6.1813 | Commercial_2030_Technical_MW_After Competition Groups_ENERGY STAR Griddle (74% eff)
Commercial | Com ¦ Super-High Efficiency Furnaces (Emerging Tech) | 2030 | Technical | MW | After Competition Groups | 5.9534 | 0 | 0 | 2497.2947 | 0.0023839 | 48 | Commercial_2030_Technical_MW_After Competition Groups_48 | Super-High Efficiency Furnaces (Emerging Tech) | 0.2384% | 0 | 5.9534 | Commercial_2030_Technical_MW_After Competition Groups_Super-High Efficiency Furnaces (Emerging Tech)
Commercial | Com ¦ Duct Insulation, R8 | 2030 | Technical | MW | After Competition Groups | 5.4309 | 0 | 0 | 2497.2947 | 0.0021747 | 49 | Commercial_2030_Technical_MW_After Competition Groups_49 | Duct Insulation, R8 | 0.2175% | 0 | 5.4309 | Commercial_2030_Technical_MW_After Competition Groups_Duct Insulation, R8
Commercial | Com ¦ Elec Storage WH 2.30 Et | 2030 | Technical | MW | After Competition Groups | 5.0781 | 0 | 0 | 2497.2947 | 0.0020334 | 50 | Commercial_2030_Technical_MW_After Competition Groups_50 | Elec Storage WH 2.30 Et | 0.2033% | 0 | 5.0781 | Commercial_2030_Technical_MW_After Competition Groups_Elec Storage WH 2.30 Et
Commercial | Com ¦ BEVERAGE VENDING MACHINE CONTROLS | 2030 | Technical | MW | After Competition Groups | 4.823 | 0 | 0 | 2497.2947 | 0.0019313 | 51 | Commercial_2030_Technical_MW_After Competition Groups_51 | BEVERAGE VENDING MACHINE CONTROLS | 0.1931% | 0 | 4.823 | Commercial_2030_Technical_MW_After Competition Groups_BEVERAGE VENDING MACHINE CONTROLS
Commercial | Com ¦ LED street light fixture | 2030 | Technical | MW | After Competition Groups | 4.0629 | 0 | 0 | 2497.2947 | 0.0016269 | 52 | Commercial_2030_Technical_MW_After Competition Groups_52 | LED street light fixture | 0.1627% | 0 | 4.0629 | Commercial_2030_Technical_MW_After Competition Groups_LED street light fixture
Commercial | Com ¦ Roof Insulation/Ceiling Insulation (R25 Code to R35) | 2030 | Technical | MW | After Competition Groups | 3.988 | 0 | 0 | 2497.2947 | 0.0015969 | 53 | Commercial_2030_Technical_MW_After Competition Groups_53 | Roof Insulation/Ceiling Insulation (R25 Code to R35) | 0.1597% | 0 | 3.988 | Commercial_2030_Technical_MW_After Competition Groups_Roof Insulation/Ceiling Insulation (R25 Code to R35)
Commercial | Com ¦ Temperature Adjustment in Commercial Freezers | 2030 | Technical | MW | After Competition Groups | 3.301 | 0 | 0 | 2497.2947 | 0.0013218 | 54 | Commercial_2030_Technical_MW_After Competition Groups_54 | Temperature Adjustment in Commercial Freezers | 0.1322% | 0 | 3.301 | Commercial_2030_Technical_MW_After Competition Groups_Temperature Adjustment in Commercial Freezers
Commercial | Com ¦ Anti-sweat heat (ASH) controls - Cooler/Freezer | 2030 | Technical | MW | After Competition Groups | 3.2652 | 0 | 0 | 2497.2947 | 0.0013075 | 55 | Commercial_2030_Technical_MW_After Competition Groups_55 | Anti-sweat heat (ASH) controls - Cooler/Freezer | 0.1307% | 0 | 3.2652 | Commercial_2030_Technical_MW_After Competition Groups_Anti-sweat heat (ASH) controls - Cooler/Freezer
Commercial | Com ¦ CO Sensors for parking garage exhaust fans | 2030 | Technical | MW | After Competition Groups | 3.247 | 0 | 0 | 2497.2947 | 0.0013002 | 56 | Commercial_2030_Technical_MW_After Competition Groups_56 | CO Sensors for parking garage exhaust fans | 0.13% | 0 | 3.247 | Commercial_2030_Technical_MW_After Competition Groups_CO Sensors for parking garage exhaust fans
Commercial | Com ¦ Vertical Night Covers | 2030 | Technical | MW | After Competition Groups | 2.7298 | 0 | 0 | 2497.2947 | 0.0010931 | 57 | Commercial_2030_Technical_MW_After Competition Groups_57 | Vertical Night Covers | 0.1093% | 0 | 2.7298 | Commercial_2030_Technical_MW_After Competition Groups_Vertical Night Covers
Commercial | Com ¦ Energy Efficient Laboratory Fume Hood | 2030 | Technical | MW | After Competition Groups | 2.669 | 0 | 0 | 2497.2947 | 0.0010688 | 58 | Commercial_2030_Technical_MW_After Competition Groups_58 | Energy Efficient Laboratory Fume Hood | 0.1069% | 0 | 2.669 | Commercial_2030_Technical_MW_After Competition Groups_Energy Efficient Laboratory Fume Hood
Commercial | Com ¦ Ground Source Heat Pump | 2030 | Technical | MW | After Competition Groups | 2.2312 | 0 | 0 | 2497.2947 | 0.00089346 | 59 | Commercial_2030_Technical_MW_After Competition Groups_59 | Ground Source Heat Pump | 0.08935% | 0 | 2.2312 | Commercial_2030_Technical_MW_After Competition Groups_Ground Source Heat Pump
Commercial | Com ¦ Water Heating (DHW) Pipe Insulation (Add 3/4\ Foam)" | 2030 | Technical | MW | After Competition Groups | 2.0832 | 0 | 0 | 2497.2947 | 0.00083417 | 60 | Commercial_2030_Technical_MW_After Competition Groups_60 | Water Heating (DHW) Pipe Insulation (Add 3/4\ Foam)" | 0.08342% | 0 | 2.0832 | Commercial_2030_Technical_MW_After Competition Groups_Water Heating (DHW) Pipe Insulation (Add 3/4\ Foam)"
Commercial | Com ¦ Outside Air Economizer | 2030 | Technical | MW | After Competition Groups | 1.8976 | 0 | 0 | 2497.2947 | 0.00075988 | 61 | Commercial_2030_Technical_MW_After Competition Groups_61 | Outside Air Economizer | 0.07599% | 0 | 1.8976 | Commercial_2030_Technical_MW_After Competition Groups_Outside Air Economizer
Commercial | Com ¦ ENERGY STAR Fryer (84% eff) | 2030 | Technical | MW | After Competition Groups | 1.7886 | 0 | 0 | 2497.2947 | 0.00071623 | 62 | Commercial_2030_Technical_MW_After Competition Groups_62 | ENERGY STAR Fryer (84% eff) | 0.07162% | 0 | 1.7886 | Commercial_2030_Technical_MW_After Competition Groups_ENERGY STAR Fryer (84% eff)
Commercial | Com ¦ Room AC (w/ louvered sides) 14 SEER from 12 SEER code | 2030 | Technical | MW | After Competition Groups | 1.5242 | 0 | 0 | 2497.2947 | 0.00061036 | 63 | Commercial_2030_Technical_MW_After Competition Groups_63 | Room AC (w/ louvered sides) 14 SEER from 12 SEER code | 0.06104% | 0 | 1.5242 | Commercial_2030_Technical_MW_After Competition Groups_Room AC (w/ louvered sides) 14 SEER from 12 SEER code
Commercial | Com ¦ Suction Pipe Insulation Freezer/Refrigerator | 2030 | Technical | MW | After Competition Groups | 1.4188 | 0 | 0 | 2497.2947 | 0.00056812 | 64 | Commercial_2030_Technical_MW_After Competition Groups_64 | Suction Pipe Insulation Freezer/Refrigerator | 0.05681% | 0 | 1.4188 | Commercial_2030_Technical_MW_After Competition Groups_Suction Pipe Insulation Freezer/Refrigerator
Commercial | Com ¦ ENERGY STAR Dishwasher | 2030 | Technical | MW | After Competition Groups | 1.3988 | 0 | 0 | 2497.2947 | 0.00056014 | 65 | Commercial_2030_Technical_MW_After Competition Groups_65 | ENERGY STAR Dishwasher | 0.05601% | 0 | 1.3988 | Commercial_2030_Technical_MW_After Competition Groups_ENERGY STAR Dishwasher
Commercial | Com ¦ LED RECESSED DOWNLIGHTS | 2030 | Technical | MW | After Competition Groups | 1.3659 | 0 | 0 | 2497.2947 | 0.00054696 | 66 | Commercial_2030_Technical_MW_After Competition Groups_66 | LED RECESSED DOWNLIGHTS | 0.0547% | 0 | 1.3659 | Commercial_2030_Technical_MW_After Competition Groups_LED RECESSED DOWNLIGHTS
Commercial | Com ¦ Evaporator Coil Defrost (Cooler) | 2030 | Technical | MW | After Competition Groups | 1.2071 | 0 | 0 | 2497.2947 | 0.00048334 | 67 | Commercial_2030_Technical_MW_After Competition Groups_67 | Evaporator Coil Defrost (Cooler) | 0.04833% | 0 | 1.2071 | Commercial_2030_Technical_MW_After Competition Groups_Evaporator Coil Defrost (Cooler)
Commercial | Com ¦ ENERGY STAR Steam Cookers | 2030 | Technical | MW | After Competition Groups | 1.172 | 0 | 0 | 2497.2947 | 0.00046931 | 68 | Commercial_2030_Technical_MW_After Competition Groups_68 | ENERGY STAR Steam Cookers | 0.04693% | 0 | 1.172 | Commercial_2030_Technical_MW_After Competition Groups_ENERGY STAR Steam Cookers
Commercial | Com ¦ Ozone Laundry Treatment | 2030 | Technical | MW | After Competition Groups | 0.77583 | 0 | 0 | 2497.2947 | 0.00031067 | 69 | Commercial_2030_Technical_MW_After Competition Groups_69 | Ozone Laundry Treatment | 0.03107% | 0 | 0.77583 | Commercial_2030_Technical_MW_After Competition Groups_Ozone Laundry Treatment
Commercial | Com ¦ Thermostat Setback | 2030 | Technical | MW | After Competition Groups | 0.72443 | 0 | 0 | 2497.2947 | 0.00029008 | 70 | Commercial_2030_Technical_MW_After Competition Groups_70 | Thermostat Setback | 0.02901% | 0 | 0.72443 | Commercial_2030_Technical_MW_After Competition Groups_Thermostat Setback
Commercial | Com ¦ SYNCHRONOUS BELT | 2030 | Technical | MW | After Competition Groups | 0.70013 | 0 | 0 | 2497.2947 | 0.00028036 | 71 | Commercial_2030_Technical_MW_After Competition Groups_71 | SYNCHRONOUS BELT | 0.02804% | 0 | 0.70013 | Commercial_2030_Technical_MW_After Competition Groups_SYNCHRONOUS BELT
Commercial | Com ¦ Wall Insulation | 2030 | Technical | MW | After Competition Groups | 0.65348 | 0 | 0 | 2497.2947 | 0.00026167 | 72 | Commercial_2030_Technical_MW_After Competition Groups_72 | Wall Insulation | 0.02617% | 0 | 0.65348 | Commercial_2030_Technical_MW_After Competition Groups_Wall Insulation
Commercial | Com ¦ Solar Preheat Make up Air | 2030 | Technical | MW | After Competition Groups | 0.64533 | 0 | 0 | 2497.2947 | 0.00025841 | 73 | Commercial_2030_Technical_MW_After Competition Groups_73 | Solar Preheat Make up Air | 0.02584% | 0 | 0.64533 | Commercial_2030_Technical_MW_After Competition Groups_Solar Preheat Make up Air
Commercial | Com ¦ PTAC (12 EER/10,000 BTU) | 2030 | Technical | MW | After Competition Groups | 0.59676 | 0 | 0 | 2497.2947 | 0.00023896 | 74 | Commercial_2030_Technical_MW_After Competition Groups_74 | PTAC (12 EER/10,000 BTU) | 0.0239% | 0 | 0.59676 | Commercial_2030_Technical_MW_After Competition Groups_PTAC (12 EER/10,000 BTU)
Commercial | Com ¦ Efficient compressor motor | 2030 | Technical | MW | After Competition Groups | 0.49117 | 0 | 0 | 2497.2947 | 0.00019668 | 75 | Commercial_2030_Technical_MW_After Competition Groups_75 | Efficient compressor motor | 0.01967% | 0 | 0.49117 | Commercial_2030_Technical_MW_After Competition Groups_Efficient compressor motor
Commercial | Com ¦ Solar Water Preheat (Pools/DHW) | 2030 | Technical | MW | After Competition Groups | 0.36392 | 0 | 0 | 2497.2947 | 0.00014573 | 76 | Commercial_2030_Technical_MW_After Competition Groups_76 | Solar Water Preheat (Pools/DHW) | 0.01457% | 0 | 0.36392 | Commercial_2030_Technical_MW_After Competition Groups_Solar Water Preheat (Pools/DHW)
Commercial | Com ¦ High Efficiency Chiller (avg of water and air cooled) | 2030 | Technical | MW | After Competition Groups | 0.35589 | 0 | 0 | 2497.2947 | 0.00014251 | 77 | Commercial_2030_Technical_MW_After Competition Groups_77 | High Efficiency Chiller (avg of water and air cooled) | 0.01425% | 0 | 0.35589 | Commercial_2030_Technical_MW_After Competition Groups_High Efficiency Chiller (avg of water and air cooled)
Commercial | COM ¦ Ductless Mini-Split Heat Pumps | 2030 | Technical | MW | After Competition Groups | 0.35155 | 0 | 0 | 2497.2947 | 0.00014077 | 78 | Commercial_2030_Technical_MW_After Competition Groups_78 | Ductless Mini-Split Heat Pumps | 0.01408% | 0 | 0.35155 | Commercial_2030_Technical_MW_After Competition Groups_Ductless Mini-Split Heat Pumps
Commercial | Com ¦ ECM MOTORS FOR HVAC APPLICATION (FAN-POWERED VAV BOX) | 2030 | Technical | MW | After Competition Groups | 0.31433 | 0 | 0 | 2497.2947 | 0.00012587 | 79 | Commercial_2030_Technical_MW_After Competition Groups_79 | ECM MOTORS FOR HVAC APPLICATION (FAN-POWERED VAV BOX) | 0.01259% | 0 | 0.31433 | Commercial_2030_Technical_MW_After Competition Groups_ECM MOTORS FOR HVAC APPLICATION (FAN-POWERED VAV BOX)
Commercial | Com ¦ Commercial Hot Food Holding Cabinets | 2030 | Technical | MW | After Competition Groups | 0.2696 | 0 | 0 | 2497.2947 | 0.00010796 | 80 | Commercial_2030_Technical_MW_After Competition Groups_80 | Commercial Hot Food Holding Cabinets | 0.0108% | 0 | 0.2696 | Commercial_2030_Technical_MW_After Competition Groups_Commercial Hot Food Holding Cabinets
Commercial | Com ¦ HVAC Optimization | 2030 | Technical | MW | After Competition Groups | 0.22968 | 0 | 0 | 2497.2947 | 9.1971e-05 | 81 | Commercial_2030_Technical_MW_After Competition Groups_81 | HVAC Optimization | 0.009197% | 0 | 0.22968 | Commercial_2030_Technical_MW_After Competition Groups_HVAC Optimization
Commercial | Com ¦ Auto Off Time Switch or Time Clock control | 2030 | Technical | MW | After Competition Groups | 0.19076 | 0 | 0 | 2497.2947 | 7.6388e-05 | 82 | Commercial_2030_Technical_MW_After Competition Groups_82 | Auto Off Time Switch or Time Clock control | 0.007639% | 0 | 0.19076 | Commercial_2030_Technical_MW_After Competition Groups_Auto Off Time Switch or Time Clock control
Commercial | Com ¦ CEE Tier 2/Energy Star Clothes Washers | 2030 | Technical | MW | After Competition Groups | 0.16773 | 0 | 0 | 2497.2947 | 6.7166e-05 | 83 | Commercial_2030_Technical_MW_After Competition Groups_83 | CEE Tier 2/Energy Star Clothes Washers | 0.006717% | 0 | 0.16773 | Commercial_2030_Technical_MW_After Competition Groups_CEE Tier 2/Energy Star Clothes Washers
Commercial | Com ¦ Demand controlled Circulating Systems | 2030 | Technical | MW | After Competition Groups | 0.13365 | 0 | 0 | 2497.2947 | 5.352e-05 | 84 | Commercial_2030_Technical_MW_After Competition Groups_84 | Demand controlled Circulating Systems | 0.005352% | 0 | 0.13365 | Commercial_2030_Technical_MW_After Competition Groups_Demand controlled Circulating Systems
Commercial | Com ¦ Heat Pump Water Heater (50 Gallons) | 2030 | Technical | MW | After Competition Groups | 0.10996 | 0 | 0 | 2497.2947 | 4.4032e-05 | 85 | Commercial_2030_Technical_MW_After Competition Groups_85 | Heat Pump Water Heater (50 Gallons) | 0.004403% | 0 | 0.10996 | Commercial_2030_Technical_MW_After Competition Groups_Heat Pump Water Heater (50 Gallons)
Commercial | Com ¦ Low Flow Pre-Rinse Spray Nozzle | 2030 | Technical | MW | After Competition Groups | 0.10728 | 0 | 0 | 2497.2947 | 4.2957e-05 | 86 | Commercial_2030_Technical_MW_After Competition Groups_86 | Low Flow Pre-Rinse Spray Nozzle | 0.004296% | 0 | 0.10728 | Commercial_2030_Technical_MW_After Competition Groups_Low Flow Pre-Rinse Spray Nozzle
Commercial | Com ¦ Condensing Unit Heaters or other Efficient Unit Heating System | 2030 | Technical | MW | After Competition Groups | 0.046548 | 0 | 0 | 2497.2947 | 1.8639e-05 | 87 | Commercial_2030_Technical_MW_After Competition Groups_87 | Condensing Unit Heaters or other Efficient Unit Heating System | 0.001864% | 0 | 0.046548 | Commercial_2030_Technical_MW_After Competition Groups_Condensing Unit Heaters or other Efficient Unit Heating System
Commercial | Com ¦ VSD Air Compressor | 2030 | Technical | MW | After Competition Groups | 0.029393 | 0 | 0 | 2497.2947 | 1.177e-05 | 88 | Commercial_2030_Technical_MW_After Competition Groups_88 | VSD Air Compressor | 0.001177% | 0 | 0.029393 | Commercial_2030_Technical_MW_After Competition Groups_VSD Air Compressor
Commercial | Com ¦ eCube | 2030 | Technical | MW | After Competition Groups | 0.026859 | 0 | 0 | 2497.2947 | 1.0755e-05 | 89 | Commercial_2030_Technical_MW_After Competition Groups_89 | eCube | 0.001076% | 0 | 0.026859 | Commercial_2030_Technical_MW_After Competition Groups_eCube
Commercial | Com ¦ EC Plug Fan for Data Center (under cabinet) | 2030 | Technical | MW | After Competition Groups | 0.02374 | 0 | 0 | 2497.2947 | 9.5062e-06 | 90 | Commercial_2030_Technical_MW_After Competition Groups_90 | EC Plug Fan for Data Center (under cabinet) | 0.0009506% | 0 | 0.02374 | Commercial_2030_Technical_MW_After Competition Groups_EC Plug Fan for Data Center (under cabinet)
Commercial | Com ¦ Exterior Photocell | 2030 | Technical | MW | After Competition Groups | 0.015142 | 0 | 0 | 2497.2947 | 6.0635e-06 | 91 | Commercial_2030_Technical_MW_After Competition Groups_91 | Exterior Photocell | 0.0006063% | 0 | 0.015142 | Commercial_2030_Technical_MW_After Competition Groups_Exterior Photocell
Commercial | Com ¦ Air Curtains | 2030 | Technical | MW | After Competition Groups | 0.0070883 | 0 | 0 | 2497.2947 | 2.8384e-06 | 92 | Commercial_2030_Technical_MW_After Competition Groups_92 | Air Curtains | 0.0002838% | 0 | 0.0070883 | Commercial_2030_Technical_MW_After Competition Groups_Air Curtains
Commercial | Com ¦ High Efficiency Induction Cooking | 2030 | Technical | MW | After Competition Groups | 0.0013379 | 0 | 0 | 2497.2947 | 5.3575e-07 | 93 | Commercial_2030_Technical_MW_After Competition Groups_93 | High Efficiency Induction Cooking | 5.358e-05% | 0 | 0.0013379 | Commercial_2030_Technical_MW_After Competition Groups_High Efficiency Induction Cooking
Commercial | Com ¦ Electric Convection Combination Ovens | 2030 | Technical | MW | After Competition Groups | 0.00036892 | 0 | 0 | 2497.2947 | 1.4773e-07 | 94 | Commercial_2030_Technical_MW_After Competition Groups_94 | Electric Convection Combination Ovens | 1.477e-05% | 0 | 0.00036892 | Commercial_2030_Technical_MW_After Competition Groups_Electric Convection Combination Ovens
Commercial | Com ¦ Building Recommissioning, Operations and Maintenance (O&M) Improvements | 2031 | Economic | MW | After Competition Groups | 242.7607 | 0 | 0 | 1886.7053 | 0.12867 | 1 | Commercial_2031_Economic_MW_After Competition Groups_1 | Building Recommissioning, Operations and Maintenance (O&M) Improvements | 12.87% | 0 | 242.7607 | Commercial_2031_Economic_MW_After Competition Groups_Building Recommissioning, Operations and Maintenance (O&M) Improvements
Commercial | Com ¦ Education and Capacity Building/Energy Behavior | 2031 | Economic | MW | After Competition Groups | 218.0307 | 0 | 0 | 1886.7053 | 0.11556 | 2 | Commercial_2031_Economic_MW_After Competition Groups_2 | Education and Capacity Building/Energy Behavior | 11.56% | 0 | 218.0307 | Commercial_2031_Economic_MW_After Competition Groups_Education and Capacity Building/Energy Behavior
Commercial | Com ¦ LED Low/High Bay | 2031 | Economic | MW | After Competition Groups | 174.5361 | 0 | 0 | 1886.7053 | 0.092508 | 3 | Commercial_2031_Economic_MW_After Competition Groups_3 | LED Low/High Bay | 9.251% | 0 | 174.5361 | Commercial_2031_Economic_MW_After Competition Groups_LED Low/High Bay
Commercial | Com ¦ High Efficiency Air Source Heat Pump | 2031 | Economic | MW | After Competition Groups | 168.4918 | 0 | 0 | 1886.7053 | 0.089305 | 4 | Commercial_2031_Economic_MW_After Competition Groups_4 | High Efficiency Air Source Heat Pump | 8.93% | 0 | 168.4918 | Commercial_2031_Economic_MW_After Competition Groups_High Efficiency Air Source Heat Pump
Commercial | Com ¦ LED Troffer/Surface/Suspended | 2031 | Economic | MW | After Competition Groups | 129.9876 | 0 | 0 | 1886.7053 | 0.068897 | 5 | Commercial_2031_Economic_MW_After Competition Groups_5 | LED Troffer/Surface/Suspended | 6.89% | 0 | 129.9876 | Commercial_2031_Economic_MW_After Competition Groups_LED Troffer/Surface/Suspended
Commercial | Com ¦ ENERGY STAR LED LAMPS (REFLECTOR LAMPs/MR16/PAR 16) | 2031 | Economic | MW | After Competition Groups | 122.2932 | 0 | 0 | 1886.7053 | 0.064818 | 6 | Commercial_2031_Economic_MW_After Competition Groups_6 | ENERGY STAR LED LAMPS (REFLECTOR LAMPs/MR16/PAR 16) | 6.482% | 0 | 122.2932 | Commercial_2031_Economic_MW_After Competition Groups_ENERGY STAR LED LAMPS (REFLECTOR LAMPs/MR16/PAR 16)
Commercial | Com ¦ Unitary Air-Conditioning Unit | 2031 | Economic | MW | After Competition Groups | 111.7703 | 0 | 0 | 1886.7053 | 0.059241 | 7 | Commercial_2031_Economic_MW_After Competition Groups_7 | Unitary Air-Conditioning Unit | 5.924% | 0 | 111.7703 | Commercial_2031_Economic_MW_After Competition Groups_Unitary Air-Conditioning Unit
Commercial | Com ¦ Advanced BAS/Controllers | 2031 | Economic | MW | After Competition Groups | 95.8355 | 0 | 0 | 1886.7053 | 0.050795 | 8 | Commercial_2031_Economic_MW_After Competition Groups_8 | Advanced BAS/Controllers | 5.08% | 0 | 95.8355 | Commercial_2031_Economic_MW_After Competition Groups_Advanced BAS/Controllers
Commercial | Com ¦ LED Replacement Lamp (Tube) | 2031 | Economic | MW | After Competition Groups | 82.3833 | 0 | 0 | 1886.7053 | 0.043665 | 9 | Commercial_2031_Economic_MW_After Competition Groups_9 | LED Replacement Lamp (Tube) | 4.367% | 0 | 82.3833 | Commercial_2031_Economic_MW_After Competition Groups_LED Replacement Lamp (Tube)
Commercial | Com ¦ Adaptive Thermostats | 2031 | Economic | MW | After Competition Groups | 42.3592 | 0 | 0 | 1886.7053 | 0.022451 | 10 | Commercial_2031_Economic_MW_After Competition Groups_10 | Adaptive Thermostats | 2.245% | 0 | 42.3592 | Commercial_2031_Economic_MW_After Competition Groups_Adaptive Thermostats
Commercial | Com ¦ Data Center Storage/Server Virtualization | 2031 | Economic | MW | After Competition Groups | 36.914 | 0 | 0 | 1886.7053 | 0.019565 | 11 | Commercial_2031_Economic_MW_After Competition Groups_11 | Data Center Storage/Server Virtualization | 1.957% | 0 | 36.914 | Commercial_2031_Economic_MW_After Competition Groups_Data Center Storage/Server Virtualization
Commercial | Com ¦ Refrigerated Display Case Doors | 2031 | Economic | MW | After Competition Groups | 36.2296 | 0 | 0 | 1886.7053 | 0.019203 | 12 | Commercial_2031_Economic_MW_After Competition Groups_12 | Refrigerated Display Case Doors | 1.92% | 0 | 36.2296 | Commercial_2031_Economic_MW_After Competition Groups_Refrigerated Display Case Doors
Commercial | Com ¦ Demand Control Ventilation | 2031 | Economic | MW | After Competition Groups | 33.5563 | 0 | 0 | 1886.7053 | 0.017786 | 13 | Commercial_2031_Economic_MW_After Competition Groups_13 | Demand Control Ventilation | 1.779% | 0 | 33.5563 | Commercial_2031_Economic_MW_After Competition Groups_Demand Control Ventilation
Commercial | Com ¦ Reach-in Shaded Pole to ECM/PSC Evaporator Fan Motor | 2031 | Economic | MW | After Competition Groups | 32.2009 | 0 | 0 | 1886.7053 | 0.017067 | 14 | Commercial_2031_Economic_MW_After Competition Groups_14 | Reach-in Shaded Pole to ECM/PSC Evaporator Fan Motor | 1.707% | 0 | 32.2009 | Commercial_2031_Economic_MW_After Competition Groups_Reach-in Shaded Pole to ECM/PSC Evaporator Fan Motor
Commercial | Com ¦ Strip Curtains | 2031 | Economic | MW | After Competition Groups | 31.5366 | 0 | 0 | 1886.7053 | 0.016715 | 15 | Commercial_2031_Economic_MW_After Competition Groups_15 | Strip Curtains | 1.672% | 0 | 31.5366 | Commercial_2031_Economic_MW_After Competition Groups_Strip Curtains
Commercial | Com ¦ Furnace Tune-Up | 2031 | Economic | MW | After Competition Groups | 28.9895 | 0 | 0 | 1886.7053 | 0.015365 | 16 | Commercial_2031_Economic_MW_After Competition Groups_16 | Furnace Tune-Up | 1.537% | 0 | 28.9895 | Commercial_2031_Economic_MW_After Competition Groups_Furnace Tune-Up
Commercial | Com ¦ Chilled Water Optimization | 2031 | Economic | MW | After Competition Groups | 27.4862 | 0 | 0 | 1886.7053 | 0.014568 | 17 | Commercial_2031_Economic_MW_After Competition Groups_17 | Chilled Water Optimization | 1.457% | 0 | 27.4862 | Commercial_2031_Economic_MW_After Competition Groups_Chilled Water Optimization
Commercial | Com ¦ LED or Equivalent Sign Lighting | 2031 | Economic | MW | After Competition Groups | 27.0624 | 0 | 0 | 1886.7053 | 0.014344 | 18 | Commercial_2031_Economic_MW_After Competition Groups_18 | LED or Equivalent Sign Lighting | 1.434% | 0 | 27.0624 | Commercial_2031_Economic_MW_After Competition Groups_LED or Equivalent Sign Lighting
Commercial | Com ¦ Centrally controlled desktop PC/NETWORK PC POWER MANAGEMENT SOFTWARE | 2031 | Economic | MW | After Competition Groups | 24.4777 | 0 | 0 | 1886.7053 | 0.012974 | 19 | Commercial_2031_Economic_MW_After Competition Groups_19 | Centrally controlled desktop PC/NETWORK PC POWER MANAGEMENT SOFTWARE | 1.297% | 0 | 24.4777 | Commercial_2031_Economic_MW_After Competition Groups_Centrally controlled desktop PC/NETWORK PC POWER MANAGEMENT SOFTWARE
Commercial | Com ¦ Variable Frequency Drive (VFD) | 2031 | Economic | MW | After Competition Groups | 20.1772 | 0 | 0 | 1886.7053 | 0.010694 | 20 | Commercial_2031_Economic_MW_After Competition Groups_20 | Variable Frequency Drive (VFD) | 1.069% | 0 | 20.1772 | Commercial_2031_Economic_MW_After Competition Groups_Variable Frequency Drive (VFD)
Commercial | Com ¦ VFD on Pumps | 2031 | Economic | MW | After Competition Groups | 18.8835 | 0 | 0 | 1886.7053 | 0.010009 | 21 | Commercial_2031_Economic_MW_After Competition Groups_21 | VFD on Pumps | 1.001% | 0 | 18.8835 | Commercial_2031_Economic_MW_After Competition Groups_VFD on Pumps
Commercial | Com ¦ Refrigerated Display Case LED | 2031 | Economic | MW | After Competition Groups | 17.8644 | 0 | 0 | 1886.7053 | 0.0094686 | 22 | Commercial_2031_Economic_MW_After Competition Groups_22 | Refrigerated Display Case LED | 0.9469% | 0 | 17.8644 | Commercial_2031_Economic_MW_After Competition Groups_Refrigerated Display Case LED
Commercial | Com ¦ ENERGY STAR LED LAMPS (General Service Lamps) | 2031 | Economic | MW | After Competition Groups | 16.1084 | 0 | 0 | 1886.7053 | 0.0085378 | 23 | Commercial_2031_Economic_MW_After Competition Groups_23 | ENERGY STAR LED LAMPS (General Service Lamps) | 0.8538% | 0 | 16.1084 | Commercial_2031_Economic_MW_After Competition Groups_ENERGY STAR LED LAMPS (General Service Lamps)
Commercial | Com ¦ Air Handler with Dedicated Outdoor Air Systems | 2031 | Economic | MW | After Competition Groups | 15.4 | 0 | 0 | 1886.7053 | 0.0081624 | 24 | Commercial_2031_Economic_MW_After Competition Groups_24 | Air Handler with Dedicated Outdoor Air Systems | 0.8162% | 0 | 15.4 | Commercial_2031_Economic_MW_After Competition Groups_Air Handler with Dedicated Outdoor Air Systems
Commercial | Com ¦ Demand Control Kitchen Ventilation | 2031 | Economic | MW | After Competition Groups | 10.9413 | 0 | 0 | 1886.7053 | 0.0057992 | 25 | Commercial_2031_Economic_MW_After Competition Groups_25 | Demand Control Kitchen Ventilation | 0.5799% | 0 | 10.9413 | Commercial_2031_Economic_MW_After Competition Groups_Demand Control Kitchen Ventilation
Commercial | Com ¦ ECM MOTORS FOR EVAPORATOR FANS for refrigeration (WALK-IN) | 2031 | Economic | MW | After Competition Groups | 10.4962 | 0 | 0 | 1886.7053 | 0.0055632 | 26 | Commercial_2031_Economic_MW_After Competition Groups_26 | ECM MOTORS FOR EVAPORATOR FANS for refrigeration (WALK-IN) | 0.5563% | 0 | 10.4962 | Commercial_2031_Economic_MW_After Competition Groups_ECM MOTORS FOR EVAPORATOR FANS for refrigeration (WALK-IN)
Commercial | Com ¦ Occupancy Sensors | 2031 | Economic | MW | After Competition Groups | 10.2266 | 0 | 0 | 1886.7053 | 0.0054203 | 27 | Commercial_2031_Economic_MW_After Competition Groups_27 | Occupancy Sensors | 0.542% | 0 | 10.2266 | Commercial_2031_Economic_MW_After Competition Groups_Occupancy Sensors
Commercial | Com ¦ Water Source Heat Pump (4 ton) | 2031 | Economic | MW | After Competition Groups | 9.1242 | 0 | 0 | 1886.7053 | 0.004836 | 28 | Commercial_2031_Economic_MW_After Competition Groups_28 | Water Source Heat Pump (4 ton) | 0.4836% | 0 | 9.1242 | Commercial_2031_Economic_MW_After Competition Groups_Water Source Heat Pump (4 ton)
Commercial | Com ¦ Freezer Case Light Sensor | 2031 | Economic | MW | After Competition Groups | 9.0815 | 0 | 0 | 1886.7053 | 0.0048134 | 29 | Commercial_2031_Economic_MW_After Competition Groups_29 | Freezer Case Light Sensor | 0.4813% | 0 | 9.0815 | Commercial_2031_Economic_MW_After Competition Groups_Freezer Case Light Sensor
Commercial | Com ¦ Evaporator Fan Controls | 2031 | Economic | MW | After Competition Groups | 8.8476 | 0 | 0 | 1886.7053 | 0.0046894 | 30 | Commercial_2031_Economic_MW_After Competition Groups_30 | Evaporator Fan Controls | 0.4689% | 0 | 8.8476 | Commercial_2031_Economic_MW_After Competition Groups_Evaporator Fan Controls
Commercial | Com ¦ LED EXTERIOR AREA LIGHTS - LED fixture (200W) | 2031 | Economic | MW | After Competition Groups | 6.8183 | 0 | 0 | 1886.7053 | 0.0036138 | 31 | Commercial_2031_Economic_MW_After Competition Groups_31 | LED EXTERIOR AREA LIGHTS - LED fixture (200W) | 0.3614% | 0 | 6.8183 | Commercial_2031_Economic_MW_After Competition Groups_LED EXTERIOR AREA LIGHTS - LED fixture (200W)
Commercial | Com ¦ LED parking lot fixture | 2031 | Economic | MW | After Competition Groups | 6.523 | 0 | 0 | 1886.7053 | 0.0034573 | 32 | Commercial_2031_Economic_MW_After Competition Groups_32 | LED parking lot fixture | 0.3457% | 0 | 6.523 | Commercial_2031_Economic_MW_After Competition Groups_LED parking lot fixture
Commercial | Com ¦ ENERGY STAR Griddle (74% eff) | 2031 | Economic | MW | After Competition Groups | 6.5165 | 0 | 0 | 1886.7053 | 0.0034539 | 33 | Commercial_2031_Economic_MW_After Competition Groups_33 | ENERGY STAR Griddle (74% eff) | 0.3454% | 0 | 6.5165 | Commercial_2031_Economic_MW_After Competition Groups_ENERGY STAR Griddle (74% eff)
Commercial | Com ¦ Door Gasket Freezer/Refrigerator | 2031 | Economic | MW | After Competition Groups | 5.7836 | 0 | 0 | 1886.7053 | 0.0030655 | 34 | Commercial_2031_Economic_MW_After Competition Groups_34 | Door Gasket Freezer/Refrigerator | 0.3065% | 0 | 5.7836 | Commercial_2031_Economic_MW_After Competition Groups_Door Gasket Freezer/Refrigerator
Commercial | Com ¦ Duct Insulation, R8 | 2031 | Economic | MW | After Competition Groups | 5.3218 | 0 | 0 | 1886.7053 | 0.0028207 | 35 | Commercial_2031_Economic_MW_After Competition Groups_35 | Duct Insulation, R8 | 0.2821% | 0 | 5.3218 | Commercial_2031_Economic_MW_After Competition Groups_Duct Insulation, R8
Commercial | Com ¦ Elec Storage WH 2.30 Et | 2031 | Economic | MW | After Competition Groups | 5.2314 | 0 | 0 | 1886.7053 | 0.0027728 | 36 | Commercial_2031_Economic_MW_After Competition Groups_36 | Elec Storage WH 2.30 Et | 0.2773% | 0 | 5.2314 | Commercial_2031_Economic_MW_After Competition Groups_Elec Storage WH 2.30 Et
Commercial | Com ¦ BEVERAGE VENDING MACHINE CONTROLS | 2031 | Economic | MW | After Competition Groups | 4.8762 | 0 | 0 | 1886.7053 | 0.0025845 | 37 | Commercial_2031_Economic_MW_After Competition Groups_37 | BEVERAGE VENDING MACHINE CONTROLS | 0.2584% | 0 | 4.8762 | Commercial_2031_Economic_MW_After Competition Groups_BEVERAGE VENDING MACHINE CONTROLS
Commercial | Com ¦ LED street light fixture | 2031 | Economic | MW | After Competition Groups | 4.1196 | 0 | 0 | 1886.7053 | 0.0021835 | 38 | Commercial_2031_Economic_MW_After Competition Groups_38 | LED street light fixture | 0.2183% | 0 | 4.1196 | Commercial_2031_Economic_MW_After Competition Groups_LED street light fixture
Commercial | Com ¦ CO Sensors for parking garage exhaust fans | 2031 | Economic | MW | After Competition Groups | 3.2751 | 0 | 0 | 1886.7053 | 0.0017359 | 39 | Commercial_2031_Economic_MW_After Competition Groups_39 | CO Sensors for parking garage exhaust fans | 0.1736% | 0 | 3.2751 | Commercial_2031_Economic_MW_After Competition Groups_CO Sensors for parking garage exhaust fans
Commercial | Com ¦ Temperature Adjustment in Commercial Freezers | 2031 | Economic | MW | After Competition Groups | 3.2347 | 0 | 0 | 1886.7053 | 0.0017144 | 40 | Commercial_2031_Economic_MW_After Competition Groups_40 | Temperature Adjustment in Commercial Freezers | 0.1714% | 0 | 3.2347 | Commercial_2031_Economic_MW_After Competition Groups_Temperature Adjustment in Commercial Freezers
Commercial | Com ¦ Vertical Night Covers | 2031 | Economic | MW | After Competition Groups | 2.6749 | 0 | 0 | 1886.7053 | 0.0014178 | 41 | Commercial_2031_Economic_MW_After Competition Groups_41 | Vertical Night Covers | 0.1418% | 0 | 2.6749 | Commercial_2031_Economic_MW_After Competition Groups_Vertical Night Covers
Commercial | Com ¦ Energy Efficient Laboratory Fume Hood | 2031 | Economic | MW | After Competition Groups | 2.6153 | 0 | 0 | 1886.7053 | 0.0013862 | 42 | Commercial_2031_Economic_MW_After Competition Groups_42 | Energy Efficient Laboratory Fume Hood | 0.1386% | 0 | 2.6153 | Commercial_2031_Economic_MW_After Competition Groups_Energy Efficient Laboratory Fume Hood
Commercial | Com ¦ Water Heating (DHW) Pipe Insulation (Add 3/4\ Foam)" | 2031 | Economic | MW | After Competition Groups | 2.0413 | 0 | 0 | 1886.7053 | 0.0010819 | 43 | Commercial_2031_Economic_MW_After Competition Groups_43 | Water Heating (DHW) Pipe Insulation (Add 3/4\ Foam)" | 0.1082% | 0 | 2.0413 | Commercial_2031_Economic_MW_After Competition Groups_Water Heating (DHW) Pipe Insulation (Add 3/4\ Foam)"
Commercial | Com ¦ Outside Air Economizer | 2031 | Economic | MW | After Competition Groups | 1.9133 | 0 | 0 | 1886.7053 | 0.0010141 | 44 | Commercial_2031_Economic_MW_After Competition Groups_44 | Outside Air Economizer | 0.1014% | 0 | 1.9133 | Commercial_2031_Economic_MW_After Competition Groups_Outside Air Economizer
Commercial | Com ¦ ENERGY STAR Fryer (84% eff) | 2031 | Economic | MW | After Competition Groups | 1.8886 | 0 | 0 | 1886.7053 | 0.001001 | 45 | Commercial_2031_Economic_MW_After Competition Groups_45 | ENERGY STAR Fryer (84% eff) | 0.1001% | 0 | 1.8886 | Commercial_2031_Economic_MW_After Competition Groups_ENERGY STAR Fryer (84% eff)
Commercial | Com ¦ ENERGY STAR Dishwasher | 2031 | Economic | MW | After Competition Groups | 1.4304 | 0 | 0 | 1886.7053 | 0.00075814 | 46 | Commercial_2031_Economic_MW_After Competition Groups_46 | ENERGY STAR Dishwasher | 0.07581% | 0 | 1.4304 | Commercial_2031_Economic_MW_After Competition Groups_ENERGY STAR Dishwasher
Commercial | Com ¦ Suction Pipe Insulation Freezer/Refrigerator | 2031 | Economic | MW | After Competition Groups | 1.3902 | 0 | 0 | 1886.7053 | 0.00073686 | 47 | Commercial_2031_Economic_MW_After Competition Groups_47 | Suction Pipe Insulation Freezer/Refrigerator | 0.07369% | 0 | 1.3902 | Commercial_2031_Economic_MW_After Competition Groups_Suction Pipe Insulation Freezer/Refrigerator
Commercial | Com ¦ ENERGY STAR Steam Cookers | 2031 | Economic | MW | After Competition Groups | 1.2381 | 0 | 0 | 1886.7053 | 0.00065625 | 48 | Commercial_2031_Economic_MW_After Competition Groups_48 | ENERGY STAR Steam Cookers | 0.06562% | 0 | 1.2381 | Commercial_2031_Economic_MW_After Competition Groups_ENERGY STAR Steam Cookers
Commercial | Com ¦ Condensing Make Up Air Unit | 2031 | Economic | MW | After Competition Groups | 0.80428 | 0 | 0 | 1886.7053 | 0.00042629 | 49 | Commercial_2031_Economic_MW_After Competition Groups_49 | Condensing Make Up Air Unit | 0.04263% | 0 | 0.80428 | Commercial_2031_Economic_MW_After Competition Groups_Condensing Make Up Air Unit
Commercial | Com ¦ Ozone Laundry Treatment | 2031 | Economic | MW | After Competition Groups | 0.78054 | 0 | 0 | 1886.7053 | 0.00041371 | 50 | Commercial_2031_Economic_MW_After Competition Groups_50 | Ozone Laundry Treatment | 0.04137% | 0 | 0.78054 | Commercial_2031_Economic_MW_After Competition Groups_Ozone Laundry Treatment
Commercial | Com ¦ Thermostat Setback | 2031 | Economic | MW | After Competition Groups | 0.74341 | 0 | 0 | 1886.7053 | 0.00039403 | 51 | Commercial_2031_Economic_MW_After Competition Groups_51 | Thermostat Setback | 0.0394% | 0 | 0.74341 | Commercial_2031_Economic_MW_After Competition Groups_Thermostat Setback
Commercial | Com ¦ PTAC (12 EER/10,000 BTU) | 2031 | Economic | MW | After Competition Groups | 0.60286 | 0 | 0 | 1886.7053 | 0.00031953 | 52 | Commercial_2031_Economic_MW_After Competition Groups_52 | PTAC (12 EER/10,000 BTU) | 0.03195% | 0 | 0.60286 | Commercial_2031_Economic_MW_After Competition Groups_PTAC (12 EER/10,000 BTU)
Commercial | Com ¦ Solar Water Preheat (Pools/DHW) | 2031 | Economic | MW | After Competition Groups | 0.38633 | 0 | 0 | 1886.7053 | 0.00020476 | 53 | Commercial_2031_Economic_MW_After Competition Groups_53 | Solar Water Preheat (Pools/DHW) | 0.02048% | 0 | 0.38633 | Commercial_2031_Economic_MW_After Competition Groups_Solar Water Preheat (Pools/DHW)
Commercial | COM ¦ Ductless Mini-Split Heat Pumps | 2031 | Economic | MW | After Competition Groups | 0.37282 | 0 | 0 | 1886.7053 | 0.00019761 | 54 | Commercial_2031_Economic_MW_After Competition Groups_54 | Ductless Mini-Split Heat Pumps | 0.01976% | 0 | 0.37282 | Commercial_2031_Economic_MW_After Competition Groups_Ductless Mini-Split Heat Pumps
Commercial | Com ¦ ECM MOTORS FOR HVAC APPLICATION (FAN-POWERED VAV BOX) | 2031 | Economic | MW | After Competition Groups | 0.31472 | 0 | 0 | 1886.7053 | 0.00016681 | 55 | Commercial_2031_Economic_MW_After Competition Groups_55 | ECM MOTORS FOR HVAC APPLICATION (FAN-POWERED VAV BOX) | 0.01668% | 0 | 0.31472 | Commercial_2031_Economic_MW_After Competition Groups_ECM MOTORS FOR HVAC APPLICATION (FAN-POWERED VAV BOX)
Commercial | Com ¦ Efficient compressor motor | 2031 | Economic | MW | After Competition Groups | 0.27302 | 0 | 0 | 1886.7053 | 0.00014471 | 56 | Commercial_2031_Economic_MW_After Competition Groups_56 | Efficient compressor motor | 0.01447% | 0 | 0.27302 | Commercial_2031_Economic_MW_After Competition Groups_Efficient compressor motor
Commercial | Com ¦ Notched V belts for HVAC Systems | 2031 | Economic | MW | After Competition Groups | 0.26377 | 0 | 0 | 1886.7053 | 0.0001398 | 57 | Commercial_2031_Economic_MW_After Competition Groups_57 | Notched V belts for HVAC Systems | 0.01398% | 0 | 0.26377 | Commercial_2031_Economic_MW_After Competition Groups_Notched V belts for HVAC Systems
Commercial | Com ¦ Auto Off Time Switch or Time Clock control | 2031 | Economic | MW | After Competition Groups | 0.19243 | 0 | 0 | 1886.7053 | 0.00010199 | 58 | Commercial_2031_Economic_MW_After Competition Groups_58 | Auto Off Time Switch or Time Clock control | 0.0102% | 0 | 0.19243 | Commercial_2031_Economic_MW_After Competition Groups_Auto Off Time Switch or Time Clock control
Commercial | Com ¦ CEE Tier 2/Energy Star Clothes Washers | 2031 | Economic | MW | After Competition Groups | 0.1745 | 0 | 0 | 1886.7053 | 9.2492e-05 | 59 | Commercial_2031_Economic_MW_After Competition Groups_59 | CEE Tier 2/Energy Star Clothes Washers | 0.009249% | 0 | 0.1745 | Commercial_2031_Economic_MW_After Competition Groups_CEE Tier 2/Energy Star Clothes Washers
Commercial | Com ¦ HVAC Optimization | 2031 | Economic | MW | After Competition Groups | 0.13179 | 0 | 0 | 1886.7053 | 6.9853e-05 | 60 | Commercial_2031_Economic_MW_After Competition Groups_60 | HVAC Optimization | 0.006985% | 0 | 0.13179 | Commercial_2031_Economic_MW_After Competition Groups_HVAC Optimization
Commercial | Com ¦ Demand controlled Circulating Systems | 2031 | Economic | MW | After Competition Groups | 0.13097 | 0 | 0 | 1886.7053 | 6.9416e-05 | 61 | Commercial_2031_Economic_MW_After Competition Groups_61 | Demand controlled Circulating Systems | 0.006942% | 0 | 0.13097 | Commercial_2031_Economic_MW_After Competition Groups_Demand controlled Circulating Systems
Commercial | Com ¦ Low Flow Pre-Rinse Spray Nozzle | 2031 | Economic | MW | After Competition Groups | 0.10886 | 0 | 0 | 1886.7053 | 5.7698e-05 | 62 | Commercial_2031_Economic_MW_After Competition Groups_62 | Low Flow Pre-Rinse Spray Nozzle | 0.00577% | 0 | 0.10886 | Commercial_2031_Economic_MW_After Competition Groups_Low Flow Pre-Rinse Spray Nozzle
Commercial | Com ¦ Commercial Hot Food Holding Cabinets | 2031 | Economic | MW | After Competition Groups | 0.1079 | 0 | 0 | 1886.7053 | 5.7192e-05 | 63 | Commercial_2031_Economic_MW_After Competition Groups_63 | Commercial Hot Food Holding Cabinets | 0.005719% | 0 | 0.1079 | Commercial_2031_Economic_MW_After Competition Groups_Commercial Hot Food Holding Cabinets
Commercial | Com ¦ Room AC (w/ louvered sides) 14 SEER from 12 SEER code | 2031 | Economic | MW | After Competition Groups | 0.088483 | 0 | 0 | 1886.7053 | 4.6898e-05 | 64 | Commercial_2031_Economic_MW_After Competition Groups_64 | Room AC (w/ louvered sides) 14 SEER from 12 SEER code | 0.00469% | 0 | 0.088483 | Commercial_2031_Economic_MW_After Competition Groups_Room AC (w/ louvered sides) 14 SEER from 12 SEER code
Commercial | Com ¦ Energy Recovery Ventilation and Ventilation (Enhanced) | 2031 | Economic | MW | After Competition Groups | 0.056431 | 0 | 0 | 1886.7053 | 2.991e-05 | 65 | Commercial_2031_Economic_MW_After Competition Groups_65 | Energy Recovery Ventilation and Ventilation (Enhanced) | 0.002991% | 0 | 0.056431 | Commercial_2031_Economic_MW_After Competition Groups_Energy Recovery Ventilation and Ventilation (Enhanced)
Commercial | Com ¦ Wall Insulation | 2031 | Economic | MW | After Competition Groups | 0.048885 | 0 | 0 | 1886.7053 | 2.591e-05 | 66 | Commercial_2031_Economic_MW_After Competition Groups_66 | Wall Insulation | 0.002591% | 0 | 0.048885 | Commercial_2031_Economic_MW_After Competition Groups_Wall Insulation
Commercial | Com ¦ Condensing Unit Heaters or other Efficient Unit Heating System | 2031 | Economic | MW | After Competition Groups | 0.045613 | 0 | 0 | 1886.7053 | 2.4176e-05 | 67 | Commercial_2031_Economic_MW_After Competition Groups_67 | Condensing Unit Heaters or other Efficient Unit Heating System | 0.002418% | 0 | 0.045613 | Commercial_2031_Economic_MW_After Competition Groups_Condensing Unit Heaters or other Efficient Unit Heating System
Commercial | Com ¦ LED RECESSED DOWNLIGHTS | 2031 | Economic | MW | After Competition Groups | 0.045296 | 0 | 0 | 1886.7053 | 2.4008e-05 | 68 | Commercial_2031_Economic_MW_After Competition Groups_68 | LED RECESSED DOWNLIGHTS | 0.002401% | 0 | 0.045296 | Commercial_2031_Economic_MW_After Competition Groups_LED RECESSED DOWNLIGHTS
Commercial | Com ¦ High Efficiency Chiller (avg of water and air cooled) | 2031 | Economic | MW | After Competition Groups | 0.040593 | 0 | 0 | 1886.7053 | 2.1515e-05 | 69 | Commercial_2031_Economic_MW_After Competition Groups_69 | High Efficiency Chiller (avg of water and air cooled) | 0.002152% | 0 | 0.040593 | Commercial_2031_Economic_MW_After Competition Groups_High Efficiency Chiller (avg of water and air cooled)
Commercial | Com ¦ VSD Air Compressor | 2031 | Economic | MW | After Competition Groups | 0.031047 | 0 | 0 | 1886.7053 | 1.6456e-05 | 70 | Commercial_2031_Economic_MW_After Competition Groups_70 | VSD Air Compressor | 0.001646% | 0 | 0.031047 | Commercial_2031_Economic_MW_After Competition Groups_VSD Air Compressor
Commercial | Com ¦ EC Plug Fan for Data Center (under cabinet) | 2031 | Economic | MW | After Competition Groups | 0.0086304 | 0 | 0 | 1886.7053 | 4.5743e-06 | 71 | Commercial_2031_Economic_MW_After Competition Groups_71 | EC Plug Fan for Data Center (under cabinet) | 0.0004574% | 0 | 0.0086304 | Commercial_2031_Economic_MW_After Competition Groups_EC Plug Fan for Data Center (under cabinet)
Commercial | Com ¦ Air Curtains | 2031 | Economic | MW | After Competition Groups | 0.0071913 | 0 | 0 | 1886.7053 | 3.8116e-06 | 72 | Commercial_2031_Economic_MW_After Competition Groups_72 | Air Curtains | 0.0003812% | 0 | 0.0071913 | Commercial_2031_Economic_MW_After Competition Groups_Air Curtains
Commercial | Com ¦ Electric Convection Combination Ovens | 2031 | Economic | MW | After Competition Groups | 0.00038972 | 0 | 0 | 1886.7053 | 2.0656e-07 | 73 | Commercial_2031_Economic_MW_After Competition Groups_73 | Electric Convection Combination Ovens | 2.066e-05% | 0 | 0.00038972 | Commercial_2031_Economic_MW_After Competition Groups_Electric Convection Combination Ovens
Commercial | Com ¦ Indoor Daylight Sensors/Photocell Dimming Control | 2031 | Economic | MW | After Competition Groups | 0 | 0 | 0 | 1886.7053 | 0 | 74 | Commercial_2031_Economic_MW_After Competition Groups_74 | Indoor Daylight Sensors/Photocell Dimming Control | 0% | 0 | 0 | Commercial_2031_Economic_MW_After Competition Groups_Indoor Daylight Sensors/Photocell Dimming Control
Commercial | Com ¦ Variable Refrigerant Flow Heat Pump | 2031 | Economic | MW | After Competition Groups | 0 | 0 | 0 | 1886.7053 | 0 | 75 | Commercial_2031_Economic_MW_After Competition Groups_75 | Variable Refrigerant Flow Heat Pump | 0% | 0 | 0 | Commercial_2031_Economic_MW_After Competition Groups_Variable Refrigerant Flow Heat Pump
Commercial | Com ¦ LED Low/High Bay | 2031 | SC A | MW | After Competition Groups | 131.6943 | 0 | 0 | 926.2749 | 0.14218 | 1 | Commercial_2031_SC A_MW_After Competition Groups_1 | LED Low/High Bay | 14.22% | 0 | 131.6943 | Commercial_2031_SC A_MW_After Competition Groups_LED Low/High Bay
Commercial | Com ¦ ENERGY STAR LED LAMPS (REFLECTOR LAMPs/MR16/PAR 16) | 2031 | SC A | MW | After Competition Groups | 116.8753 | 0 | 0 | 926.2749 | 0.12618 | 2 | Commercial_2031_SC A_MW_After Competition Groups_2 | ENERGY STAR LED LAMPS (REFLECTOR LAMPs/MR16/PAR 16) | 12.62% | 0 | 116.8753 | Commercial_2031_SC A_MW_After Competition Groups_ENERGY STAR LED LAMPS (REFLECTOR LAMPs/MR16/PAR 16)
Commercial | Com ¦ LED Troffer/Surface/Suspended | 2031 | SC A | MW | After Competition Groups | 116.1747 | 0 | 0 | 926.2749 | 0.12542 | 3 | Commercial_2031_SC A_MW_After Competition Groups_3 | LED Troffer/Surface/Suspended | 12.54% | 0 | 116.1747 | Commercial_2031_SC A_MW_After Competition Groups_LED Troffer/Surface/Suspended
Commercial | Com ¦ LED Replacement Lamp (Tube) | 2031 | SC A | MW | After Competition Groups | 68.2088 | 0 | 0 | 926.2749 | 0.073638 | 4 | Commercial_2031_SC A_MW_After Competition Groups_4 | LED Replacement Lamp (Tube) | 7.364% | 0 | 68.2088 | Commercial_2031_SC A_MW_After Competition Groups_LED Replacement Lamp (Tube)
Commercial | Com ¦ High Efficiency Air Source Heat Pump | 2031 | SC A | MW | After Competition Groups | 61.3928 | 0 | 0 | 926.2749 | 0.066279 | 5 | Commercial_2031_SC A_MW_After Competition Groups_5 | High Efficiency Air Source Heat Pump | 6.628% | 0 | 61.3928 | Commercial_2031_SC A_MW_After Competition Groups_High Efficiency Air Source Heat Pump
Commercial | Com ¦ Building Recommissioning, Operations and Maintenance (O&M) Improvements | 2031 | SC A | MW | After Competition Groups | 54.6769 | 0 | 0 | 926.2749 | 0.059029 | 6 | Commercial_2031_SC A_MW_After Competition Groups_6 | Building Recommissioning, Operations and Maintenance (O&M) Improvements | 5.903% | 0 | 54.6769 | Commercial_2031_SC A_MW_After Competition Groups_Building Recommissioning, Operations and Maintenance (O&M) Improvements
Commercial | Com ¦ Education and Capacity Building/Energy Behavior | 2031 | SC A | MW | After Competition Groups | 35.8997 | 0 | 0 | 926.2749 | 0.038757 | 7 | Commercial_2031_SC A_MW_After Competition Groups_7 | Education and Capacity Building/Energy Behavior | 3.876% | 0 | 35.8997 | Commercial_2031_SC A_MW_After Competition Groups_Education and Capacity Building/Energy Behavior
Commercial | Com ¦ Advanced BAS/Controllers | 2031 | SC A | MW | After Competition Groups | 29.6904 | 0 | 0 | 926.2749 | 0.032054 | 8 | Commercial_2031_SC A_MW_After Competition Groups_8 | Advanced BAS/Controllers | 3.205% | 0 | 29.6904 | Commercial_2031_SC A_MW_After Competition Groups_Advanced BAS/Controllers
Commercial | Com ¦ Data Center Storage/Server Virtualization | 2031 | SC A | MW | After Competition Groups | 24.9735 | 0 | 0 | 926.2749 | 0.026961 | 9 | Commercial_2031_SC A_MW_After Competition Groups_9 | Data Center Storage/Server Virtualization | 2.696% | 0 | 24.9735 | Commercial_2031_SC A_MW_After Competition Groups_Data Center Storage/Server Virtualization
Commercial | Com ¦ Reach-in Shaded Pole to ECM/PSC Evaporator Fan Motor | 2031 | SC A | MW | After Competition Groups | 22.5928 | 0 | 0 | 926.2749 | 0.024391 | 10 | Commercial_2031_SC A_MW_After Competition Groups_10 | Reach-in Shaded Pole to ECM/PSC Evaporator Fan Motor | 2.439% | 0 | 22.5928 | Commercial_2031_SC A_MW_After Competition Groups_Reach-in Shaded Pole to ECM/PSC Evaporator Fan Motor
Commercial | Com ¦ Adaptive Thermostats | 2031 | SC A | MW | After Competition Groups | 20.3204 | 0 | 0 | 926.2749 | 0.021938 | 11 | Commercial_2031_SC A_MW_After Competition Groups_11 | Adaptive Thermostats | 2.194% | 0 | 20.3204 | Commercial_2031_SC A_MW_After Competition Groups_Adaptive Thermostats
Commercial | Com ¦ Unitary Air-Conditioning Unit | 2031 | SC A | MW | After Competition Groups | 19.8045 | 0 | 0 | 926.2749 | 0.021381 | 12 | Commercial_2031_SC A_MW_After Competition Groups_12 | Unitary Air-Conditioning Unit | 2.138% | 0 | 19.8045 | Commercial_2031_SC A_MW_After Competition Groups_Unitary Air-Conditioning Unit
Commercial | Com ¦ Strip Curtains | 2031 | SC A | MW | After Competition Groups | 18.2409 | 0 | 0 | 926.2749 | 0.019693 | 13 | Commercial_2031_SC A_MW_After Competition Groups_13 | Strip Curtains | 1.969% | 0 | 18.2409 | Commercial_2031_SC A_MW_After Competition Groups_Strip Curtains
Commercial | Com ¦ Refrigerated Display Case Doors | 2031 | SC A | MW | After Competition Groups | 18.1408 | 0 | 0 | 926.2749 | 0.019585 | 14 | Commercial_2031_SC A_MW_After Competition Groups_14 | Refrigerated Display Case Doors | 1.958% | 0 | 18.1408 | Commercial_2031_SC A_MW_After Competition Groups_Refrigerated Display Case Doors
Commercial | Com ¦ LED or Equivalent Sign Lighting | 2031 | SC A | MW | After Competition Groups | 17.8208 | 0 | 0 | 926.2749 | 0.019239 | 15 | Commercial_2031_SC A_MW_After Competition Groups_15 | LED or Equivalent Sign Lighting | 1.924% | 0 | 17.8208 | Commercial_2031_SC A_MW_After Competition Groups_LED or Equivalent Sign Lighting
Commercial | Com ¦ Furnace Tune-Up | 2031 | SC A | MW | After Competition Groups | 15.5625 | 0 | 0 | 926.2749 | 0.016801 | 16 | Commercial_2031_SC A_MW_After Competition Groups_16 | Furnace Tune-Up | 1.68% | 0 | 15.5625 | Commercial_2031_SC A_MW_After Competition Groups_Furnace Tune-Up
Commercial | Com ¦ ENERGY STAR LED LAMPS (General Service Lamps) | 2031 | SC A | MW | After Competition Groups | 14.4456 | 0 | 0 | 926.2749 | 0.015595 | 17 | Commercial_2031_SC A_MW_After Competition Groups_17 | ENERGY STAR LED LAMPS (General Service Lamps) | 1.56% | 0 | 14.4456 | Commercial_2031_SC A_MW_After Competition Groups_ENERGY STAR LED LAMPS (General Service Lamps)
Commercial | Com ¦ Centrally controlled desktop PC/NETWORK PC POWER MANAGEMENT SOFTWARE | 2031 | SC A | MW | After Competition Groups | 12.8462 | 0 | 0 | 926.2749 | 0.013869 | 18 | Commercial_2031_SC A_MW_After Competition Groups_18 | Centrally controlled desktop PC/NETWORK PC POWER MANAGEMENT SOFTWARE | 1.387% | 0 | 12.8462 | Commercial_2031_SC A_MW_After Competition Groups_Centrally controlled desktop PC/NETWORK PC POWER MANAGEMENT SOFTWARE
Commercial | Com ¦ Chilled Water Optimization | 2031 | SC A | MW | After Competition Groups | 11.932 | 0 | 0 | 926.2749 | 0.012882 | 19 | Commercial_2031_SC A_MW_After Competition Groups_19 | Chilled Water Optimization | 1.288% | 0 | 11.932 | Commercial_2031_SC A_MW_After Competition Groups_Chilled Water Optimization
Commercial | Com ¦ Demand Control Ventilation | 2031 | SC A | MW | After Competition Groups | 11.0803 | 0 | 0 | 926.2749 | 0.011962 | 20 | Commercial_2031_SC A_MW_After Competition Groups_20 | Demand Control Ventilation | 1.196% | 0 | 11.0803 | Commercial_2031_SC A_MW_After Competition Groups_Demand Control Ventilation
Commercial | Com ¦ Variable Frequency Drive (VFD) | 2031 | SC A | MW | After Competition Groups | 10.9628 | 0 | 0 | 926.2749 | 0.011835 | 21 | Commercial_2031_SC A_MW_After Competition Groups_21 | Variable Frequency Drive (VFD) | 1.184% | 0 | 10.9628 | Commercial_2031_SC A_MW_After Competition Groups_Variable Frequency Drive (VFD)
Commercial | Com ¦ VFD on Pumps | 2031 | SC A | MW | After Competition Groups | 10.1805 | 0 | 0 | 926.2749 | 0.010991 | 22 | Commercial_2031_SC A_MW_After Competition Groups_22 | VFD on Pumps | 1.099% | 0 | 10.1805 | Commercial_2031_SC A_MW_After Competition Groups_VFD on Pumps
Commercial | Com ¦ Refrigerated Display Case LED | 2031 | SC A | MW | After Competition Groups | 7.634 | 0 | 0 | 926.2749 | 0.0082416 | 23 | Commercial_2031_SC A_MW_After Competition Groups_23 | Refrigerated Display Case LED | 0.8242% | 0 | 7.634 | Commercial_2031_SC A_MW_After Competition Groups_Refrigerated Display Case LED
Commercial | Com ¦ LED EXTERIOR AREA LIGHTS - LED fixture (200W) | 2031 | SC A | MW | After Competition Groups | 6.1863 | 0 | 0 | 926.2749 | 0.0066787 | 24 | Commercial_2031_SC A_MW_After Competition Groups_24 | LED EXTERIOR AREA LIGHTS - LED fixture (200W) | 0.6679% | 0 | 6.1863 | Commercial_2031_SC A_MW_After Competition Groups_LED EXTERIOR AREA LIGHTS - LED fixture (200W)
Commercial | Com ¦ LED parking lot fixture | 2031 | SC A | MW | After Competition Groups | 5.957 | 0 | 0 | 926.2749 | 0.0064311 | 25 | Commercial_2031_SC A_MW_After Competition Groups_25 | LED parking lot fixture | 0.6431% | 0 | 5.957 | Commercial_2031_SC A_MW_After Competition Groups_LED parking lot fixture
Commercial | Com ¦ ECM MOTORS FOR EVAPORATOR FANS for refrigeration (WALK-IN) | 2031 | SC A | MW | After Competition Groups | 5.6131 | 0 | 0 | 926.2749 | 0.0060599 | 26 | Commercial_2031_SC A_MW_After Competition Groups_26 | ECM MOTORS FOR EVAPORATOR FANS for refrigeration (WALK-IN) | 0.606% | 0 | 5.6131 | Commercial_2031_SC A_MW_After Competition Groups_ECM MOTORS FOR EVAPORATOR FANS for refrigeration (WALK-IN)
Commercial | Com ¦ Door Gasket Freezer/Refrigerator | 2031 | SC A | MW | After Competition Groups | 4.8874 | 0 | 0 | 926.2749 | 0.0052764 | 27 | Commercial_2031_SC A_MW_After Competition Groups_27 | Door Gasket Freezer/Refrigerator | 0.5276% | 0 | 4.8874 | Commercial_2031_SC A_MW_After Competition Groups_Door Gasket Freezer/Refrigerator
Commercial | Com ¦ Air Handler with Dedicated Outdoor Air Systems | 2031 | SC A | MW | After Competition Groups | 4.884 | 0 | 0 | 926.2749 | 0.0052728 | 28 | Commercial_2031_SC A_MW_After Competition Groups_28 | Air Handler with Dedicated Outdoor Air Systems | 0.5273% | 0 | 4.884 | Commercial_2031_SC A_MW_After Competition Groups_Air Handler with Dedicated Outdoor Air Systems
Commercial | Com ¦ Evaporator Fan Controls | 2031 | SC A | MW | After Competition Groups | 4.7166 | 0 | 0 | 926.2749 | 0.005092 | 29 | Commercial_2031_SC A_MW_After Competition Groups_29 | Evaporator Fan Controls | 0.5092% | 0 | 4.7166 | Commercial_2031_SC A_MW_After Competition Groups_Evaporator Fan Controls
Commercial | Com ¦ Demand Control Kitchen Ventilation | 2031 | SC A | MW | After Competition Groups | 4.6542 | 0 | 0 | 926.2749 | 0.0050246 | 30 | Commercial_2031_SC A_MW_After Competition Groups_30 | Demand Control Kitchen Ventilation | 0.5025% | 0 | 4.6542 | Commercial_2031_SC A_MW_After Competition Groups_Demand Control Kitchen Ventilation
Commercial | Com ¦ ENERGY STAR Griddle (74% eff) | 2031 | SC A | MW | After Competition Groups | 4.2088 | 0 | 0 | 926.2749 | 0.0045438 | 31 | Commercial_2031_SC A_MW_After Competition Groups_31 | ENERGY STAR Griddle (74% eff) | 0.4544% | 0 | 4.2088 | Commercial_2031_SC A_MW_After Competition Groups_ENERGY STAR Griddle (74% eff)
Commercial | Com ¦ Freezer Case Light Sensor | 2031 | SC A | MW | After Competition Groups | 3.9428 | 0 | 0 | 926.2749 | 0.0042566 | 32 | Commercial_2031_SC A_MW_After Competition Groups_32 | Freezer Case Light Sensor | 0.4257% | 0 | 3.9428 | Commercial_2031_SC A_MW_After Competition Groups_Freezer Case Light Sensor
Commercial | Com ¦ LED street light fixture | 2031 | SC A | MW | After Competition Groups | 3.6809 | 0 | 0 | 926.2749 | 0.0039738 | 33 | Commercial_2031_SC A_MW_After Competition Groups_33 | LED street light fixture | 0.3974% | 0 | 3.6809 | Commercial_2031_SC A_MW_After Competition Groups_LED street light fixture
Commercial | Com ¦ Occupancy Sensors | 2031 | SC A | MW | After Competition Groups | 3.3798 | 0 | 0 | 926.2749 | 0.0036488 | 34 | Commercial_2031_SC A_MW_After Competition Groups_34 | Occupancy Sensors | 0.3649% | 0 | 3.3798 | Commercial_2031_SC A_MW_After Competition Groups_Occupancy Sensors
Commercial | Com ¦ Duct Insulation, R8 | 2031 | SC A | MW | After Competition Groups | 2.8318 | 0 | 0 | 926.2749 | 0.0030572 | 35 | Commercial_2031_SC A_MW_After Competition Groups_35 | Duct Insulation, R8 | 0.3057% | 0 | 2.8318 | Commercial_2031_SC A_MW_After Competition Groups_Duct Insulation, R8
Commercial | Com ¦ Water Source Heat Pump (4 ton) | 2031 | SC A | MW | After Competition Groups | 2.6149 | 0 | 0 | 926.2749 | 0.002823 | 36 | Commercial_2031_SC A_MW_After Competition Groups_36 | Water Source Heat Pump (4 ton) | 0.2823% | 0 | 2.6149 | Commercial_2031_SC A_MW_After Competition Groups_Water Source Heat Pump (4 ton)
Commercial | Com ¦ BEVERAGE VENDING MACHINE CONTROLS | 2031 | SC A | MW | After Competition Groups | 1.8946 | 0 | 0 | 926.2749 | 0.0020454 | 37 | Commercial_2031_SC A_MW_After Competition Groups_37 | BEVERAGE VENDING MACHINE CONTROLS | 0.2045% | 0 | 1.8946 | Commercial_2031_SC A_MW_After Competition Groups_BEVERAGE VENDING MACHINE CONTROLS
Commercial | Com ¦ Elec Storage WH 2.30 Et | 2031 | SC A | MW | After Competition Groups | 1.8249 | 0 | 0 | 926.2749 | 0.0019702 | 38 | Commercial_2031_SC A_MW_After Competition Groups_38 | Elec Storage WH 2.30 Et | 0.197% | 0 | 1.8249 | Commercial_2031_SC A_MW_After Competition Groups_Elec Storage WH 2.30 Et
Commercial | Com ¦ Temperature Adjustment in Commercial Freezers | 2031 | SC A | MW | After Competition Groups | 1.7262 | 0 | 0 | 926.2749 | 0.0018636 | 39 | Commercial_2031_SC A_MW_After Competition Groups_39 | Temperature Adjustment in Commercial Freezers | 0.1864% | 0 | 1.7262 | Commercial_2031_SC A_MW_After Competition Groups_Temperature Adjustment in Commercial Freezers
Commercial | Com ¦ Vertical Night Covers | 2031 | SC A | MW | After Competition Groups | 1.3952 | 0 | 0 | 926.2749 | 0.0015063 | 40 | Commercial_2031_SC A_MW_After Competition Groups_40 | Vertical Night Covers | 0.1506% | 0 | 1.3952 | Commercial_2031_SC A_MW_After Competition Groups_Vertical Night Covers
Commercial | Com ¦ CO Sensors for parking garage exhaust fans | 2031 | SC A | MW | After Competition Groups | 1.3561 | 0 | 0 | 926.2749 | 0.001464 | 41 | Commercial_2031_SC A_MW_After Competition Groups_41 | CO Sensors for parking garage exhaust fans | 0.1464% | 0 | 1.3561 | Commercial_2031_SC A_MW_After Competition Groups_CO Sensors for parking garage exhaust fans
Commercial | Com ¦ Energy Efficient Laboratory Fume Hood | 2031 | SC A | MW | After Competition Groups | 1.2704 | 0 | 0 | 926.2749 | 0.0013715 | 42 | Commercial_2031_SC A_MW_After Competition Groups_42 | Energy Efficient Laboratory Fume Hood | 0.1372% | 0 | 1.2704 | Commercial_2031_SC A_MW_After Competition Groups_Energy Efficient Laboratory Fume Hood
Commercial | Com ¦ ENERGY STAR Fryer (84% eff) | 2031 | SC A | MW | After Competition Groups | 1.2458 | 0 | 0 | 926.2749 | 0.0013449 | 43 | Commercial_2031_SC A_MW_After Competition Groups_43 | ENERGY STAR Fryer (84% eff) | 0.1345% | 0 | 1.2458 | Commercial_2031_SC A_MW_After Competition Groups_ENERGY STAR Fryer (84% eff)
Commercial | Com ¦ Outside Air Economizer | 2031 | SC A | MW | After Competition Groups | 1.1354 | 0 | 0 | 926.2749 | 0.0012257 | 44 | Commercial_2031_SC A_MW_After Competition Groups_44 | Outside Air Economizer | 0.1226% | 0 | 1.1354 | Commercial_2031_SC A_MW_After Competition Groups_Outside Air Economizer
Commercial | Com ¦ Water Heating (DHW) Pipe Insulation (Add 3/4\ Foam)" | 2031 | SC A | MW | After Competition Groups | 1.0949 | 0 | 0 | 926.2749 | 0.0011821 | 45 | Commercial_2031_SC A_MW_After Competition Groups_45 | Water Heating (DHW) Pipe Insulation (Add 3/4\ Foam)" | 0.1182% | 0 | 1.0949 | Commercial_2031_SC A_MW_After Competition Groups_Water Heating (DHW) Pipe Insulation (Add 3/4\ Foam)"
Commercial | Com ¦ ENERGY STAR Steam Cookers | 2031 | SC A | MW | After Competition Groups | 0.79981 | 0 | 0 | 926.2749 | 0.00086347 | 46 | Commercial_2031_SC A_MW_After Competition Groups_46 | ENERGY STAR Steam Cookers | 0.08635% | 0 | 0.79981 | Commercial_2031_SC A_MW_After Competition Groups_ENERGY STAR Steam Cookers
Commercial | Com ¦ Suction Pipe Insulation Freezer/Refrigerator | 2031 | SC A | MW | After Competition Groups | 0.71734 | 0 | 0 | 926.2749 | 0.00077444 | 47 | Commercial_2031_SC A_MW_After Competition Groups_47 | Suction Pipe Insulation Freezer/Refrigerator | 0.07744% | 0 | 0.71734 | Commercial_2031_SC A_MW_After Competition Groups_Suction Pipe Insulation Freezer/Refrigerator
Commercial | Com ¦ Thermostat Setback | 2031 | SC A | MW | After Competition Groups | 0.6532 | 0 | 0 | 926.2749 | 0.00070519 | 48 | Commercial_2031_SC A_MW_After Competition Groups_48 | Thermostat Setback | 0.07052% | 0 | 0.6532 | Commercial_2031_SC A_MW_After Competition Groups_Thermostat Setback
Commercial | Com ¦ ENERGY STAR Dishwasher | 2031 | SC A | MW | After Competition Groups | 0.5597 | 0 | 0 | 926.2749 | 0.00060425 | 49 | Commercial_2031_SC A_MW_After Competition Groups_49 | ENERGY STAR Dishwasher | 0.06042% | 0 | 0.5597 | Commercial_2031_SC A_MW_After Competition Groups_ENERGY STAR Dishwasher
Commercial | Com ¦ Condensing Make Up Air Unit | 2031 | SC A | MW | After Competition Groups | 0.32216 | 0 | 0 | 926.2749 | 0.0003478 | 50 | Commercial_2031_SC A_MW_After Competition Groups_50 | Condensing Make Up Air Unit | 0.03478% | 0 | 0.32216 | Commercial_2031_SC A_MW_After Competition Groups_Condensing Make Up Air Unit
Commercial | Com ¦ Ozone Laundry Treatment | 2031 | SC A | MW | After Competition Groups | 0.29526 | 0 | 0 | 926.2749 | 0.00031876 | 51 | Commercial_2031_SC A_MW_After Competition Groups_51 | Ozone Laundry Treatment | 0.03188% | 0 | 0.29526 | Commercial_2031_SC A_MW_After Competition Groups_Ozone Laundry Treatment
Commercial | Com ¦ ECM MOTORS FOR HVAC APPLICATION (FAN-POWERED VAV BOX) | 2031 | SC A | MW | After Competition Groups | 0.16691 | 0 | 0 | 926.2749 | 0.0001802 | 52 | Commercial_2031_SC A_MW_After Competition Groups_52 | ECM MOTORS FOR HVAC APPLICATION (FAN-POWERED VAV BOX) | 0.01802% | 0 | 0.16691 | Commercial_2031_SC A_MW_After Competition Groups_ECM MOTORS FOR HVAC APPLICATION (FAN-POWERED VAV BOX)
Commercial | COM ¦ Ductless Mini-Split Heat Pumps | 2031 | SC A | MW | After Competition Groups | 0.16576 | 0 | 0 | 926.2749 | 0.00017895 | 53 | Commercial_2031_SC A_MW_After Competition Groups_53 | Ductless Mini-Split Heat Pumps | 0.0179% | 0 | 0.16576 | Commercial_2031_SC A_MW_After Competition Groups_Ductless Mini-Split Heat Pumps
Commercial | Com ¦ PTAC (12 EER/10,000 BTU) | 2031 | SC A | MW | After Competition Groups | 0.12879 | 0 | 0 | 926.2749 | 0.00013904 | 54 | Commercial_2031_SC A_MW_After Competition Groups_54 | PTAC (12 EER/10,000 BTU) | 0.0139% | 0 | 0.12879 | Commercial_2031_SC A_MW_After Competition Groups_PTAC (12 EER/10,000 BTU)
Commercial | Com ¦ CEE Tier 2/Energy Star Clothes Washers | 2031 | SC A | MW | After Competition Groups | 0.11224 | 0 | 0 | 926.2749 | 0.00012117 | 55 | Commercial_2031_SC A_MW_After Competition Groups_55 | CEE Tier 2/Energy Star Clothes Washers | 0.01212% | 0 | 0.11224 | Commercial_2031_SC A_MW_After Competition Groups_CEE Tier 2/Energy Star Clothes Washers
Commercial | Com ¦ HVAC Optimization | 2031 | SC A | MW | After Competition Groups | 0.089263 | 0 | 0 | 926.2749 | 9.6368e-05 | 56 | Commercial_2031_SC A_MW_After Competition Groups_56 | HVAC Optimization | 0.009637% | 0 | 0.089263 | Commercial_2031_SC A_MW_After Competition Groups_HVAC Optimization
Commercial | Com ¦ Auto Off Time Switch or Time Clock control | 2031 | SC A | MW | After Competition Groups | 0.085134 | 0 | 0 | 926.2749 | 9.191e-05 | 57 | Commercial_2031_SC A_MW_After Competition Groups_57 | Auto Off Time Switch or Time Clock control | 0.009191% | 0 | 0.085134 | Commercial_2031_SC A_MW_After Competition Groups_Auto Off Time Switch or Time Clock control
Commercial | Com ¦ Solar Water Preheat (Pools/DHW) | 2031 | SC A | MW | After Competition Groups | 0.083333 | 0 | 0 | 926.2749 | 8.9966e-05 | 58 | Commercial_2031_SC A_MW_After Competition Groups_58 | Solar Water Preheat (Pools/DHW) | 0.008997% | 0 | 0.083333 | Commercial_2031_SC A_MW_After Competition Groups_Solar Water Preheat (Pools/DHW)
Commercial | Com ¦ Notched V belts for HVAC Systems | 2031 | SC A | MW | After Competition Groups | 0.083264 | 0 | 0 | 926.2749 | 8.9892e-05 | 59 | Commercial_2031_SC A_MW_After Competition Groups_59 | Notched V belts for HVAC Systems | 0.008989% | 0 | 0.083264 | Commercial_2031_SC A_MW_After Competition Groups_Notched V belts for HVAC Systems
Commercial | Com ¦ Demand controlled Circulating Systems | 2031 | SC A | MW | After Competition Groups | 0.074434 | 0 | 0 | 926.2749 | 8.0359e-05 | 60 | Commercial_2031_SC A_MW_After Competition Groups_60 | Demand controlled Circulating Systems | 0.008036% | 0 | 0.074434 | Commercial_2031_SC A_MW_After Competition Groups_Demand controlled Circulating Systems
Commercial | Com ¦ Low Flow Pre-Rinse Spray Nozzle | 2031 | SC A | MW | After Competition Groups | 0.061623 | 0 | 0 | 926.2749 | 6.6528e-05 | 61 | Commercial_2031_SC A_MW_After Competition Groups_61 | Low Flow Pre-Rinse Spray Nozzle | 0.006653% | 0 | 0.061623 | Commercial_2031_SC A_MW_After Competition Groups_Low Flow Pre-Rinse Spray Nozzle
Commercial | Com ¦ Commercial Hot Food Holding Cabinets | 2031 | SC A | MW | After Competition Groups | 0.045914 | 0 | 0 | 926.2749 | 4.9569e-05 | 62 | Commercial_2031_SC A_MW_After Competition Groups_62 | Commercial Hot Food Holding Cabinets | 0.004957% | 0 | 0.045914 | Commercial_2031_SC A_MW_After Competition Groups_Commercial Hot Food Holding Cabinets
Commercial | Com ¦ LED RECESSED DOWNLIGHTS | 2031 | SC A | MW | After Competition Groups | 0.031921 | 0 | 0 | 926.2749 | 3.4462e-05 | 63 | Commercial_2031_SC A_MW_After Competition Groups_63 | LED RECESSED DOWNLIGHTS | 0.003446% | 0 | 0.031921 | Commercial_2031_SC A_MW_After Competition Groups_LED RECESSED DOWNLIGHTS
Commercial | Com ¦ Wall Insulation | 2031 | SC A | MW | After Competition Groups | 0.025498 | 0 | 0 | 926.2749 | 2.7527e-05 | 64 | Commercial_2031_SC A_MW_After Competition Groups_64 | Wall Insulation | 0.002753% | 0 | 0.025498 | Commercial_2031_SC A_MW_After Competition Groups_Wall Insulation
Commercial | Com ¦ Condensing Unit Heaters or other Efficient Unit Heating System | 2031 | SC A | MW | After Competition Groups | 0.024638 | 0 | 0 | 926.2749 | 2.6599e-05 | 65 | Commercial_2031_SC A_MW_After Competition Groups_65 | Condensing Unit Heaters or other Efficient Unit Heating System | 0.00266% | 0 | 0.024638 | Commercial_2031_SC A_MW_After Competition Groups_Condensing Unit Heaters or other Efficient Unit Heating System
Commercial | Com ¦ High Efficiency Small Instantaneous Water Heater | 2031 | SC A | MW | After Competition Groups | 0.018601 | 0 | 0 | 926.2749 | 2.0081e-05 | 66 | Commercial_2031_SC A_MW_After Competition Groups_66 | High Efficiency Small Instantaneous Water Heater | 0.002008% | 0 | 0.018601 | Commercial_2031_SC A_MW_After Competition Groups_High Efficiency Small Instantaneous Water Heater
Commercial | Com ¦ Air Curtains | 2031 | SC A | MW | After Competition Groups | 0.018586 | 0 | 0 | 926.2749 | 2.0066e-05 | 67 | Commercial_2031_SC A_MW_After Competition Groups_67 | Air Curtains | 0.002007% | 0 | 0.018586 | Commercial_2031_SC A_MW_After Competition Groups_Air Curtains
Commercial | Com ¦ VSD Air Compressor | 2031 | SC A | MW | After Competition Groups | 0.018292 | 0 | 0 | 926.2749 | 1.9748e-05 | 68 | Commercial_2031_SC A_MW_After Competition Groups_68 | VSD Air Compressor | 0.001975% | 0 | 0.018292 | Commercial_2031_SC A_MW_After Competition Groups_VSD Air Compressor
Commercial | Com ¦ Room AC (w/ louvered sides) 14 SEER from 12 SEER code | 2031 | SC A | MW | After Competition Groups | 0.01582 | 0 | 0 | 926.2749 | 1.7079e-05 | 69 | Commercial_2031_SC A_MW_After Competition Groups_69 | Room AC (w/ louvered sides) 14 SEER from 12 SEER code | 0.001708% | 0 | 0.01582 | Commercial_2031_SC A_MW_After Competition Groups_Room AC (w/ louvered sides) 14 SEER from 12 SEER code
Commercial | Com ¦ Energy Recovery Ventilation and Ventilation (Enhanced) | 2031 | SC A | MW | After Competition Groups | 0.0077431 | 0 | 0 | 926.2749 | 8.3594e-06 | 70 | Commercial_2031_SC A_MW_After Competition Groups_70 | Energy Recovery Ventilation and Ventilation (Enhanced) | 0.0008359% | 0 | 0.0077431 | Commercial_2031_SC A_MW_After Competition Groups_Energy Recovery Ventilation and Ventilation (Enhanced)
Commercial | Com ¦ Efficient compressor motor | 2031 | SC A | MW | After Competition Groups | 0.0054144 | 0 | 0 | 926.2749 | 5.8453e-06 | 71 | Commercial_2031_SC A_MW_After Competition Groups_71 | Efficient compressor motor | 0.0005845% | 0 | 0.0054144 | Commercial_2031_SC A_MW_After Competition Groups_Efficient compressor motor
Commercial | Com ¦ High Efficiency Chiller (avg of water and air cooled) | 2031 | SC A | MW | After Competition Groups | 0.0033111 | 0 | 0 | 926.2749 | 3.5746e-06 | 72 | Commercial_2031_SC A_MW_After Competition Groups_72 | High Efficiency Chiller (avg of water and air cooled) | 0.0003575% | 0 | 0.0033111 | Commercial_2031_SC A_MW_After Competition Groups_High Efficiency Chiller (avg of water and air cooled)
Commercial | Com ¦ LLLC - Low Impact Application | 2031 | SC A | MW | After Competition Groups | 0.0032321 | 0 | 0 | 926.2749 | 3.4893e-06 | 73 | Commercial_2031_SC A_MW_After Competition Groups_73 | LLLC - Low Impact Application | 0.0003489% | 0 | 0.0032321 | Commercial_2031_SC A_MW_After Competition Groups_LLLC - Low Impact Application
Commercial | Com ¦ LLLC - High Impact Application | 2031 | SC A | MW | After Competition Groups | 0.0029086 | 0 | 0 | 926.2749 | 3.1401e-06 | 74 | Commercial_2031_SC A_MW_After Competition Groups_74 | LLLC - High Impact Application | 0.000314% | 0 | 0.0029086 | Commercial_2031_SC A_MW_After Competition Groups_LLLC - High Impact Application
Commercial | Com ¦ EC Plug Fan for Data Center (under cabinet) | 2031 | SC A | MW | After Competition Groups | 0.0027322 | 0 | 0 | 926.2749 | 2.9497e-06 | 75 | Commercial_2031_SC A_MW_After Competition Groups_75 | EC Plug Fan for Data Center (under cabinet) | 0.000295% | 0 | 0.0027322 | Commercial_2031_SC A_MW_After Competition Groups_EC Plug Fan for Data Center (under cabinet)
Commercial | Com ¦ Electric Convection Combination Ovens | 2031 | SC A | MW | After Competition Groups | 0.0002885 | 0 | 0 | 926.2749 | 3.1146e-07 | 76 | Commercial_2031_SC A_MW_After Competition Groups_76 | Electric Convection Combination Ovens | 3.115e-05% | 0 | 0.0002885 | Commercial_2031_SC A_MW_After Competition Groups_Electric Convection Combination Ovens
Commercial | Com ¦ Networked/Connected - High Impact Application | 2031 | SC A | MW | After Competition Groups | 6.1734e-05 | 0 | 0 | 926.2749 | 6.6648e-08 | 77 | Commercial_2031_SC A_MW_After Competition Groups_77 | Networked/Connected - High Impact Application | 6.665e-06% | 0 | 6.1734e-05 | Commercial_2031_SC A_MW_After Competition Groups_Networked/Connected - High Impact Application
Commercial | Com ¦ Networked/Connected - Low Impact Application | 2031 | SC A | MW | After Competition Groups | 2.8362e-06 | 0 | 0 | 926.2749 | 3.062e-09 | 78 | Commercial_2031_SC A_MW_After Competition Groups_78 | Networked/Connected - Low Impact Application | 3.062e-07% | 0 | 2.8362e-06 | Commercial_2031_SC A_MW_After Competition Groups_Networked/Connected - Low Impact Application
Commercial | Com ¦ Indoor Daylight Sensors/Photocell Dimming Control | 2031 | SC A | MW | After Competition Groups | 0 | 0 | 0 | 926.2749 | 0 | 79 | Commercial_2031_SC A_MW_After Competition Groups_79 | Indoor Daylight Sensors/Photocell Dimming Control | 0% | 0 | 0 | Commercial_2031_SC A_MW_After Competition Groups_Indoor Daylight Sensors/Photocell Dimming Control
Commercial | Com ¦ Variable Refrigerant Flow Heat Pump | 2031 | SC A | MW | After Competition Groups | 0 | 0 | 0 | 926.2749 | 0 | 80 | Commercial_2031_SC A_MW_After Competition Groups_80 | Variable Refrigerant Flow Heat Pump | 0% | 0 | 0 | Commercial_2031_SC A_MW_After Competition Groups_Variable Refrigerant Flow Heat Pump
Commercial | Com ¦ Education and Capacity Building/Energy Behavior | 2031 | SC B | MW | After Competition Groups | 179.4985 | 0 | 0 | 1365.8239 | 0.13142 | 1 | Commercial_2031_SC B_MW_After Competition Groups_1 | Education and Capacity Building/Energy Behavior | 13.14% | 0 | 179.4985 | Commercial_2031_SC B_MW_After Competition Groups_Education and Capacity Building/Energy Behavior
Commercial | Com ¦ LED Low/High Bay | 2031 | SC B | MW | After Competition Groups | 145.0285 | 0 | 0 | 1365.8239 | 0.10618 | 2 | Commercial_2031_SC B_MW_After Competition Groups_2 | LED Low/High Bay | 10.62% | 0 | 145.0285 | Commercial_2031_SC B_MW_After Competition Groups_LED Low/High Bay
Commercial | Com ¦ LED Troffer/Surface/Suspended | 2031 | SC B | MW | After Competition Groups | 120.057 | 0 | 0 | 1365.8239 | 0.087901 | 3 | Commercial_2031_SC B_MW_After Competition Groups_3 | LED Troffer/Surface/Suspended | 8.79% | 0 | 120.057 | Commercial_2031_SC B_MW_After Competition Groups_LED Troffer/Surface/Suspended
Commercial | Com ¦ ENERGY STAR LED LAMPS (REFLECTOR LAMPs/MR16/PAR 16) | 2031 | SC B | MW | After Competition Groups | 116.8753 | 0 | 0 | 1365.8239 | 0.085571 | 4 | Commercial_2031_SC B_MW_After Competition Groups_4 | ENERGY STAR LED LAMPS (REFLECTOR LAMPs/MR16/PAR 16) | 8.557% | 0 | 116.8753 | Commercial_2031_SC B_MW_After Competition Groups_ENERGY STAR LED LAMPS (REFLECTOR LAMPs/MR16/PAR 16)
Commercial | Com ¦ Building Recommissioning, Operations and Maintenance (O&M) Improvements | 2031 | SC B | MW | After Competition Groups | 109.3274 | 0 | 0 | 1365.8239 | 0.080045 | 5 | Commercial_2031_SC B_MW_After Competition Groups_5 | Building Recommissioning, Operations and Maintenance (O&M) Improvements | 8.005% | 0 | 109.3274 | Commercial_2031_SC B_MW_After Competition Groups_Building Recommissioning, Operations and Maintenance (O&M) Improvements
Commercial | Com ¦ LED Replacement Lamp (Tube) | 2031 | SC B | MW | After Competition Groups | 68.2088 | 0 | 0 | 1365.8239 | 0.04994 | 6 | Commercial_2031_SC B_MW_After Competition Groups_6 | LED Replacement Lamp (Tube) | 4.994% | 0 | 68.2088 | Commercial_2031_SC B_MW_After Competition Groups_LED Replacement Lamp (Tube)
Commercial | Com ¦ Unitary Air-Conditioning Unit | 2031 | SC B | MW | After Competition Groups | 61.985 | 0 | 0 | 1365.8239 | 0.045383 | 7 | Commercial_2031_SC B_MW_After Competition Groups_7 | Unitary Air-Conditioning Unit | 4.538% | 0 | 61.985 | Commercial_2031_SC B_MW_After Competition Groups_Unitary Air-Conditioning Unit
Commercial | Com ¦ High Efficiency Air Source Heat Pump | 2031 | SC B | MW | After Competition Groups | 61.3927 | 0 | 0 | 1365.8239 | 0.044949 | 8 | Commercial_2031_SC B_MW_After Competition Groups_8 | High Efficiency Air Source Heat Pump | 4.495% | 0 | 61.3927 | Commercial_2031_SC B_MW_After Competition Groups_High Efficiency Air Source Heat Pump
Commercial | Com ¦ Advanced BAS/Controllers | 2031 | SC B | MW | After Competition Groups | 50.3798 | 0 | 0 | 1365.8239 | 0.036886 | 9 | Commercial_2031_SC B_MW_After Competition Groups_9 | Advanced BAS/Controllers | 3.689% | 0 | 50.3798 | Commercial_2031_SC B_MW_After Competition Groups_Advanced BAS/Controllers
Commercial | Com ¦ Adaptive Thermostats | 2031 | SC B | MW | After Competition Groups | 37.1497 | 0 | 0 | 1365.8239 | 0.0272 | 10 | Commercial_2031_SC B_MW_After Competition Groups_10 | Adaptive Thermostats | 2.72% | 0 | 37.1497 | Commercial_2031_SC B_MW_After Competition Groups_Adaptive Thermostats
Commercial | Com ¦ Refrigerated Display Case Doors | 2031 | SC B | MW | After Competition Groups | 28.7896 | 0 | 0 | 1365.8239 | 0.021079 | 11 | Commercial_2031_SC B_MW_After Competition Groups_11 | Refrigerated Display Case Doors | 2.108% | 0 | 28.7896 | Commercial_2031_SC B_MW_After Competition Groups_Refrigerated Display Case Doors
Commercial | Com ¦ Furnace Tune-Up | 2031 | SC B | MW | After Competition Groups | 28.7586 | 0 | 0 | 1365.8239 | 0.021056 | 12 | Commercial_2031_SC B_MW_After Competition Groups_12 | Furnace Tune-Up | 2.106% | 0 | 28.7586 | Commercial_2031_SC B_MW_After Competition Groups_Furnace Tune-Up
Commercial | Com ¦ Strip Curtains | 2031 | SC B | MW | After Competition Groups | 28.5723 | 0 | 0 | 1365.8239 | 0.020919 | 13 | Commercial_2031_SC B_MW_After Competition Groups_13 | Strip Curtains | 2.092% | 0 | 28.5723 | Commercial_2031_SC B_MW_After Competition Groups_Strip Curtains
Commercial | Com ¦ Data Center Storage/Server Virtualization | 2031 | SC B | MW | After Competition Groups | 28.2825 | 0 | 0 | 1365.8239 | 0.020707 | 14 | Commercial_2031_SC B_MW_After Competition Groups_14 | Data Center Storage/Server Virtualization | 2.071% | 0 | 28.2825 | Commercial_2031_SC B_MW_After Competition Groups_Data Center Storage/Server Virtualization
Commercial | Com ¦ Demand Control Ventilation | 2031 | SC B | MW | After Competition Groups | 25.4033 | 0 | 0 | 1365.8239 | 0.018599 | 15 | Commercial_2031_SC B_MW_After Competition Groups_15 | Demand Control Ventilation | 1.86% | 0 | 25.4033 | Commercial_2031_SC B_MW_After Competition Groups_Demand Control Ventilation
Commercial | Com ¦ LED or Equivalent Sign Lighting | 2031 | SC B | MW | After Competition Groups | 24.4219 | 0 | 0 | 1365.8239 | 0.017881 | 16 | Commercial_2031_SC B_MW_After Competition Groups_16 | LED or Equivalent Sign Lighting | 1.788% | 0 | 24.4219 | Commercial_2031_SC B_MW_After Competition Groups_LED or Equivalent Sign Lighting
Commercial | Com ¦ Reach-in Shaded Pole to ECM/PSC Evaporator Fan Motor | 2031 | SC B | MW | After Competition Groups | 24.4192 | 0 | 0 | 1365.8239 | 0.017879 | 17 | Commercial_2031_SC B_MW_After Competition Groups_17 | Reach-in Shaded Pole to ECM/PSC Evaporator Fan Motor | 1.788% | 0 | 24.4192 | Commercial_2031_SC B_MW_After Competition Groups_Reach-in Shaded Pole to ECM/PSC Evaporator Fan Motor
Commercial | Com ¦ Variable Frequency Drive (VFD) | 2031 | SC B | MW | After Competition Groups | 20.112 | 0 | 0 | 1365.8239 | 0.014725 | 18 | Commercial_2031_SC B_MW_After Competition Groups_18 | Variable Frequency Drive (VFD) | 1.473% | 0 | 20.112 | Commercial_2031_SC B_MW_After Competition Groups_Variable Frequency Drive (VFD)
Commercial | Com ¦ Centrally controlled desktop PC/NETWORK PC POWER MANAGEMENT SOFTWARE | 2031 | SC B | MW | After Competition Groups | 19.7154 | 0 | 0 | 1365.8239 | 0.014435 | 19 | Commercial_2031_SC B_MW_After Competition Groups_19 | Centrally controlled desktop PC/NETWORK PC POWER MANAGEMENT SOFTWARE | 1.443% | 0 | 19.7154 | Commercial_2031_SC B_MW_After Competition Groups_Centrally controlled desktop PC/NETWORK PC POWER MANAGEMENT SOFTWARE
Commercial | Com ¦ VFD on Pumps | 2031 | SC B | MW | After Competition Groups | 18.8061 | 0 | 0 | 1365.8239 | 0.013769 | 20 | Commercial_2031_SC B_MW_After Competition Groups_20 | VFD on Pumps | 1.377% | 0 | 18.8061 | Commercial_2031_SC B_MW_After Competition Groups_VFD on Pumps
Commercial | Com ¦ Chilled Water Optimization | 2031 | SC B | MW | After Competition Groups | 15.5457 | 0 | 0 | 1365.8239 | 0.011382 | 21 | Commercial_2031_SC B_MW_After Competition Groups_21 | Chilled Water Optimization | 1.138% | 0 | 15.5457 | Commercial_2031_SC B_MW_After Competition Groups_Chilled Water Optimization
Commercial | Com ¦ Air Handler with Dedicated Outdoor Air Systems | 2031 | SC B | MW | After Competition Groups | 15.2649 | 0 | 0 | 1365.8239 | 0.011176 | 22 | Commercial_2031_SC B_MW_After Competition Groups_22 | Air Handler with Dedicated Outdoor Air Systems | 1.118% | 0 | 15.2649 | Commercial_2031_SC B_MW_After Competition Groups_Air Handler with Dedicated Outdoor Air Systems
Commercial | Com ¦ ENERGY STAR LED LAMPS (General Service Lamps) | 2031 | SC B | MW | After Competition Groups | 14.4456 | 0 | 0 | 1365.8239 | 0.010577 | 23 | Commercial_2031_SC B_MW_After Competition Groups_23 | ENERGY STAR LED LAMPS (General Service Lamps) | 1.058% | 0 | 14.4456 | Commercial_2031_SC B_MW_After Competition Groups_ENERGY STAR LED LAMPS (General Service Lamps)
Commercial | Com ¦ Refrigerated Display Case LED | 2031 | SC B | MW | After Competition Groups | 13.9635 | 0 | 0 | 1365.8239 | 0.010223 | 24 | Commercial_2031_SC B_MW_After Competition Groups_24 | Refrigerated Display Case LED | 1.022% | 0 | 13.9635 | Commercial_2031_SC B_MW_After Competition Groups_Refrigerated Display Case LED
Commercial | Com ¦ ECM MOTORS FOR EVAPORATOR FANS for refrigeration (WALK-IN) | 2031 | SC B | MW | After Competition Groups | 10.3969 | 0 | 0 | 1365.8239 | 0.0076121 | 25 | Commercial_2031_SC B_MW_After Competition Groups_25 | ECM MOTORS FOR EVAPORATOR FANS for refrigeration (WALK-IN) | 0.7612% | 0 | 10.3969 | Commercial_2031_SC B_MW_After Competition Groups_ECM MOTORS FOR EVAPORATOR FANS for refrigeration (WALK-IN)
Commercial | Com ¦ Door Gasket Freezer/Refrigerator | 2031 | SC B | MW | After Competition Groups | 9.6079 | 0 | 0 | 1365.8239 | 0.0070345 | 26 | Commercial_2031_SC B_MW_After Competition Groups_26 | Door Gasket Freezer/Refrigerator | 0.7035% | 0 | 9.6079 | Commercial_2031_SC B_MW_After Competition Groups_Door Gasket Freezer/Refrigerator
Commercial | Com ¦ Freezer Case Light Sensor | 2031 | SC B | MW | After Competition Groups | 8.9843 | 0 | 0 | 1365.8239 | 0.0065779 | 27 | Commercial_2031_SC B_MW_After Competition Groups_27 | Freezer Case Light Sensor | 0.6578% | 0 | 8.9843 | Commercial_2031_SC B_MW_After Competition Groups_Freezer Case Light Sensor
Commercial | Com ¦ Evaporator Fan Controls | 2031 | SC B | MW | After Competition Groups | 8.753 | 0 | 0 | 1365.8239 | 0.0064086 | 28 | Commercial_2031_SC B_MW_After Competition Groups_28 | Evaporator Fan Controls | 0.6409% | 0 | 8.753 | Commercial_2031_SC B_MW_After Competition Groups_Evaporator Fan Controls
Commercial | Com ¦ Demand Control Kitchen Ventilation | 2031 | SC B | MW | After Competition Groups | 8.0456 | 0 | 0 | 1365.8239 | 0.0058906 | 29 | Commercial_2031_SC B_MW_After Competition Groups_29 | Demand Control Kitchen Ventilation | 0.5891% | 0 | 8.0456 | Commercial_2031_SC B_MW_After Competition Groups_Demand Control Kitchen Ventilation
Commercial | Com ¦ LED EXTERIOR AREA LIGHTS - LED fixture (200W) | 2031 | SC B | MW | After Competition Groups | 6.1961 | 0 | 0 | 1365.8239 | 0.0045365 | 30 | Commercial_2031_SC B_MW_After Competition Groups_30 | LED EXTERIOR AREA LIGHTS - LED fixture (200W) | 0.4537% | 0 | 6.1961 | Commercial_2031_SC B_MW_After Competition Groups_LED EXTERIOR AREA LIGHTS - LED fixture (200W)
Commercial | Com ¦ LED parking lot fixture | 2031 | SC B | MW | After Competition Groups | 5.957 | 0 | 0 | 1365.8239 | 0.0043615 | 31 | Commercial_2031_SC B_MW_After Competition Groups_31 | LED parking lot fixture | 0.4361% | 0 | 5.957 | Commercial_2031_SC B_MW_After Competition Groups_LED parking lot fixture
Commercial | Com ¦ Duct Insulation, R8 | 2031 | SC B | MW | After Competition Groups | 5.3036 | 0 | 0 | 1365.8239 | 0.003883 | 32 | Commercial_2031_SC B_MW_After Competition Groups_32 | Duct Insulation, R8 | 0.3883% | 0 | 5.3036 | Commercial_2031_SC B_MW_After Competition Groups_Duct Insulation, R8
Commercial | Com ¦ Water Source Heat Pump (4 ton) | 2031 | SC B | MW | After Competition Groups | 5.0632 | 0 | 0 | 1365.8239 | 0.0037071 | 33 | Commercial_2031_SC B_MW_After Competition Groups_33 | Water Source Heat Pump (4 ton) | 0.3707% | 0 | 5.0632 | Commercial_2031_SC B_MW_After Competition Groups_Water Source Heat Pump (4 ton)
Commercial | Com ¦ ENERGY STAR Griddle (74% eff) | 2031 | SC B | MW | After Competition Groups | 4.2088 | 0 | 0 | 1365.8239 | 0.0030815 | 34 | Commercial_2031_SC B_MW_After Competition Groups_34 | ENERGY STAR Griddle (74% eff) | 0.3082% | 0 | 4.2088 | Commercial_2031_SC B_MW_After Competition Groups_ENERGY STAR Griddle (74% eff)
Commercial | Com ¦ LED street light fixture | 2031 | SC B | MW | After Competition Groups | 3.7202 | 0 | 0 | 1365.8239 | 0.0027238 | 35 | Commercial_2031_SC B_MW_After Competition Groups_35 | LED street light fixture | 0.2724% | 0 | 3.7202 | Commercial_2031_SC B_MW_After Competition Groups_LED street light fixture
Commercial | Com ¦ BEVERAGE VENDING MACHINE CONTROLS | 2031 | SC B | MW | After Competition Groups | 3.6106 | 0 | 0 | 1365.8239 | 0.0026436 | 36 | Commercial_2031_SC B_MW_After Competition Groups_36 | BEVERAGE VENDING MACHINE CONTROLS | 0.2644% | 0 | 3.6106 | Commercial_2031_SC B_MW_After Competition Groups_BEVERAGE VENDING MACHINE CONTROLS
Commercial | Com ¦ Occupancy Sensors | 2031 | SC B | MW | After Competition Groups | 3.3798 | 0 | 0 | 1365.8239 | 0.0024745 | 37 | Commercial_2031_SC B_MW_After Competition Groups_37 | Occupancy Sensors | 0.2475% | 0 | 3.3798 | Commercial_2031_SC B_MW_After Competition Groups_Occupancy Sensors
Commercial | Com ¦ Elec Storage WH 2.30 Et | 2031 | SC B | MW | After Competition Groups | 3.2124 | 0 | 0 | 1365.8239 | 0.002352 | 38 | Commercial_2031_SC B_MW_After Competition Groups_38 | Elec Storage WH 2.30 Et | 0.2352% | 0 | 3.2124 | Commercial_2031_SC B_MW_After Competition Groups_Elec Storage WH 2.30 Et
Commercial | Com ¦ Temperature Adjustment in Commercial Freezers | 2031 | SC B | MW | After Competition Groups | 3.2014 | 0 | 0 | 1365.8239 | 0.0023439 | 39 | Commercial_2031_SC B_MW_After Competition Groups_39 | Temperature Adjustment in Commercial Freezers | 0.2344% | 0 | 3.2014 | Commercial_2031_SC B_MW_After Competition Groups_Temperature Adjustment in Commercial Freezers
Commercial | Com ¦ CO Sensors for parking garage exhaust fans | 2031 | SC B | MW | After Competition Groups | 2.6707 | 0 | 0 | 1365.8239 | 0.0019554 | 40 | Commercial_2031_SC B_MW_After Competition Groups_40 | CO Sensors for parking garage exhaust fans | 0.1955% | 0 | 2.6707 | Commercial_2031_SC B_MW_After Competition Groups_CO Sensors for parking garage exhaust fans
Commercial | Com ¦ Vertical Night Covers | 2031 | SC B | MW | After Competition Groups | 2.6463 | 0 | 0 | 1365.8239 | 0.0019375 | 41 | Commercial_2031_SC B_MW_After Competition Groups_41 | Vertical Night Covers | 0.1938% | 0 | 2.6463 | Commercial_2031_SC B_MW_After Competition Groups_Vertical Night Covers
Commercial | Com ¦ Energy Efficient Laboratory Fume Hood | 2031 | SC B | MW | After Competition Groups | 2.5334 | 0 | 0 | 1365.8239 | 0.0018549 | 42 | Commercial_2031_SC B_MW_After Competition Groups_42 | Energy Efficient Laboratory Fume Hood | 0.1855% | 0 | 2.5334 | Commercial_2031_SC B_MW_After Competition Groups_Energy Efficient Laboratory Fume Hood
Commercial | Com ¦ Water Heating (DHW) Pipe Insulation (Add 3/4\ Foam)" | 2031 | SC B | MW | After Competition Groups | 2.0244 | 0 | 0 | 1365.8239 | 0.0014822 | 43 | Commercial_2031_SC B_MW_After Competition Groups_43 | Water Heating (DHW) Pipe Insulation (Add 3/4\ Foam)" | 0.1482% | 0 | 2.0244 | Commercial_2031_SC B_MW_After Competition Groups_Water Heating (DHW) Pipe Insulation (Add 3/4\ Foam)"
Commercial | Com ¦ Outside Air Economizer | 2031 | SC B | MW | After Competition Groups | 1.7527 | 0 | 0 | 1365.8239 | 0.0012832 | 44 | Commercial_2031_SC B_MW_After Competition Groups_44 | Outside Air Economizer | 0.1283% | 0 | 1.7527 | Commercial_2031_SC B_MW_After Competition Groups_Outside Air Economizer
Commercial | Com ¦ Suction Pipe Insulation Freezer/Refrigerator | 2031 | SC B | MW | After Competition Groups | 1.3763 | 0 | 0 | 1365.8239 | 0.0010076 | 45 | Commercial_2031_SC B_MW_After Competition Groups_45 | Suction Pipe Insulation Freezer/Refrigerator | 0.1008% | 0 | 1.3763 | Commercial_2031_SC B_MW_After Competition Groups_Suction Pipe Insulation Freezer/Refrigerator
Commercial | Com ¦ ENERGY STAR Fryer (84% eff) | 2031 | SC B | MW | After Competition Groups | 1.2458 | 0 | 0 | 1365.8239 | 0.00091211 | 46 | Commercial_2031_SC B_MW_After Competition Groups_46 | ENERGY STAR Fryer (84% eff) | 0.09121% | 0 | 1.2458 | Commercial_2031_SC B_MW_After Competition Groups_ENERGY STAR Fryer (84% eff)
Commercial | Com ¦ ENERGY STAR Steam Cookers | 2031 | SC B | MW | After Competition Groups | 0.7998 | 0 | 0 | 1365.8239 | 0.00058558 | 47 | Commercial_2031_SC B_MW_After Competition Groups_47 | ENERGY STAR Steam Cookers | 0.05856% | 0 | 0.7998 | Commercial_2031_SC B_MW_After Competition Groups_ENERGY STAR Steam Cookers
Commercial | Com ¦ Ozone Laundry Treatment | 2031 | SC B | MW | After Competition Groups | 0.66077 | 0 | 0 | 1365.8239 | 0.00048379 | 48 | Commercial_2031_SC B_MW_After Competition Groups_48 | Ozone Laundry Treatment | 0.04838% | 0 | 0.66077 | Commercial_2031_SC B_MW_After Competition Groups_Ozone Laundry Treatment
Commercial | Com ¦ Thermostat Setback | 2031 | SC B | MW | After Competition Groups | 0.65895 | 0 | 0 | 1365.8239 | 0.00048246 | 49 | Commercial_2031_SC B_MW_After Competition Groups_49 | Thermostat Setback | 0.04825% | 0 | 0.65895 | Commercial_2031_SC B_MW_After Competition Groups_Thermostat Setback
Commercial | Com ¦ ENERGY STAR Dishwasher | 2031 | SC B | MW | After Competition Groups | 0.6528 | 0 | 0 | 1365.8239 | 0.00047795 | 50 | Commercial_2031_SC B_MW_After Competition Groups_50 | ENERGY STAR Dishwasher | 0.0478% | 0 | 0.6528 | Commercial_2031_SC B_MW_After Competition Groups_ENERGY STAR Dishwasher
Commercial | Com ¦ Condensing Make Up Air Unit | 2031 | SC B | MW | After Competition Groups | 0.63745 | 0 | 0 | 1365.8239 | 0.00046672 | 51 | Commercial_2031_SC B_MW_After Competition Groups_51 | Condensing Make Up Air Unit | 0.04667% | 0 | 0.63745 | Commercial_2031_SC B_MW_After Competition Groups_Condensing Make Up Air Unit
Commercial | Com ¦ PTAC (12 EER/10,000 BTU) | 2031 | SC B | MW | After Competition Groups | 0.29365 | 0 | 0 | 1365.8239 | 0.00021499 | 52 | Commercial_2031_SC B_MW_After Competition Groups_52 | PTAC (12 EER/10,000 BTU) | 0.0215% | 0 | 0.29365 | Commercial_2031_SC B_MW_After Competition Groups_PTAC (12 EER/10,000 BTU)
Commercial | Com ¦ ECM MOTORS FOR HVAC APPLICATION (FAN-POWERED VAV BOX) | 2031 | SC B | MW | After Competition Groups | 0.27369 | 0 | 0 | 1365.8239 | 0.00020038 | 53 | Commercial_2031_SC B_MW_After Competition Groups_53 | ECM MOTORS FOR HVAC APPLICATION (FAN-POWERED VAV BOX) | 0.02004% | 0 | 0.27369 | Commercial_2031_SC B_MW_After Competition Groups_ECM MOTORS FOR HVAC APPLICATION (FAN-POWERED VAV BOX)
Commercial | COM ¦ Ductless Mini-Split Heat Pumps | 2031 | SC B | MW | After Competition Groups | 0.22298 | 0 | 0 | 1365.8239 | 0.00016326 | 54 | Commercial_2031_SC B_MW_After Competition Groups_54 | Ductless Mini-Split Heat Pumps | 0.01633% | 0 | 0.22298 | Commercial_2031_SC B_MW_After Competition Groups_Ductless Mini-Split Heat Pumps
Commercial | Com ¦ Solar Water Preheat (Pools/DHW) | 2031 | SC B | MW | After Competition Groups | 0.17826 | 0 | 0 | 1365.8239 | 0.00013051 | 55 | Commercial_2031_SC B_MW_After Competition Groups_55 | Solar Water Preheat (Pools/DHW) | 0.01305% | 0 | 0.17826 | Commercial_2031_SC B_MW_After Competition Groups_Solar Water Preheat (Pools/DHW)
Commercial | Com ¦ Auto Off Time Switch or Time Clock control | 2031 | SC B | MW | After Competition Groups | 0.15487 | 0 | 0 | 1365.8239 | 0.00011339 | 56 | Commercial_2031_SC B_MW_After Competition Groups_56 | Auto Off Time Switch or Time Clock control | 0.01134% | 0 | 0.15487 | Commercial_2031_SC B_MW_After Competition Groups_Auto Off Time Switch or Time Clock control
Commercial | Com ¦ Notched V belts for HVAC Systems | 2031 | SC B | MW | After Competition Groups | 0.14539 | 0 | 0 | 1365.8239 | 0.00010645 | 57 | Commercial_2031_SC B_MW_After Competition Groups_57 | Notched V belts for HVAC Systems | 0.01064% | 0 | 0.14539 | Commercial_2031_SC B_MW_After Competition Groups_Notched V belts for HVAC Systems
Commercial | Com ¦ Demand controlled Circulating Systems | 2031 | SC B | MW | After Competition Groups | 0.13293 | 0 | 0 | 1365.8239 | 9.7325e-05 | 58 | Commercial_2031_SC B_MW_After Competition Groups_58 | Demand controlled Circulating Systems | 0.009732% | 0 | 0.13293 | Commercial_2031_SC B_MW_After Competition Groups_Demand controlled Circulating Systems
Commercial | Com ¦ CEE Tier 2/Energy Star Clothes Washers | 2031 | SC B | MW | After Competition Groups | 0.13193 | 0 | 0 | 1365.8239 | 9.6595e-05 | 59 | Commercial_2031_SC B_MW_After Competition Groups_59 | CEE Tier 2/Energy Star Clothes Washers | 0.009659% | 0 | 0.13193 | Commercial_2031_SC B_MW_After Competition Groups_CEE Tier 2/Energy Star Clothes Washers
Commercial | Com ¦ HVAC Optimization | 2031 | SC B | MW | After Competition Groups | 0.089263 | 0 | 0 | 1365.8239 | 6.5355e-05 | 60 | Commercial_2031_SC B_MW_After Competition Groups_60 | HVAC Optimization | 0.006535% | 0 | 0.089263 | Commercial_2031_SC B_MW_After Competition Groups_HVAC Optimization
Commercial | Com ¦ Low Flow Pre-Rinse Spray Nozzle | 2031 | SC B | MW | After Competition Groups | 0.076222 | 0 | 0 | 1365.8239 | 5.5807e-05 | 61 | Commercial_2031_SC B_MW_After Competition Groups_61 | Low Flow Pre-Rinse Spray Nozzle | 0.005581% | 0 | 0.076222 | Commercial_2031_SC B_MW_After Competition Groups_Low Flow Pre-Rinse Spray Nozzle
Commercial | Com ¦ Commercial Hot Food Holding Cabinets | 2031 | SC B | MW | After Competition Groups | 0.06345 | 0 | 0 | 1365.8239 | 4.6456e-05 | 62 | Commercial_2031_SC B_MW_After Competition Groups_62 | Commercial Hot Food Holding Cabinets | 0.004646% | 0 | 0.06345 | Commercial_2031_SC B_MW_After Competition Groups_Commercial Hot Food Holding Cabinets
Commercial | Com ¦ High Efficiency Small Instantaneous Water Heater | 2031 | SC B | MW | After Competition Groups | 0.061666 | 0 | 0 | 1365.8239 | 4.5149e-05 | 63 | Commercial_2031_SC B_MW_After Competition Groups_63 | High Efficiency Small Instantaneous Water Heater | 0.004515% | 0 | 0.061666 | Commercial_2031_SC B_MW_After Competition Groups_High Efficiency Small Instantaneous Water Heater
Commercial | Com ¦ Wall Insulation | 2031 | SC B | MW | After Competition Groups | 0.048449 | 0 | 0 | 1365.8239 | 3.5472e-05 | 64 | Commercial_2031_SC B_MW_After Competition Groups_64 | Wall Insulation | 0.003547% | 0 | 0.048449 | Commercial_2031_SC B_MW_After Competition Groups_Wall Insulation
Commercial | Com ¦ Condensing Unit Heaters or other Efficient Unit Heating System | 2031 | SC B | MW | After Competition Groups | 0.04536 | 0 | 0 | 1365.8239 | 3.3211e-05 | 65 | Commercial_2031_SC B_MW_After Competition Groups_65 | Condensing Unit Heaters or other Efficient Unit Heating System | 0.003321% | 0 | 0.04536 | Commercial_2031_SC B_MW_After Competition Groups_Condensing Unit Heaters or other Efficient Unit Heating System
Commercial | Com ¦ Room AC (w/ louvered sides) 14 SEER from 12 SEER code | 2031 | SC B | MW | After Competition Groups | 0.044412 | 0 | 0 | 1365.8239 | 3.2517e-05 | 66 | Commercial_2031_SC B_MW_After Competition Groups_66 | Room AC (w/ louvered sides) 14 SEER from 12 SEER code | 0.003252% | 0 | 0.044412 | Commercial_2031_SC B_MW_After Competition Groups_Room AC (w/ louvered sides) 14 SEER from 12 SEER code
Commercial | Com ¦ Efficient compressor motor | 2031 | SC B | MW | After Competition Groups | 0.035272 | 0 | 0 | 1365.8239 | 2.5825e-05 | 67 | Commercial_2031_SC B_MW_After Competition Groups_67 | Efficient compressor motor | 0.002582% | 0 | 0.035272 | Commercial_2031_SC B_MW_After Competition Groups_Efficient compressor motor
Commercial | Com ¦ LED RECESSED DOWNLIGHTS | 2031 | SC B | MW | After Competition Groups | 0.035213 | 0 | 0 | 1365.8239 | 2.5781e-05 | 68 | Commercial_2031_SC B_MW_After Competition Groups_68 | LED RECESSED DOWNLIGHTS | 0.002578% | 0 | 0.035213 | Commercial_2031_SC B_MW_After Competition Groups_LED RECESSED DOWNLIGHTS
Commercial | Com ¦ High Efficiency Chiller (avg of water and air cooled) | 2031 | SC B | MW | After Competition Groups | 0.027849 | 0 | 0 | 1365.8239 | 2.039e-05 | 69 | Commercial_2031_SC B_MW_After Competition Groups_69 | High Efficiency Chiller (avg of water and air cooled) | 0.002039% | 0 | 0.027849 | Commercial_2031_SC B_MW_After Competition Groups_High Efficiency Chiller (avg of water and air cooled)
Commercial | Com ¦ Energy Recovery Ventilation and Ventilation (Enhanced) | 2031 | SC B | MW | After Competition Groups | 0.027695 | 0 | 0 | 1365.8239 | 2.0277e-05 | 70 | Commercial_2031_SC B_MW_After Competition Groups_70 | Energy Recovery Ventilation and Ventilation (Enhanced) | 0.002028% | 0 | 0.027695 | Commercial_2031_SC B_MW_After Competition Groups_Energy Recovery Ventilation and Ventilation (Enhanced)
Commercial | Com ¦ VSD Air Compressor | 2031 | SC B | MW | After Competition Groups | 0.021429 | 0 | 0 | 1365.8239 | 1.5689e-05 | 71 | Commercial_2031_SC B_MW_After Competition Groups_71 | VSD Air Compressor | 0.001569% | 0 | 0.021429 | Commercial_2031_SC B_MW_After Competition Groups_VSD Air Compressor
Commercial | Com ¦ Air Curtains | 2031 | SC B | MW | After Competition Groups | 0.0060208 | 0 | 0 | 1365.8239 | 4.4082e-06 | 72 | Commercial_2031_SC B_MW_After Competition Groups_72 | Air Curtains | 0.0004408% | 0 | 0.0060208 | Commercial_2031_SC B_MW_After Competition Groups_Air Curtains
Commercial | Com ¦ EC Plug Fan for Data Center (under cabinet) | 2031 | SC B | MW | After Competition Groups | 0.0041896 | 0 | 0 | 1365.8239 | 3.0674e-06 | 73 | Commercial_2031_SC B_MW_After Competition Groups_73 | EC Plug Fan for Data Center (under cabinet) | 0.0003067% | 0 | 0.0041896 | Commercial_2031_SC B_MW_After Competition Groups_EC Plug Fan for Data Center (under cabinet)
Commercial | Com ¦ Electric Convection Combination Ovens | 2031 | SC B | MW | After Competition Groups | 0.00031128 | 0 | 0 | 1365.8239 | 2.2791e-07 | 74 | Commercial_2031_SC B_MW_After Competition Groups_74 | Electric Convection Combination Ovens | 2.279e-05% | 0 | 0.00031128 | Commercial_2031_SC B_MW_After Competition Groups_Electric Convection Combination Ovens
Commercial | Com ¦ LLLC - Low Impact Application | 2031 | SC B | MW | After Competition Groups | 4.0434e-19 | 0 | 0 | 1365.8239 | 2.9604e-22 | 75 | Commercial_2031_SC B_MW_After Competition Groups_75 | LLLC - Low Impact Application | 2.96e-20% | 0 | 4.0434e-19 | Commercial_2031_SC B_MW_After Competition Groups_LLLC - Low Impact Application
Commercial | Com ¦ LLLC - High Impact Application | 2031 | SC B | MW | After Competition Groups | 1.4032e-19 | 0 | 0 | 1365.8239 | 1.0274e-22 | 76 | Commercial_2031_SC B_MW_After Competition Groups_76 | LLLC - High Impact Application | 1.027e-20% | 0 | 1.4032e-19 | Commercial_2031_SC B_MW_After Competition Groups_LLLC - High Impact Application
Commercial | Com ¦ Networked/Connected - High Impact Application | 2031 | SC B | MW | After Competition Groups | 1.5187e-21 | 0 | 0 | 1365.8239 | 1.1119e-24 | 77 | Commercial_2031_SC B_MW_After Competition Groups_77 | Networked/Connected - High Impact Application | 1.112e-22% | 0 | 1.5187e-21 | Commercial_2031_SC B_MW_After Competition Groups_Networked/Connected - High Impact Application
Commercial | Com ¦ Networked/Connected - Low Impact Application | 2031 | SC B | MW | After Competition Groups | 8.6367e-22 | 0 | 0 | 1365.8239 | 6.3235e-25 | 78 | Commercial_2031_SC B_MW_After Competition Groups_78 | Networked/Connected - Low Impact Application | 6.323e-23% | 0 | 8.6367e-22 | Commercial_2031_SC B_MW_After Competition Groups_Networked/Connected - Low Impact Application
Commercial | Com ¦ Indoor Daylight Sensors/Photocell Dimming Control | 2031 | SC B | MW | After Competition Groups | 0 | 0 | 0 | 1365.8239 | 0 | 79 | Commercial_2031_SC B_MW_After Competition Groups_79 | Indoor Daylight Sensors/Photocell Dimming Control | 0% | 0 | 0 | Commercial_2031_SC B_MW_After Competition Groups_Indoor Daylight Sensors/Photocell Dimming Control
Commercial | Com ¦ Variable Refrigerant Flow Heat Pump | 2031 | SC B | MW | After Competition Groups | 0 | 0 | 0 | 1365.8239 | 0 | 80 | Commercial_2031_SC B_MW_After Competition Groups_80 | Variable Refrigerant Flow Heat Pump | 0% | 0 | 0 | Commercial_2031_SC B_MW_After Competition Groups_Variable Refrigerant Flow Heat Pump
Commercial | Com ¦ LED Low/High Bay | 2031 | SC C | MW | After Competition Groups | 144.8272 | 0 | 0 | 994.8421 | 0.14558 | 1 | Commercial_2031_SC C_MW_After Competition Groups_1 | LED Low/High Bay | 14.56% | 0 | 144.8272 | Commercial_2031_SC C_MW_After Competition Groups_LED Low/High Bay
Commercial | Com ¦ LED Troffer/Surface/Suspended | 2031 | SC C | MW | After Competition Groups | 119.8841 | 0 | 0 | 994.8421 | 0.12051 | 2 | Commercial_2031_SC C_MW_After Competition Groups_2 | LED Troffer/Surface/Suspended | 12.05% | 0 | 119.8841 | Commercial_2031_SC C_MW_After Competition Groups_LED Troffer/Surface/Suspended
Commercial | Com ¦ ENERGY STAR LED LAMPS (REFLECTOR LAMPs/MR16/PAR 16) | 2031 | SC C | MW | After Competition Groups | 116.8753 | 0 | 0 | 994.8421 | 0.11748 | 3 | Commercial_2031_SC C_MW_After Competition Groups_3 | ENERGY STAR LED LAMPS (REFLECTOR LAMPs/MR16/PAR 16) | 11.75% | 0 | 116.8753 | Commercial_2031_SC C_MW_After Competition Groups_ENERGY STAR LED LAMPS (REFLECTOR LAMPs/MR16/PAR 16)
Commercial | Com ¦ LED Replacement Lamp (Tube) | 2031 | SC C | MW | After Competition Groups | 68.2088 | 0 | 0 | 994.8421 | 0.068562 | 4 | Commercial_2031_SC C_MW_After Competition Groups_4 | LED Replacement Lamp (Tube) | 6.856% | 0 | 68.2088 | Commercial_2031_SC C_MW_After Competition Groups_LED Replacement Lamp (Tube)
Commercial | Com ¦ High Efficiency Air Source Heat Pump | 2031 | SC C | MW | After Competition Groups | 61.3928 | 0 | 0 | 994.8421 | 0.061711 | 5 | Commercial_2031_SC C_MW_After Competition Groups_5 | High Efficiency Air Source Heat Pump | 6.171% | 0 | 61.3928 | Commercial_2031_SC C_MW_After Competition Groups_High Efficiency Air Source Heat Pump
Commercial | Com ¦ Building Recommissioning, Operations and Maintenance (O&M) Improvements | 2031 | SC C | MW | After Competition Groups | 56.1675 | 0 | 0 | 994.8421 | 0.056459 | 6 | Commercial_2031_SC C_MW_After Competition Groups_6 | Building Recommissioning, Operations and Maintenance (O&M) Improvements | 5.646% | 0 | 56.1675 | Commercial_2031_SC C_MW_After Competition Groups_Building Recommissioning, Operations and Maintenance (O&M) Improvements
Commercial | Com ¦ Unitary Air-Conditioning Unit | 2031 | SC C | MW | After Competition Groups | 42.3471 | 0 | 0 | 994.8421 | 0.042567 | 7 | Commercial_2031_SC C_MW_After Competition Groups_7 | Unitary Air-Conditioning Unit | 4.257% | 0 | 42.3471 | Commercial_2031_SC C_MW_After Competition Groups_Unitary Air-Conditioning Unit
Commercial | Com ¦ Education and Capacity Building/Energy Behavior | 2031 | SC C | MW | After Competition Groups | 35.8997 | 0 | 0 | 994.8421 | 0.036086 | 8 | Commercial_2031_SC C_MW_After Competition Groups_8 | Education and Capacity Building/Energy Behavior | 3.609% | 0 | 35.8997 | Commercial_2031_SC C_MW_After Competition Groups_Education and Capacity Building/Energy Behavior
Commercial | Com ¦ Advanced BAS/Controllers | 2031 | SC C | MW | After Competition Groups | 31.2642 | 0 | 0 | 994.8421 | 0.031426 | 9 | Commercial_2031_SC C_MW_After Competition Groups_9 | Advanced BAS/Controllers | 3.143% | 0 | 31.2642 | Commercial_2031_SC C_MW_After Competition Groups_Advanced BAS/Controllers
Commercial | Com ¦ Data Center Storage/Server Virtualization | 2031 | SC C | MW | After Competition Groups | 24.9735 | 0 | 0 | 994.8421 | 0.025103 | 10 | Commercial_2031_SC C_MW_After Competition Groups_10 | Data Center Storage/Server Virtualization | 2.51% | 0 | 24.9735 | Commercial_2031_SC C_MW_After Competition Groups_Data Center Storage/Server Virtualization
Commercial | Com ¦ LED or Equivalent Sign Lighting | 2031 | SC C | MW | After Competition Groups | 24.4219 | 0 | 0 | 994.8421 | 0.024549 | 11 | Commercial_2031_SC C_MW_After Competition Groups_11 | LED or Equivalent Sign Lighting | 2.455% | 0 | 24.4219 | Commercial_2031_SC C_MW_After Competition Groups_LED or Equivalent Sign Lighting
Commercial | Com ¦ Refrigerated Display Case Doors | 2031 | SC C | MW | After Competition Groups | 22.8939 | 0 | 0 | 994.8421 | 0.023013 | 12 | Commercial_2031_SC C_MW_After Competition Groups_12 | Refrigerated Display Case Doors | 2.301% | 0 | 22.8939 | Commercial_2031_SC C_MW_After Competition Groups_Refrigerated Display Case Doors
Commercial | Com ¦ Reach-in Shaded Pole to ECM/PSC Evaporator Fan Motor | 2031 | SC C | MW | After Competition Groups | 22.5928 | 0 | 0 | 994.8421 | 0.02271 | 13 | Commercial_2031_SC C_MW_After Competition Groups_13 | Reach-in Shaded Pole to ECM/PSC Evaporator Fan Motor | 2.271% | 0 | 22.5928 | Commercial_2031_SC C_MW_After Competition Groups_Reach-in Shaded Pole to ECM/PSC Evaporator Fan Motor
Commercial | Com ¦ Adaptive Thermostats | 2031 | SC C | MW | After Competition Groups | 22.5746 | 0 | 0 | 994.8421 | 0.022692 | 14 | Commercial_2031_SC C_MW_After Competition Groups_14 | Adaptive Thermostats | 2.269% | 0 | 22.5746 | Commercial_2031_SC C_MW_After Competition Groups_Adaptive Thermostats
Commercial | Com ¦ Strip Curtains | 2031 | SC C | MW | After Competition Groups | 18.2415 | 0 | 0 | 994.8421 | 0.018336 | 15 | Commercial_2031_SC C_MW_After Competition Groups_15 | Strip Curtains | 1.834% | 0 | 18.2415 | Commercial_2031_SC C_MW_After Competition Groups_Strip Curtains
Commercial | Com ¦ Furnace Tune-Up | 2031 | SC C | MW | After Competition Groups | 15.5625 | 0 | 0 | 994.8421 | 0.015643 | 16 | Commercial_2031_SC C_MW_After Competition Groups_16 | Furnace Tune-Up | 1.564% | 0 | 15.5625 | Commercial_2031_SC C_MW_After Competition Groups_Furnace Tune-Up
Commercial | Com ¦ Chilled Water Optimization | 2031 | SC C | MW | After Competition Groups | 15.5461 | 0 | 0 | 994.8421 | 0.015627 | 17 | Commercial_2031_SC C_MW_After Competition Groups_17 | Chilled Water Optimization | 1.563% | 0 | 15.5461 | Commercial_2031_SC C_MW_After Competition Groups_Chilled Water Optimization
Commercial | Com ¦ ENERGY STAR LED LAMPS (General Service Lamps) | 2031 | SC C | MW | After Competition Groups | 14.4456 | 0 | 0 | 994.8421 | 0.014521 | 18 | Commercial_2031_SC C_MW_After Competition Groups_18 | ENERGY STAR LED LAMPS (General Service Lamps) | 1.452% | 0 | 14.4456 | Commercial_2031_SC C_MW_After Competition Groups_ENERGY STAR LED LAMPS (General Service Lamps)
Commercial | Com ¦ Demand Control Ventilation | 2031 | SC C | MW | After Competition Groups | 13.7183 | 0 | 0 | 994.8421 | 0.013789 | 19 | Commercial_2031_SC C_MW_After Competition Groups_19 | Demand Control Ventilation | 1.379% | 0 | 13.7183 | Commercial_2031_SC C_MW_After Competition Groups_Demand Control Ventilation
Commercial | Com ¦ Centrally controlled desktop PC/NETWORK PC POWER MANAGEMENT SOFTWARE | 2031 | SC C | MW | After Competition Groups | 12.8462 | 0 | 0 | 994.8421 | 0.012913 | 20 | Commercial_2031_SC C_MW_After Competition Groups_20 | Centrally controlled desktop PC/NETWORK PC POWER MANAGEMENT SOFTWARE | 1.291% | 0 | 12.8462 | Commercial_2031_SC C_MW_After Competition Groups_Centrally controlled desktop PC/NETWORK PC POWER MANAGEMENT SOFTWARE
Commercial | Com ¦ Variable Frequency Drive (VFD) | 2031 | SC C | MW | After Competition Groups | 10.9628 | 0 | 0 | 994.8421 | 0.01102 | 21 | Commercial_2031_SC C_MW_After Competition Groups_21 | Variable Frequency Drive (VFD) | 1.102% | 0 | 10.9628 | Commercial_2031_SC C_MW_After Competition Groups_Variable Frequency Drive (VFD)
Commercial | Com ¦ VFD on Pumps | 2031 | SC C | MW | After Competition Groups | 10.2377 | 0 | 0 | 994.8421 | 0.010291 | 22 | Commercial_2031_SC C_MW_After Competition Groups_22 | VFD on Pumps | 1.029% | 0 | 10.2377 | Commercial_2031_SC C_MW_After Competition Groups_VFD on Pumps
Commercial | Com ¦ Refrigerated Display Case LED | 2031 | SC C | MW | After Competition Groups | 9.4106 | 0 | 0 | 994.8421 | 0.0094594 | 23 | Commercial_2031_SC C_MW_After Competition Groups_23 | Refrigerated Display Case LED | 0.9459% | 0 | 9.4106 | Commercial_2031_SC C_MW_After Competition Groups_Refrigerated Display Case LED
Commercial | Com ¦ LED EXTERIOR AREA LIGHTS - LED fixture (200W) | 2031 | SC C | MW | After Competition Groups | 6.1865 | 0 | 0 | 994.8421 | 0.0062185 | 24 | Commercial_2031_SC C_MW_After Competition Groups_24 | LED EXTERIOR AREA LIGHTS - LED fixture (200W) | 0.6219% | 0 | 6.1865 | Commercial_2031_SC C_MW_After Competition Groups_LED EXTERIOR AREA LIGHTS - LED fixture (200W)
Commercial | Com ¦ Air Handler with Dedicated Outdoor Air Systems | 2031 | SC C | MW | After Competition Groups | 6.0631 | 0 | 0 | 994.8421 | 0.0060945 | 25 | Commercial_2031_SC C_MW_After Competition Groups_25 | Air Handler with Dedicated Outdoor Air Systems | 0.6095% | 0 | 6.0631 | Commercial_2031_SC C_MW_After Competition Groups_Air Handler with Dedicated Outdoor Air Systems
Commercial | Com ¦ LED parking lot fixture | 2031 | SC C | MW | After Competition Groups | 5.957 | 0 | 0 | 994.8421 | 0.0059879 | 26 | Commercial_2031_SC C_MW_After Competition Groups_26 | LED parking lot fixture | 0.5988% | 0 | 5.957 | Commercial_2031_SC C_MW_After Competition Groups_LED parking lot fixture
Commercial | Com ¦ ECM MOTORS FOR EVAPORATOR FANS for refrigeration (WALK-IN) | 2031 | SC C | MW | After Competition Groups | 5.6131 | 0 | 0 | 994.8421 | 0.0056422 | 27 | Commercial_2031_SC C_MW_After Competition Groups_27 | ECM MOTORS FOR EVAPORATOR FANS for refrigeration (WALK-IN) | 0.5642% | 0 | 5.6131 | Commercial_2031_SC C_MW_After Competition Groups_ECM MOTORS FOR EVAPORATOR FANS for refrigeration (WALK-IN)
Commercial | Com ¦ Door Gasket Freezer/Refrigerator | 2031 | SC C | MW | After Competition Groups | 5.2112 | 0 | 0 | 994.8421 | 0.0052382 | 28 | Commercial_2031_SC C_MW_After Competition Groups_28 | Door Gasket Freezer/Refrigerator | 0.5238% | 0 | 5.2112 | Commercial_2031_SC C_MW_After Competition Groups_Door Gasket Freezer/Refrigerator
Commercial | Com ¦ Demand Control Kitchen Ventilation | 2031 | SC C | MW | After Competition Groups | 4.8769 | 0 | 0 | 994.8421 | 0.0049022 | 29 | Commercial_2031_SC C_MW_After Competition Groups_29 | Demand Control Kitchen Ventilation | 0.4902% | 0 | 4.8769 | Commercial_2031_SC C_MW_After Competition Groups_Demand Control Kitchen Ventilation
Commercial | Com ¦ Freezer Case Light Sensor | 2031 | SC C | MW | After Competition Groups | 4.8413 | 0 | 0 | 994.8421 | 0.0048664 | 30 | Commercial_2031_SC C_MW_After Competition Groups_30 | Freezer Case Light Sensor | 0.4866% | 0 | 4.8413 | Commercial_2031_SC C_MW_After Competition Groups_Freezer Case Light Sensor
Commercial | Com ¦ Evaporator Fan Controls | 2031 | SC C | MW | After Competition Groups | 4.7166 | 0 | 0 | 994.8421 | 0.004741 | 31 | Commercial_2031_SC C_MW_After Competition Groups_31 | Evaporator Fan Controls | 0.4741% | 0 | 4.7166 | Commercial_2031_SC C_MW_After Competition Groups_Evaporator Fan Controls
Commercial | Com ¦ ENERGY STAR Griddle (74% eff) | 2031 | SC C | MW | After Competition Groups | 4.2088 | 0 | 0 | 994.8421 | 0.0042307 | 32 | Commercial_2031_SC C_MW_After Competition Groups_32 | ENERGY STAR Griddle (74% eff) | 0.4231% | 0 | 4.2088 | Commercial_2031_SC C_MW_After Competition Groups_ENERGY STAR Griddle (74% eff)
Commercial | Com ¦ LED street light fixture | 2031 | SC C | MW | After Competition Groups | 3.7202 | 0 | 0 | 994.8421 | 0.0037395 | 33 | Commercial_2031_SC C_MW_After Competition Groups_33 | LED street light fixture | 0.3739% | 0 | 3.7202 | Commercial_2031_SC C_MW_After Competition Groups_LED street light fixture
Commercial | Com ¦ Water Source Heat Pump (4 ton) | 2031 | SC C | MW | After Competition Groups | 3.4601 | 0 | 0 | 994.8421 | 0.003478 | 34 | Commercial_2031_SC C_MW_After Competition Groups_34 | Water Source Heat Pump (4 ton) | 0.3478% | 0 | 3.4601 | Commercial_2031_SC C_MW_After Competition Groups_Water Source Heat Pump (4 ton)
Commercial | Com ¦ Occupancy Sensors | 2031 | SC C | MW | After Competition Groups | 3.3798 | 0 | 0 | 994.8421 | 0.0033973 | 35 | Commercial_2031_SC C_MW_After Competition Groups_35 | Occupancy Sensors | 0.3397% | 0 | 3.3798 | Commercial_2031_SC C_MW_After Competition Groups_Occupancy Sensors
Commercial | Com ¦ Duct Insulation, R8 | 2031 | SC C | MW | After Competition Groups | 2.8886 | 0 | 0 | 994.8421 | 0.0029036 | 36 | Commercial_2031_SC C_MW_After Competition Groups_36 | Duct Insulation, R8 | 0.2904% | 0 | 2.8886 | Commercial_2031_SC C_MW_After Competition Groups_Duct Insulation, R8
Commercial | Com ¦ BEVERAGE VENDING MACHINE CONTROLS | 2031 | SC C | MW | After Competition Groups | 1.9252 | 0 | 0 | 994.8421 | 0.0019352 | 37 | Commercial_2031_SC C_MW_After Competition Groups_37 | BEVERAGE VENDING MACHINE CONTROLS | 0.1935% | 0 | 1.9252 | Commercial_2031_SC C_MW_After Competition Groups_BEVERAGE VENDING MACHINE CONTROLS
Commercial | Com ¦ Elec Storage WH 2.30 Et | 2031 | SC C | MW | After Competition Groups | 1.829 | 0 | 0 | 994.8421 | 0.0018385 | 38 | Commercial_2031_SC C_MW_After Competition Groups_38 | Elec Storage WH 2.30 Et | 0.1838% | 0 | 1.829 | Commercial_2031_SC C_MW_After Competition Groups_Elec Storage WH 2.30 Et
Commercial | Com ¦ Temperature Adjustment in Commercial Freezers | 2031 | SC C | MW | After Competition Groups | 1.7262 | 0 | 0 | 994.8421 | 0.0017351 | 39 | Commercial_2031_SC C_MW_After Competition Groups_39 | Temperature Adjustment in Commercial Freezers | 0.1735% | 0 | 1.7262 | Commercial_2031_SC C_MW_After Competition Groups_Temperature Adjustment in Commercial Freezers
Commercial | Com ¦ CO Sensors for parking garage exhaust fans | 2031 | SC C | MW | After Competition Groups | 1.5277 | 0 | 0 | 994.8421 | 0.0015357 | 40 | Commercial_2031_SC C_MW_After Competition Groups_40 | CO Sensors for parking garage exhaust fans | 0.1536% | 0 | 1.5277 | Commercial_2031_SC C_MW_After Competition Groups_CO Sensors for parking garage exhaust fans
Commercial | Com ¦ Vertical Night Covers | 2031 | SC C | MW | After Competition Groups | 1.426 | 0 | 0 | 994.8421 | 0.0014334 | 41 | Commercial_2031_SC C_MW_After Competition Groups_41 | Vertical Night Covers | 0.1433% | 0 | 1.426 | Commercial_2031_SC C_MW_After Competition Groups_Vertical Night Covers
Commercial | Com ¦ Energy Efficient Laboratory Fume Hood | 2031 | SC C | MW | After Competition Groups | 1.3828 | 0 | 0 | 994.8421 | 0.00139 | 42 | Commercial_2031_SC C_MW_After Competition Groups_42 | Energy Efficient Laboratory Fume Hood | 0.139% | 0 | 1.3828 | Commercial_2031_SC C_MW_After Competition Groups_Energy Efficient Laboratory Fume Hood
Commercial | Com ¦ ENERGY STAR Fryer (84% eff) | 2031 | SC C | MW | After Competition Groups | 1.2458 | 0 | 0 | 994.8421 | 0.0012522 | 43 | Commercial_2031_SC C_MW_After Competition Groups_43 | ENERGY STAR Fryer (84% eff) | 0.1252% | 0 | 1.2458 | Commercial_2031_SC C_MW_After Competition Groups_ENERGY STAR Fryer (84% eff)
Commercial | Com ¦ Outside Air Economizer | 2031 | SC C | MW | After Competition Groups | 1.1354 | 0 | 0 | 994.8421 | 0.0011412 | 44 | Commercial_2031_SC C_MW_After Competition Groups_44 | Outside Air Economizer | 0.1141% | 0 | 1.1354 | Commercial_2031_SC C_MW_After Competition Groups_Outside Air Economizer
Commercial | Com ¦ Water Heating (DHW) Pipe Insulation (Add 3/4\ Foam)" | 2031 | SC C | MW | After Competition Groups | 1.0949 | 0 | 0 | 994.8421 | 0.0011006 | 45 | Commercial_2031_SC C_MW_After Competition Groups_45 | Water Heating (DHW) Pipe Insulation (Add 3/4\ Foam)" | 0.1101% | 0 | 1.0949 | Commercial_2031_SC C_MW_After Competition Groups_Water Heating (DHW) Pipe Insulation (Add 3/4\ Foam)"
Commercial | Com ¦ ENERGY STAR Steam Cookers | 2031 | SC C | MW | After Competition Groups | 0.79981 | 0 | 0 | 994.8421 | 0.00080396 | 46 | Commercial_2031_SC C_MW_After Competition Groups_46 | ENERGY STAR Steam Cookers | 0.0804% | 0 | 0.79981 | Commercial_2031_SC C_MW_After Competition Groups_ENERGY STAR Steam Cookers
Commercial | Com ¦ Suction Pipe Insulation Freezer/Refrigerator | 2031 | SC C | MW | After Competition Groups | 0.74235 | 0 | 0 | 994.8421 | 0.0007462 | 47 | Commercial_2031_SC C_MW_After Competition Groups_47 | Suction Pipe Insulation Freezer/Refrigerator | 0.07462% | 0 | 0.74235 | Commercial_2031_SC C_MW_After Competition Groups_Suction Pipe Insulation Freezer/Refrigerator
Commercial | Com ¦ Thermostat Setback | 2031 | SC C | MW | After Competition Groups | 0.6532 | 0 | 0 | 994.8421 | 0.00065659 | 48 | Commercial_2031_SC C_MW_After Competition Groups_48 | Thermostat Setback | 0.06566% | 0 | 0.6532 | Commercial_2031_SC C_MW_After Competition Groups_Thermostat Setback
Commercial | Com ¦ ENERGY STAR Dishwasher | 2031 | SC C | MW | After Competition Groups | 0.60421 | 0 | 0 | 994.8421 | 0.00060734 | 49 | Commercial_2031_SC C_MW_After Competition Groups_49 | ENERGY STAR Dishwasher | 0.06073% | 0 | 0.60421 | Commercial_2031_SC C_MW_After Competition Groups_ENERGY STAR Dishwasher
Commercial | Com ¦ Condensing Make Up Air Unit | 2031 | SC C | MW | After Competition Groups | 0.48191 | 0 | 0 | 994.8421 | 0.00048441 | 50 | Commercial_2031_SC C_MW_After Competition Groups_50 | Condensing Make Up Air Unit | 0.04844% | 0 | 0.48191 | Commercial_2031_SC C_MW_After Competition Groups_Condensing Make Up Air Unit
Commercial | Com ¦ Ozone Laundry Treatment | 2031 | SC C | MW | After Competition Groups | 0.37293 | 0 | 0 | 994.8421 | 0.00037487 | 51 | Commercial_2031_SC C_MW_After Competition Groups_51 | Ozone Laundry Treatment | 0.03749% | 0 | 0.37293 | Commercial_2031_SC C_MW_After Competition Groups_Ozone Laundry Treatment
Commercial | Com ¦ ECM MOTORS FOR HVAC APPLICATION (FAN-POWERED VAV BOX) | 2031 | SC C | MW | After Competition Groups | 0.16831 | 0 | 0 | 994.8421 | 0.00016919 | 52 | Commercial_2031_SC C_MW_After Competition Groups_52 | ECM MOTORS FOR HVAC APPLICATION (FAN-POWERED VAV BOX) | 0.01692% | 0 | 0.16831 | Commercial_2031_SC C_MW_After Competition Groups_ECM MOTORS FOR HVAC APPLICATION (FAN-POWERED VAV BOX)
Commercial | COM ¦ Ductless Mini-Split Heat Pumps | 2031 | SC C | MW | After Competition Groups | 0.16576 | 0 | 0 | 994.8421 | 0.00016662 | 53 | Commercial_2031_SC C_MW_After Competition Groups_53 | Ductless Mini-Split Heat Pumps | 0.01666% | 0 | 0.16576 | Commercial_2031_SC C_MW_After Competition Groups_Ductless Mini-Split Heat Pumps
Commercial | Com ¦ PTAC (12 EER/10,000 BTU) | 2031 | SC C | MW | After Competition Groups | 0.13715 | 0 | 0 | 994.8421 | 0.00013787 | 54 | Commercial_2031_SC C_MW_After Competition Groups_54 | PTAC (12 EER/10,000 BTU) | 0.01379% | 0 | 0.13715 | Commercial_2031_SC C_MW_After Competition Groups_PTAC (12 EER/10,000 BTU)
Commercial | Com ¦ CEE Tier 2/Energy Star Clothes Washers | 2031 | SC C | MW | After Competition Groups | 0.11537 | 0 | 0 | 994.8421 | 0.00011597 | 55 | Commercial_2031_SC C_MW_After Competition Groups_55 | CEE Tier 2/Energy Star Clothes Washers | 0.0116% | 0 | 0.11537 | Commercial_2031_SC C_MW_After Competition Groups_CEE Tier 2/Energy Star Clothes Washers
Commercial | Com ¦ HVAC Optimization | 2031 | SC C | MW | After Competition Groups | 0.089263 | 0 | 0 | 994.8421 | 8.9726e-05 | 56 | Commercial_2031_SC C_MW_After Competition Groups_56 | HVAC Optimization | 0.008973% | 0 | 0.089263 | Commercial_2031_SC C_MW_After Competition Groups_HVAC Optimization
Commercial | Com ¦ LLLC - High Impact Application | 2031 | SC C | MW | After Competition Groups | 0.086432 | 0 | 0 | 994.8421 | 8.688e-05 | 57 | Commercial_2031_SC C_MW_After Competition Groups_57 | LLLC - High Impact Application | 0.008688% | 0 | 0.086432 | Commercial_2031_SC C_MW_After Competition Groups_LLLC - High Impact Application
Commercial | Com ¦ Notched V belts for HVAC Systems | 2031 | SC C | MW | After Competition Groups | 0.086314 | 0 | 0 | 994.8421 | 8.6762e-05 | 58 | Commercial_2031_SC C_MW_After Competition Groups_58 | Notched V belts for HVAC Systems | 0.008676% | 0 | 0.086314 | Commercial_2031_SC C_MW_After Competition Groups_Notched V belts for HVAC Systems
Commercial | Com ¦ Auto Off Time Switch or Time Clock control | 2031 | SC C | MW | After Competition Groups | 0.085134 | 0 | 0 | 994.8421 | 8.5575e-05 | 59 | Commercial_2031_SC C_MW_After Competition Groups_59 | Auto Off Time Switch or Time Clock control | 0.008557% | 0 | 0.085134 | Commercial_2031_SC C_MW_After Competition Groups_Auto Off Time Switch or Time Clock control
Commercial | Com ¦ Solar Water Preheat (Pools/DHW) | 2031 | SC C | MW | After Competition Groups | 0.083333 | 0 | 0 | 994.8421 | 8.3765e-05 | 60 | Commercial_2031_SC C_MW_After Competition Groups_60 | Solar Water Preheat (Pools/DHW) | 0.008376% | 0 | 0.083333 | Commercial_2031_SC C_MW_After Competition Groups_Solar Water Preheat (Pools/DHW)
Commercial | Com ¦ Demand controlled Circulating Systems | 2031 | SC C | MW | After Competition Groups | 0.074434 | 0 | 0 | 994.8421 | 7.482e-05 | 61 | Commercial_2031_SC C_MW_After Competition Groups_61 | Demand controlled Circulating Systems | 0.007482% | 0 | 0.074434 | Commercial_2031_SC C_MW_After Competition Groups_Demand controlled Circulating Systems
Commercial | Com ¦ Low Flow Pre-Rinse Spray Nozzle | 2031 | SC C | MW | After Competition Groups | 0.061623 | 0 | 0 | 994.8421 | 6.1942e-05 | 62 | Commercial_2031_SC C_MW_After Competition Groups_62 | Low Flow Pre-Rinse Spray Nozzle | 0.006194% | 0 | 0.061623 | Commercial_2031_SC C_MW_After Competition Groups_Low Flow Pre-Rinse Spray Nozzle
Commercial | Com ¦ LLLC - Low Impact Application | 2031 | SC C | MW | After Competition Groups | 0.057339 | 0 | 0 | 994.8421 | 5.7636e-05 | 63 | Commercial_2031_SC C_MW_After Competition Groups_63 | LLLC - Low Impact Application | 0.005764% | 0 | 0.057339 | Commercial_2031_SC C_MW_After Competition Groups_LLLC - Low Impact Application
Commercial | Com ¦ Commercial Hot Food Holding Cabinets | 2031 | SC C | MW | After Competition Groups | 0.045914 | 0 | 0 | 994.8421 | 4.6152e-05 | 64 | Commercial_2031_SC C_MW_After Competition Groups_64 | Commercial Hot Food Holding Cabinets | 0.004615% | 0 | 0.045914 | Commercial_2031_SC C_MW_After Competition Groups_Commercial Hot Food Holding Cabinets
Commercial | Com ¦ LED RECESSED DOWNLIGHTS | 2031 | SC C | MW | After Competition Groups | 0.035213 | 0 | 0 | 994.8421 | 3.5395e-05 | 65 | Commercial_2031_SC C_MW_After Competition Groups_65 | LED RECESSED DOWNLIGHTS | 0.00354% | 0 | 0.035213 | Commercial_2031_SC C_MW_After Competition Groups_LED RECESSED DOWNLIGHTS
Commercial | Com ¦ High Efficiency Chiller (avg of water and air cooled) | 2031 | SC C | MW | After Competition Groups | 0.027851 | 0 | 0 | 994.8421 | 2.7995e-05 | 66 | Commercial_2031_SC C_MW_After Competition Groups_66 | High Efficiency Chiller (avg of water and air cooled) | 0.0028% | 0 | 0.027851 | Commercial_2031_SC C_MW_After Competition Groups_High Efficiency Chiller (avg of water and air cooled)
Commercial | Com ¦ Wall Insulation | 2031 | SC C | MW | After Competition Groups | 0.026381 | 0 | 0 | 994.8421 | 2.6518e-05 | 67 | Commercial_2031_SC C_MW_After Competition Groups_67 | Wall Insulation | 0.002652% | 0 | 0.026381 | Commercial_2031_SC C_MW_After Competition Groups_Wall Insulation
Commercial | Com ¦ Condensing Unit Heaters or other Efficient Unit Heating System | 2031 | SC C | MW | After Competition Groups | 0.024638 | 0 | 0 | 994.8421 | 2.4766e-05 | 68 | Commercial_2031_SC C_MW_After Competition Groups_68 | Condensing Unit Heaters or other Efficient Unit Heating System | 0.002477% | 0 | 0.024638 | Commercial_2031_SC C_MW_After Competition Groups_Condensing Unit Heaters or other Efficient Unit Heating System
Commercial | Com ¦ Room AC (w/ louvered sides) 14 SEER from 12 SEER code | 2031 | SC C | MW | After Competition Groups | 0.021245 | 0 | 0 | 994.8421 | 2.1355e-05 | 69 | Commercial_2031_SC C_MW_After Competition Groups_69 | Room AC (w/ louvered sides) 14 SEER from 12 SEER code | 0.002135% | 0 | 0.021245 | Commercial_2031_SC C_MW_After Competition Groups_Room AC (w/ louvered sides) 14 SEER from 12 SEER code
Commercial | Com ¦ High Efficiency Small Instantaneous Water Heater | 2031 | SC C | MW | After Competition Groups | 0.020314 | 0 | 0 | 994.8421 | 2.042e-05 | 70 | Commercial_2031_SC C_MW_After Competition Groups_70 | High Efficiency Small Instantaneous Water Heater | 0.002042% | 0 | 0.020314 | Commercial_2031_SC C_MW_After Competition Groups_High Efficiency Small Instantaneous Water Heater
Commercial | Com ¦ Air Curtains | 2031 | SC C | MW | After Competition Groups | 0.019856 | 0 | 0 | 994.8421 | 1.9959e-05 | 71 | Commercial_2031_SC C_MW_After Competition Groups_71 | Air Curtains | 0.001996% | 0 | 0.019856 | Commercial_2031_SC C_MW_After Competition Groups_Air Curtains
Commercial | Com ¦ VSD Air Compressor | 2031 | SC C | MW | After Competition Groups | 0.018292 | 0 | 0 | 994.8421 | 1.8387e-05 | 72 | Commercial_2031_SC C_MW_After Competition Groups_72 | VSD Air Compressor | 0.001839% | 0 | 0.018292 | Commercial_2031_SC C_MW_After Competition Groups_VSD Air Compressor
Commercial | Com ¦ Efficient compressor motor | 2031 | SC C | MW | After Competition Groups | 0.013007 | 0 | 0 | 994.8421 | 1.3074e-05 | 73 | Commercial_2031_SC C_MW_After Competition Groups_73 | Efficient compressor motor | 0.001307% | 0 | 0.013007 | Commercial_2031_SC C_MW_After Competition Groups_Efficient compressor motor
Commercial | Com ¦ Energy Recovery Ventilation and Ventilation (Enhanced) | 2031 | SC C | MW | After Competition Groups | 0.010213 | 0 | 0 | 994.8421 | 1.0266e-05 | 74 | Commercial_2031_SC C_MW_After Competition Groups_74 | Energy Recovery Ventilation and Ventilation (Enhanced) | 0.001027% | 0 | 0.010213 | Commercial_2031_SC C_MW_After Competition Groups_Energy Recovery Ventilation and Ventilation (Enhanced)
Commercial | Com ¦ EC Plug Fan for Data Center (under cabinet) | 2031 | SC C | MW | After Competition Groups | 0.0028445 | 0 | 0 | 994.8421 | 2.8592e-06 | 75 | Commercial_2031_SC C_MW_After Competition Groups_75 | EC Plug Fan for Data Center (under cabinet) | 0.0002859% | 0 | 0.0028445 | Commercial_2031_SC C_MW_After Competition Groups_EC Plug Fan for Data Center (under cabinet)
Commercial | Com ¦ Electric Convection Combination Ovens | 2031 | SC C | MW | After Competition Groups | 0.0002885 | 0 | 0 | 994.8421 | 2.8999e-07 | 76 | Commercial_2031_SC C_MW_After Competition Groups_76 | Electric Convection Combination Ovens | 2.9e-05% | 0 | 0.0002885 | Commercial_2031_SC C_MW_After Competition Groups_Electric Convection Combination Ovens
Commercial | Com ¦ Networked/Connected - High Impact Application | 2031 | SC C | MW | After Competition Groups | 0.00024708 | 0 | 0 | 994.8421 | 2.4836e-07 | 77 | Commercial_2031_SC C_MW_After Competition Groups_77 | Networked/Connected - High Impact Application | 2.484e-05% | 0 | 0.00024708 | Commercial_2031_SC C_MW_After Competition Groups_Networked/Connected - High Impact Application
Commercial | Com ¦ Networked/Connected - Low Impact Application | 2031 | SC C | MW | After Competition Groups | 1.2074e-05 | 0 | 0 | 994.8421 | 1.2136e-08 | 78 | Commercial_2031_SC C_MW_After Competition Groups_78 | Networked/Connected - Low Impact Application | 1.214e-06% | 0 | 1.2074e-05 | Commercial_2031_SC C_MW_After Competition Groups_Networked/Connected - Low Impact Application
Commercial | Com ¦ Indoor Daylight Sensors/Photocell Dimming Control | 2031 | SC C | MW | After Competition Groups | 0 | 0 | 0 | 994.8421 | 0 | 79 | Commercial_2031_SC C_MW_After Competition Groups_79 | Indoor Daylight Sensors/Photocell Dimming Control | 0% | 0 | 0 | Commercial_2031_SC C_MW_After Competition Groups_Indoor Daylight Sensors/Photocell Dimming Control
Commercial | Com ¦ Variable Refrigerant Flow Heat Pump | 2031 | SC C | MW | After Competition Groups | 0 | 0 | 0 | 994.8421 | 0 | 80 | Commercial_2031_SC C_MW_After Competition Groups_80 | Variable Refrigerant Flow Heat Pump | 0% | 0 | 0 | Commercial_2031_SC C_MW_After Competition Groups_Variable Refrigerant Flow Heat Pump
Commercial | Com ¦ LED Low/High Bay | 2031 | SC D | MW | After Competition Groups | 121.5119 | 30301946.8324 | 30.3019 | 926.8728 | 0.1311 | 1 | Commercial_2031_SC D_MW_After Competition Groups_1 | LED Low/High Bay | 13.11% | 30.3019 | 121.5119 | Commercial_2031_SC D_MW_After Competition Groups_LED Low/High Bay
Commercial | Com ¦ ENERGY STAR LED LAMPS (REFLECTOR LAMPs/MR16/PAR 16) | 2031 | SC D | MW | After Competition Groups | 116.8744 | 2065187.6646 | 2.0652 | 926.8728 | 0.1261 | 2 | Commercial_2031_SC D_MW_After Competition Groups_2 | ENERGY STAR LED LAMPS (REFLECTOR LAMPs/MR16/PAR 16) | 12.61% | 2.0652 | 116.8744 | Commercial_2031_SC D_MW_After Competition Groups_ENERGY STAR LED LAMPS (REFLECTOR LAMPs/MR16/PAR 16)
Commercial | Com ¦ LED Troffer/Surface/Suspended | 2031 | SC D | MW | After Competition Groups | 107.6405 | 36972642.0544 | 36.9726 | 926.8728 | 0.11613 | 3 | Commercial_2031_SC D_MW_After Competition Groups_3 | LED Troffer/Surface/Suspended | 11.61% | 36.9726 | 107.6405 | Commercial_2031_SC D_MW_After Competition Groups_LED Troffer/Surface/Suspended
Commercial | Com ¦ LED Replacement Lamp (Tube) | 2031 | SC D | MW | After Competition Groups | 68.2088 | 0 | 0 | 926.8728 | 0.07359 | 4 | Commercial_2031_SC D_MW_After Competition Groups_4 | LED Replacement Lamp (Tube) | 7.359% | 0 | 68.2088 | Commercial_2031_SC D_MW_After Competition Groups_LED Replacement Lamp (Tube)
Commercial | Com ¦ High Efficiency Air Source Heat Pump | 2031 | SC D | MW | After Competition Groups | 61.3928 | 1263023.8478 | 1.263 | 926.8728 | 0.066237 | 5 | Commercial_2031_SC D_MW_After Competition Groups_5 | High Efficiency Air Source Heat Pump | 6.624% | 1.263 | 61.3928 | Commercial_2031_SC D_MW_After Competition Groups_High Efficiency Air Source Heat Pump
Commercial | Com ¦ Building Recommissioning, Operations and Maintenance (O&M) Improvements | 2031 | SC D | MW | After Competition Groups | 55.8815 | 5673940.6631 | 5.6739 | 926.8728 | 0.06029 | 6 | Commercial_2031_SC D_MW_After Competition Groups_6 | Building Recommissioning, Operations and Maintenance (O&M) Improvements | 6.029% | 5.6739 | 55.8815 | Commercial_2031_SC D_MW_After Competition Groups_Building Recommissioning, Operations and Maintenance (O&M) Improvements
Commercial | Com ¦ Unitary Air-Conditioning Unit | 2031 | SC D | MW | After Competition Groups | 36.7111 | 6447391.611 | 6.4474 | 926.8728 | 0.039607 | 7 | Commercial_2031_SC D_MW_After Competition Groups_7 | Unitary Air-Conditioning Unit | 3.961% | 6.4474 | 36.7111 | Commercial_2031_SC D_MW_After Competition Groups_Unitary Air-Conditioning Unit
Commercial | Com ¦ Education and Capacity Building/Energy Behavior | 2031 | SC D | MW | After Competition Groups | 35.8997 | 9429726.0324 | 9.4297 | 926.8728 | 0.038732 | 8 | Commercial_2031_SC D_MW_After Competition Groups_8 | Education and Capacity Building/Energy Behavior | 3.873% | 9.4297 | 35.8997 | Commercial_2031_SC D_MW_After Competition Groups_Education and Capacity Building/Energy Behavior
Commercial | Com ¦ Advanced BAS/Controllers | 2031 | SC D | MW | After Competition Groups | 33.0949 | 4636789.7921 | 4.6368 | 926.8728 | 0.035706 | 9 | Commercial_2031_SC D_MW_After Competition Groups_9 | Advanced BAS/Controllers | 3.571% | 4.6368 | 33.0949 | Commercial_2031_SC D_MW_After Competition Groups_Advanced BAS/Controllers
Commercial | Com ¦ Data Center Storage/Server Virtualization | 2031 | SC D | MW | After Competition Groups | 24.9735 | 0 | 0 | 926.8728 | 0.026944 | 10 | Commercial_2031_SC D_MW_After Competition Groups_10 | Data Center Storage/Server Virtualization | 2.694% | 0 | 24.9735 | Commercial_2031_SC D_MW_After Competition Groups_Data Center Storage/Server Virtualization
Commercial | Com ¦ Reach-in Shaded Pole to ECM/PSC Evaporator Fan Motor | 2031 | SC D | MW | After Competition Groups | 22.5928 | 2516376.1568 | 2.5164 | 926.8728 | 0.024375 | 11 | Commercial_2031_SC D_MW_After Competition Groups_11 | Reach-in Shaded Pole to ECM/PSC Evaporator Fan Motor | 2.438% | 2.5164 | 22.5928 | Commercial_2031_SC D_MW_After Competition Groups_Reach-in Shaded Pole to ECM/PSC Evaporator Fan Motor
Commercial | Com ¦ Adaptive Thermostats | 2031 | SC D | MW | After Competition Groups | 21.5664 | 3345060.8791 | 3.3451 | 926.8728 | 0.023268 | 12 | Commercial_2031_SC D_MW_After Competition Groups_12 | Adaptive Thermostats | 2.327% | 3.3451 | 21.5664 | Commercial_2031_SC D_MW_After Competition Groups_Adaptive Thermostats
Commercial | Com ¦ Strip Curtains | 2031 | SC D | MW | After Competition Groups | 18.2336 | 174981.5402 | 0.17498 | 926.8728 | 0.019672 | 13 | Commercial_2031_SC D_MW_After Competition Groups_13 | Strip Curtains | 1.967% | 0.17498 | 18.2336 | Commercial_2031_SC D_MW_After Competition Groups_Strip Curtains
Commercial | Com ¦ Refrigerated Display Case Doors | 2031 | SC D | MW | After Competition Groups | 16.824 | 2499143.4225 | 2.4991 | 926.8728 | 0.018151 | 14 | Commercial_2031_SC D_MW_After Competition Groups_14 | Refrigerated Display Case Doors | 1.815% | 2.4991 | 16.824 | Commercial_2031_SC D_MW_After Competition Groups_Refrigerated Display Case Doors
Commercial | Com ¦ LED or Equivalent Sign Lighting | 2031 | SC D | MW | After Competition Groups | 15.797 | 1198602.8581 | 1.1986 | 926.8728 | 0.017043 | 15 | Commercial_2031_SC D_MW_After Competition Groups_15 | LED or Equivalent Sign Lighting | 1.704% | 1.1986 | 15.797 | Commercial_2031_SC D_MW_After Competition Groups_LED or Equivalent Sign Lighting
Commercial | Com ¦ Furnace Tune-Up | 2031 | SC D | MW | After Competition Groups | 15.5625 | 109683.0777 | 0.10968 | 926.8728 | 0.01679 | 16 | Commercial_2031_SC D_MW_After Competition Groups_16 | Furnace Tune-Up | 1.679% | 0.10968 | 15.5625 | Commercial_2031_SC D_MW_After Competition Groups_Furnace Tune-Up
Commercial | Com ¦ Chilled Water Optimization | 2031 | SC D | MW | After Competition Groups | 15.5461 | 1724831.3647 | 1.7248 | 926.8728 | 0.016773 | 17 | Commercial_2031_SC D_MW_After Competition Groups_17 | Chilled Water Optimization | 1.677% | 1.7248 | 15.5461 | Commercial_2031_SC D_MW_After Competition Groups_Chilled Water Optimization
Commercial | Com ¦ ENERGY STAR LED LAMPS (General Service Lamps) | 2031 | SC D | MW | After Competition Groups | 14.4453 | 279203.2187 | 0.2792 | 926.8728 | 0.015585 | 18 | Commercial_2031_SC D_MW_After Competition Groups_18 | ENERGY STAR LED LAMPS (General Service Lamps) | 1.559% | 0.2792 | 14.4453 | Commercial_2031_SC D_MW_After Competition Groups_ENERGY STAR LED LAMPS (General Service Lamps)
Commercial | Com ¦ Centrally controlled desktop PC/NETWORK PC POWER MANAGEMENT SOFTWARE | 2031 | SC D | MW | After Competition Groups | 12.8322 | 842762.2058 | 0.84276 | 926.8728 | 0.013845 | 19 | Commercial_2031_SC D_MW_After Competition Groups_19 | Centrally controlled desktop PC/NETWORK PC POWER MANAGEMENT SOFTWARE | 1.384% | 0.84276 | 12.8322 | Commercial_2031_SC D_MW_After Competition Groups_Centrally controlled desktop PC/NETWORK PC POWER MANAGEMENT SOFTWARE
Commercial | Com ¦ Variable Frequency Drive (VFD) | 2031 | SC D | MW | After Competition Groups | 10.6354 | 1377831.1261 | 1.3778 | 926.8728 | 0.011475 | 20 | Commercial_2031_SC D_MW_After Competition Groups_20 | Variable Frequency Drive (VFD) | 1.147% | 1.3778 | 10.6354 | Commercial_2031_SC D_MW_After Competition Groups_Variable Frequency Drive (VFD)
Commercial | Com ¦ Demand Control Ventilation | 2031 | SC D | MW | After Competition Groups | 10.6279 | 1302745.2213 | 1.3027 | 926.8728 | 0.011466 | 21 | Commercial_2031_SC D_MW_After Competition Groups_21 | Demand Control Ventilation | 1.147% | 1.3027 | 10.6279 | Commercial_2031_SC D_MW_After Competition Groups_Demand Control Ventilation
Commercial | Com ¦ VFD on Pumps | 2031 | SC D | MW | After Competition Groups | 9.8678 | 1334832.4857 | 1.3348 | 926.8728 | 0.010646 | 22 | Commercial_2031_SC D_MW_After Competition Groups_22 | VFD on Pumps | 1.065% | 1.3348 | 9.8678 | Commercial_2031_SC D_MW_After Competition Groups_VFD on Pumps
Commercial | Com ¦ Refrigerated Display Case LED | 2031 | SC D | MW | After Competition Groups | 7.7554 | 855760.0477 | 0.85576 | 926.8728 | 0.0083673 | 23 | Commercial_2031_SC D_MW_After Competition Groups_23 | Refrigerated Display Case LED | 0.8367% | 0.85576 | 7.7554 | Commercial_2031_SC D_MW_After Competition Groups_Refrigerated Display Case LED
Commercial | Com ¦ LED EXTERIOR AREA LIGHTS - LED fixture (200W) | 2031 | SC D | MW | After Competition Groups | 6.1099 | 0 | 0 | 926.8728 | 0.0065919 | 24 | Commercial_2031_SC D_MW_After Competition Groups_24 | LED EXTERIOR AREA LIGHTS - LED fixture (200W) | 0.6592% | 0 | 6.1099 | Commercial_2031_SC D_MW_After Competition Groups_LED EXTERIOR AREA LIGHTS - LED fixture (200W)
Commercial | Com ¦ LED parking lot fixture | 2031 | SC D | MW | After Competition Groups | 5.957 | 5223083.3647 | 5.2231 | 926.8728 | 0.006427 | 25 | Commercial_2031_SC D_MW_After Competition Groups_25 | LED parking lot fixture | 0.6427% | 5.2231 | 5.957 | Commercial_2031_SC D_MW_After Competition Groups_LED parking lot fixture
Commercial | Com ¦ ECM MOTORS FOR EVAPORATOR FANS for refrigeration (WALK-IN) | 2031 | SC D | MW | After Competition Groups | 5.5485 | 1092312.2128 | 1.0923 | 926.8728 | 0.0059863 | 26 | Commercial_2031_SC D_MW_After Competition Groups_26 | ECM MOTORS FOR EVAPORATOR FANS for refrigeration (WALK-IN) | 0.5986% | 1.0923 | 5.5485 | Commercial_2031_SC D_MW_After Competition Groups_ECM MOTORS FOR EVAPORATOR FANS for refrigeration (WALK-IN)
Commercial | Com ¦ Door Gasket Freezer/Refrigerator | 2031 | SC D | MW | After Competition Groups | 4.7802 | 359283.1036 | 0.35928 | 926.8728 | 0.0051574 | 27 | Commercial_2031_SC D_MW_After Competition Groups_27 | Door Gasket Freezer/Refrigerator | 0.5157% | 0.35928 | 4.7802 | Commercial_2031_SC D_MW_After Competition Groups_Door Gasket Freezer/Refrigerator
Commercial | Com ¦ Evaporator Fan Controls | 2031 | SC D | MW | After Competition Groups | 4.7166 | 187516.0403 | 0.18752 | 926.8728 | 0.0050887 | 28 | Commercial_2031_SC D_MW_After Competition Groups_28 | Evaporator Fan Controls | 0.5089% | 0.18752 | 4.7166 | Commercial_2031_SC D_MW_After Competition Groups_Evaporator Fan Controls
Commercial | Com ¦ Demand Control Kitchen Ventilation | 2031 | SC D | MW | After Competition Groups | 4.5404 | 982321.241 | 0.98232 | 926.8728 | 0.0048986 | 29 | Commercial_2031_SC D_MW_After Competition Groups_29 | Demand Control Kitchen Ventilation | 0.4899% | 0.98232 | 4.5404 | Commercial_2031_SC D_MW_After Competition Groups_Demand Control Kitchen Ventilation
Commercial | Com ¦ Air Handler with Dedicated Outdoor Air Systems | 2031 | SC D | MW | After Competition Groups | 4.4813 | 232269.86 | 0.23227 | 926.8728 | 0.0048349 | 30 | Commercial_2031_SC D_MW_After Competition Groups_30 | Air Handler with Dedicated Outdoor Air Systems | 0.4835% | 0.23227 | 4.4813 | Commercial_2031_SC D_MW_After Competition Groups_Air Handler with Dedicated Outdoor Air Systems
Commercial | Com ¦ ENERGY STAR Griddle (74% eff) | 2031 | SC D | MW | After Competition Groups | 4.2088 | 224652.6332 | 0.22465 | 926.8728 | 0.0045409 | 31 | Commercial_2031_SC D_MW_After Competition Groups_31 | ENERGY STAR Griddle (74% eff) | 0.4541% | 0.22465 | 4.2088 | Commercial_2031_SC D_MW_After Competition Groups_ENERGY STAR Griddle (74% eff)
Commercial | Com ¦ Occupancy Sensors | 2031 | SC D | MW | After Competition Groups | 3.3798 | 6557.6098 | 0.0065576 | 926.8728 | 0.0036465 | 32 | Commercial_2031_SC D_MW_After Competition Groups_32 | Occupancy Sensors | 0.3646% | 0.0065576 | 3.3798 | Commercial_2031_SC D_MW_After Competition Groups_Occupancy Sensors
Commercial | Com ¦ Freezer Case Light Sensor | 2031 | SC D | MW | After Competition Groups | 3.2651 | 684406.0725 | 0.68441 | 926.8728 | 0.0035227 | 33 | Commercial_2031_SC D_MW_After Competition Groups_33 | Freezer Case Light Sensor | 0.3523% | 0.68441 | 3.2651 | Commercial_2031_SC D_MW_After Competition Groups_Freezer Case Light Sensor
Commercial | Com ¦ Water Source Heat Pump (4 ton) | 2031 | SC D | MW | After Competition Groups | 2.8882 | 559090.7244 | 0.55909 | 926.8728 | 0.0031161 | 34 | Commercial_2031_SC D_MW_After Competition Groups_34 | Water Source Heat Pump (4 ton) | 0.3116% | 0.55909 | 2.8882 | Commercial_2031_SC D_MW_After Competition Groups_Water Source Heat Pump (4 ton)
Commercial | Com ¦ LED street light fixture | 2031 | SC D | MW | After Competition Groups | 2.879 | 0 | 0 | 926.8728 | 0.0031061 | 35 | Commercial_2031_SC D_MW_After Competition Groups_35 | LED street light fixture | 0.3106% | 0 | 2.879 | Commercial_2031_SC D_MW_After Competition Groups_LED street light fixture
Commercial | Com ¦ Duct Insulation, R8 | 2031 | SC D | MW | After Competition Groups | 2.8722 | 358832.5187 | 0.35883 | 926.8728 | 0.0030988 | 36 | Commercial_2031_SC D_MW_After Competition Groups_36 | Duct Insulation, R8 | 0.3099% | 0.35883 | 2.8722 | Commercial_2031_SC D_MW_After Competition Groups_Duct Insulation, R8
Commercial | Com ¦ BEVERAGE VENDING MACHINE CONTROLS | 2031 | SC D | MW | After Competition Groups | 1.849 | 152277.1982 | 0.15228 | 926.8728 | 0.0019948 | 37 | Commercial_2031_SC D_MW_After Competition Groups_37 | BEVERAGE VENDING MACHINE CONTROLS | 0.1995% | 0.15228 | 1.849 | Commercial_2031_SC D_MW_After Competition Groups_BEVERAGE VENDING MACHINE CONTROLS
Commercial | Com ¦ Temperature Adjustment in Commercial Freezers | 2031 | SC D | MW | After Competition Groups | 1.7262 | 0 | 0 | 926.8728 | 0.0018624 | 38 | Commercial_2031_SC D_MW_After Competition Groups_38 | Temperature Adjustment in Commercial Freezers | 0.1862% | 0 | 1.7262 | Commercial_2031_SC D_MW_After Competition Groups_Temperature Adjustment in Commercial Freezers
Commercial | Com ¦ Elec Storage WH 2.30 Et | 2031 | SC D | MW | After Competition Groups | 1.644 | 308021.3922 | 0.30802 | 926.8728 | 0.0017737 | 39 | Commercial_2031_SC D_MW_After Competition Groups_39 | Elec Storage WH 2.30 Et | 0.1774% | 0.30802 | 1.644 | Commercial_2031_SC D_MW_After Competition Groups_Elec Storage WH 2.30 Et
Commercial | Com ¦ Vertical Night Covers | 2031 | SC D | MW | After Competition Groups | 1.3555 | 88309.2053 | 0.088309 | 926.8728 | 0.0014625 | 40 | Commercial_2031_SC D_MW_After Competition Groups_40 | Vertical Night Covers | 0.1462% | 0.088309 | 1.3555 | Commercial_2031_SC D_MW_After Competition Groups_Vertical Night Covers
Commercial | Com ¦ ENERGY STAR Fryer (84% eff) | 2031 | SC D | MW | After Competition Groups | 1.2369 | 118704.9108 | 0.1187 | 926.8728 | 0.0013345 | 41 | Commercial_2031_SC D_MW_After Competition Groups_41 | ENERGY STAR Fryer (84% eff) | 0.1335% | 0.1187 | 1.2369 | Commercial_2031_SC D_MW_After Competition Groups_ENERGY STAR Fryer (84% eff)
Commercial | Com ¦ CO Sensors for parking garage exhaust fans | 2031 | SC D | MW | After Competition Groups | 1.1947 | 193592.4874 | 0.19359 | 926.8728 | 0.0012889 | 42 | Commercial_2031_SC D_MW_After Competition Groups_42 | CO Sensors for parking garage exhaust fans | 0.1289% | 0.19359 | 1.1947 | Commercial_2031_SC D_MW_After Competition Groups_CO Sensors for parking garage exhaust fans
Commercial | Com ¦ Outside Air Economizer | 2031 | SC D | MW | After Competition Groups | 1.1354 | 119604.4018 | 0.1196 | 926.8728 | 0.0012249 | 43 | Commercial_2031_SC D_MW_After Competition Groups_43 | Outside Air Economizer | 0.1225% | 0.1196 | 1.1354 | Commercial_2031_SC D_MW_After Competition Groups_Outside Air Economizer
Commercial | Com ¦ Energy Efficient Laboratory Fume Hood | 2031 | SC D | MW | After Competition Groups | 1.1242 | 186748.5196 | 0.18675 | 926.8728 | 0.0012129 | 44 | Commercial_2031_SC D_MW_After Competition Groups_44 | Energy Efficient Laboratory Fume Hood | 0.1213% | 0.18675 | 1.1242 | Commercial_2031_SC D_MW_After Competition Groups_Energy Efficient Laboratory Fume Hood
Commercial | Com ¦ Water Heating (DHW) Pipe Insulation (Add 3/4\ Foam)" | 2031 | SC D | MW | After Competition Groups | 1.0361 | 154952.608 | 0.15495 | 926.8728 | 0.0011179 | 45 | Commercial_2031_SC D_MW_After Competition Groups_45 | Water Heating (DHW) Pipe Insulation (Add 3/4\ Foam)" | 0.1118% | 0.15495 | 1.0361 | Commercial_2031_SC D_MW_After Competition Groups_Water Heating (DHW) Pipe Insulation (Add 3/4\ Foam)"
Commercial | Com ¦ ENERGY STAR Steam Cookers | 2031 | SC D | MW | After Competition Groups | 0.79579 | 76441.8408 | 0.076442 | 926.8728 | 0.00085857 | 46 | Commercial_2031_SC D_MW_After Competition Groups_46 | ENERGY STAR Steam Cookers | 0.08586% | 0.076442 | 0.79579 | Commercial_2031_SC D_MW_After Competition Groups_ENERGY STAR Steam Cookers
Commercial | Com ¦ Suction Pipe Insulation Freezer/Refrigerator | 2031 | SC D | MW | After Competition Groups | 0.68041 | 83104.1271 | 0.083104 | 926.8728 | 0.0007341 | 47 | Commercial_2031_SC D_MW_After Competition Groups_47 | Suction Pipe Insulation Freezer/Refrigerator | 0.07341% | 0.083104 | 0.68041 | Commercial_2031_SC D_MW_After Competition Groups_Suction Pipe Insulation Freezer/Refrigerator
Commercial | Com ¦ Thermostat Setback | 2031 | SC D | MW | After Competition Groups | 0.6532 | 0 | 0 | 926.8728 | 0.00070474 | 48 | Commercial_2031_SC D_MW_After Competition Groups_48 | Thermostat Setback | 0.07047% | 0 | 0.6532 | Commercial_2031_SC D_MW_After Competition Groups_Thermostat Setback
Commercial | Com ¦ ENERGY STAR Dishwasher | 2031 | SC D | MW | After Competition Groups | 0.53622 | 35527.3154 | 0.035527 | 926.8728 | 0.00057853 | 49 | Commercial_2031_SC D_MW_After Competition Groups_49 | ENERGY STAR Dishwasher | 0.05785% | 0.035527 | 0.53622 | Commercial_2031_SC D_MW_After Competition Groups_ENERGY STAR Dishwasher
Commercial | Com ¦ Condensing Make Up Air Unit | 2031 | SC D | MW | After Competition Groups | 0.28325 | 82661.7674 | 0.082662 | 926.8728 | 0.0003056 | 50 | Commercial_2031_SC D_MW_After Competition Groups_50 | Condensing Make Up Air Unit | 0.03056% | 0.082662 | 0.28325 | Commercial_2031_SC D_MW_After Competition Groups_Condensing Make Up Air Unit
Commercial | Com ¦ Ozone Laundry Treatment | 2031 | SC D | MW | After Competition Groups | 0.25793 | 40492.2757 | 0.040492 | 926.8728 | 0.00027828 | 51 | Commercial_2031_SC D_MW_After Competition Groups_51 | Ozone Laundry Treatment | 0.02783% | 0.040492 | 0.25793 | Commercial_2031_SC D_MW_After Competition Groups_Ozone Laundry Treatment
Commercial | COM ¦ Ductless Mini-Split Heat Pumps | 2031 | SC D | MW | After Competition Groups | 0.16576 | 218.0451 | 0.00021805 | 926.8728 | 0.00017884 | 52 | Commercial_2031_SC D_MW_After Competition Groups_52 | Ductless Mini-Split Heat Pumps | 0.01788% | 0.00021805 | 0.16576 | Commercial_2031_SC D_MW_After Competition Groups_Ductless Mini-Split Heat Pumps
Commercial | Com ¦ ECM MOTORS FOR HVAC APPLICATION (FAN-POWERED VAV BOX) | 2031 | SC D | MW | After Competition Groups | 0.15949 | 25630.5441 | 0.025631 | 926.8728 | 0.00017207 | 53 | Commercial_2031_SC D_MW_After Competition Groups_53 | ECM MOTORS FOR HVAC APPLICATION (FAN-POWERED VAV BOX) | 0.01721% | 0.025631 | 0.15949 | Commercial_2031_SC D_MW_After Competition Groups_ECM MOTORS FOR HVAC APPLICATION (FAN-POWERED VAV BOX)
Commercial | Com ¦ PTAC (12 EER/10,000 BTU) | 2031 | SC D | MW | After Competition Groups | 0.13255 | 19235.2691 | 0.019235 | 926.8728 | 0.00014301 | 54 | Commercial_2031_SC D_MW_After Competition Groups_54 | PTAC (12 EER/10,000 BTU) | 0.0143% | 0.019235 | 0.13255 | Commercial_2031_SC D_MW_After Competition Groups_PTAC (12 EER/10,000 BTU)
Commercial | Com ¦ CEE Tier 2/Energy Star Clothes Washers | 2031 | SC D | MW | After Competition Groups | 0.10993 | 7156.9177 | 0.0071569 | 926.8728 | 0.0001186 | 55 | Commercial_2031_SC D_MW_After Competition Groups_55 | CEE Tier 2/Energy Star Clothes Washers | 0.01186% | 0.0071569 | 0.10993 | Commercial_2031_SC D_MW_After Competition Groups_CEE Tier 2/Energy Star Clothes Washers
Commercial | Com ¦ HVAC Optimization | 2031 | SC D | MW | After Competition Groups | 0.089263 | 213.5128 | 0.00021351 | 926.8728 | 9.6306e-05 | 56 | Commercial_2031_SC D_MW_After Competition Groups_56 | HVAC Optimization | 0.009631% | 0.00021351 | 0.089263 | Commercial_2031_SC D_MW_After Competition Groups_HVAC Optimization
Commercial | Com ¦ Auto Off Time Switch or Time Clock control | 2031 | SC D | MW | After Competition Groups | 0.085134 | 88.9166 | 8.8917e-05 | 926.8728 | 9.185e-05 | 57 | Commercial_2031_SC D_MW_After Competition Groups_57 | Auto Off Time Switch or Time Clock control | 0.009185% | 8.8917e-05 | 0.085134 | Commercial_2031_SC D_MW_After Competition Groups_Auto Off Time Switch or Time Clock control
Commercial | Com ¦ Solar Water Preheat (Pools/DHW) | 2031 | SC D | MW | After Competition Groups | 0.083333 | 3193.7649 | 0.0031938 | 926.8728 | 8.9908e-05 | 58 | Commercial_2031_SC D_MW_After Competition Groups_58 | Solar Water Preheat (Pools/DHW) | 0.008991% | 0.0031938 | 0.083333 | Commercial_2031_SC D_MW_After Competition Groups_Solar Water Preheat (Pools/DHW)
Commercial | Com ¦ Notched V belts for HVAC Systems | 2031 | SC D | MW | After Competition Groups | 0.076696 | 7735.9158 | 0.0077359 | 926.8728 | 8.2747e-05 | 59 | Commercial_2031_SC D_MW_After Competition Groups_59 | Notched V belts for HVAC Systems | 0.008275% | 0.0077359 | 0.076696 | Commercial_2031_SC D_MW_After Competition Groups_Notched V belts for HVAC Systems
Commercial | Com ¦ Demand controlled Circulating Systems | 2031 | SC D | MW | After Competition Groups | 0.073432 | 11580.27 | 0.01158 | 926.8728 | 7.9226e-05 | 60 | Commercial_2031_SC D_MW_After Competition Groups_60 | Demand controlled Circulating Systems | 0.007923% | 0.01158 | 0.073432 | Commercial_2031_SC D_MW_After Competition Groups_Demand controlled Circulating Systems
Commercial | Com ¦ Low Flow Pre-Rinse Spray Nozzle | 2031 | SC D | MW | After Competition Groups | 0.061439 | 2224.3078 | 0.0022243 | 926.8728 | 6.6287e-05 | 61 | Commercial_2031_SC D_MW_After Competition Groups_61 | Low Flow Pre-Rinse Spray Nozzle | 0.006629% | 0.0022243 | 0.061439 | Commercial_2031_SC D_MW_After Competition Groups_Low Flow Pre-Rinse Spray Nozzle
Commercial | Com ¦ Commercial Hot Food Holding Cabinets | 2031 | SC D | MW | After Competition Groups | 0.045914 | 3341.174 | 0.0033412 | 926.8728 | 4.9537e-05 | 62 | Commercial_2031_SC D_MW_After Competition Groups_62 | Commercial Hot Food Holding Cabinets | 0.004954% | 0.0033412 | 0.045914 | Commercial_2031_SC D_MW_After Competition Groups_Commercial Hot Food Holding Cabinets
Commercial | Com ¦ LED RECESSED DOWNLIGHTS | 2031 | SC D | MW | After Competition Groups | 0.029155 | 14285.3569 | 0.014285 | 926.8728 | 3.1455e-05 | 63 | Commercial_2031_SC D_MW_After Competition Groups_63 | LED RECESSED DOWNLIGHTS | 0.003146% | 0.014285 | 0.029155 | Commercial_2031_SC D_MW_After Competition Groups_LED RECESSED DOWNLIGHTS
Commercial | Com ¦ Condensing Unit Heaters or other Efficient Unit Heating System | 2031 | SC D | MW | After Competition Groups | 0.024533 | 0 | 0 | 926.8728 | 2.6468e-05 | 64 | Commercial_2031_SC D_MW_After Competition Groups_64 | Condensing Unit Heaters or other Efficient Unit Heating System | 0.002647% | 0 | 0.024533 | Commercial_2031_SC D_MW_After Competition Groups_Condensing Unit Heaters or other Efficient Unit Heating System
Commercial | Com ¦ Wall Insulation | 2031 | SC D | MW | After Competition Groups | 0.023698 | 90.6394 | 9.0639e-05 | 926.8728 | 2.5568e-05 | 65 | Commercial_2031_SC D_MW_After Competition Groups_65 | Wall Insulation | 0.002557% | 9.0639e-05 | 0.023698 | Commercial_2031_SC D_MW_After Competition Groups_Wall Insulation
Commercial | Com ¦ Room AC (w/ louvered sides) 14 SEER from 12 SEER code | 2031 | SC D | MW | After Competition Groups | 0.021226 | 3958.1613 | 0.0039582 | 926.8728 | 2.2901e-05 | 66 | Commercial_2031_SC D_MW_After Competition Groups_66 | Room AC (w/ louvered sides) 14 SEER from 12 SEER code | 0.00229% | 0.0039582 | 0.021226 | Commercial_2031_SC D_MW_After Competition Groups_Room AC (w/ louvered sides) 14 SEER from 12 SEER code
Commercial | Com ¦ VSD Air Compressor | 2031 | SC D | MW | After Competition Groups | 0.018292 | 569.4365 | 0.00056944 | 926.8728 | 1.9735e-05 | 67 | Commercial_2031_SC D_MW_After Competition Groups_67 | VSD Air Compressor | 0.001974% | 0.00056944 | 0.018292 | Commercial_2031_SC D_MW_After Competition Groups_VSD Air Compressor
Commercial | Com ¦ Air Curtains | 2031 | SC D | MW | After Competition Groups | 0.0173 | 2649.2063 | 0.0026492 | 926.8728 | 1.8665e-05 | 68 | Commercial_2031_SC D_MW_After Competition Groups_68 | Air Curtains | 0.001867% | 0.0026492 | 0.0173 | Commercial_2031_SC D_MW_After Competition Groups_Air Curtains
Commercial | Com ¦ High Efficiency Small Instantaneous Water Heater | 2031 | SC D | MW | After Competition Groups | 0.017226 | 6627.1747 | 0.0066272 | 926.8728 | 1.8585e-05 | 69 | Commercial_2031_SC D_MW_After Competition Groups_69 | High Efficiency Small Instantaneous Water Heater | 0.001859% | 0.0066272 | 0.017226 | Commercial_2031_SC D_MW_After Competition Groups_High Efficiency Small Instantaneous Water Heater
Commercial | Com ¦ High Efficiency Chiller (avg of water and air cooled) | 2031 | SC D | MW | After Competition Groups | 0.013562 | 1914.6797 | 0.0019147 | 926.8728 | 1.4632e-05 | 70 | Commercial_2031_SC D_MW_After Competition Groups_70 | High Efficiency Chiller (avg of water and air cooled) | 0.001463% | 0.0019147 | 0.013562 | Commercial_2031_SC D_MW_After Competition Groups_High Efficiency Chiller (avg of water and air cooled)
Commercial | Com ¦ Energy Recovery Ventilation and Ventilation (Enhanced) | 2031 | SC D | MW | After Competition Groups | 0.0067585 | 0 | 0 | 926.8728 | 7.2918e-06 | 71 | Commercial_2031_SC D_MW_After Competition Groups_71 | Energy Recovery Ventilation and Ventilation (Enhanced) | 0.0007292% | 0 | 0.0067585 | Commercial_2031_SC D_MW_After Competition Groups_Energy Recovery Ventilation and Ventilation (Enhanced)
Commercial | Com ¦ Efficient compressor motor | 2031 | SC D | MW | After Competition Groups | 0.0030381 | 4794.6019 | 0.0047946 | 926.8728 | 3.2778e-06 | 72 | Commercial_2031_SC D_MW_After Competition Groups_72 | Efficient compressor motor | 0.0003278% | 0.0047946 | 0.0030381 | Commercial_2031_SC D_MW_After Competition Groups_Efficient compressor motor
Commercial | Com ¦ EC Plug Fan for Data Center (under cabinet) | 2031 | SC D | MW | After Competition Groups | 0.0025504 | 658.2811 | 0.00065828 | 926.8728 | 2.7516e-06 | 73 | Commercial_2031_SC D_MW_After Competition Groups_73 | EC Plug Fan for Data Center (under cabinet) | 0.0002752% | 0.00065828 | 0.0025504 | Commercial_2031_SC D_MW_After Competition Groups_EC Plug Fan for Data Center (under cabinet)
Commercial | Com ¦ LLLC - High Impact Application | 2031 | SC D | MW | After Competition Groups | 0.00077174 | 0.22169 | 2.2169e-07 | 926.8728 | 8.3263e-07 | 74 | Commercial_2031_SC D_MW_After Competition Groups_74 | LLLC - High Impact Application | 8.326e-05% | 2.2169e-07 | 0.00077174 | Commercial_2031_SC D_MW_After Competition Groups_LLLC - High Impact Application
Commercial | Com ¦ Electric Convection Combination Ovens | 2031 | SC D | MW | After Competition Groups | 0.0002885 | 3.6692 | 3.6692e-06 | 926.8728 | 3.1126e-07 | 75 | Commercial_2031_SC D_MW_After Competition Groups_75 | Electric Convection Combination Ovens | 3.113e-05% | 3.6692e-06 | 0.0002885 | Commercial_2031_SC D_MW_After Competition Groups_Electric Convection Combination Ovens
Commercial | Com ¦ LLLC - Low Impact Application | 2031 | SC D | MW | After Competition Groups | 8.8666e-05 | 2.632 | 2.632e-06 | 926.8728 | 9.5662e-08 | 76 | Commercial_2031_SC D_MW_After Competition Groups_76 | LLLC - Low Impact Application | 9.566e-06% | 2.632e-06 | 8.8666e-05 | Commercial_2031_SC D_MW_After Competition Groups_LLLC - Low Impact Application
Commercial | Com ¦ Networked/Connected - Low Impact Application | 2031 | SC D | MW | After Competition Groups | 1.9206e-08 | 0.00032219 | 3.2219e-10 | 926.8728 | 2.0721e-11 | 77 | Commercial_2031_SC D_MW_After Competition Groups_77 | Networked/Connected - Low Impact Application | 2.072e-09% | 3.2219e-10 | 1.9206e-08 | Commercial_2031_SC D_MW_After Competition Groups_Networked/Connected - Low Impact Application
Commercial | Com ¦ Networked/Connected - High Impact Application | 2031 | SC D | MW | After Competition Groups | 2.8805e-09 | 1.3378e-05 | 1.3378e-11 | 926.8728 | 3.1078e-12 | 78 | Commercial_2031_SC D_MW_After Competition Groups_78 | Networked/Connected - High Impact Application | 3.108e-10% | 1.3378e-11 | 2.8805e-09 | Commercial_2031_SC D_MW_After Competition Groups_Networked/Connected - High Impact Application
Commercial | Com ¦ Indoor Daylight Sensors/Photocell Dimming Control | 2031 | SC D | MW | After Competition Groups | 0 | 0 | 0 | 926.8728 | 0 | 79 | Commercial_2031_SC D_MW_After Competition Groups_79 | Indoor Daylight Sensors/Photocell Dimming Control | 0% | 0 | 0 | Commercial_2031_SC D_MW_After Competition Groups_Indoor Daylight Sensors/Photocell Dimming Control
Commercial | Com ¦ Variable Refrigerant Flow Heat Pump | 2031 | SC D | MW | After Competition Groups | 0 | 0 | 0 | 926.8728 | 0 | 80 | Commercial_2031_SC D_MW_After Competition Groups_80 | Variable Refrigerant Flow Heat Pump | 0% | 0 | 0 | Commercial_2031_SC D_MW_After Competition Groups_Variable Refrigerant Flow Heat Pump
Commercial | Com ¦ Building Recommissioning, Operations and Maintenance (O&M) Improvements | 2031 | Technical | MW | After Competition Groups | 242.7607 | 0 | 0 | 2531.7357 | 0.095887 | 1 | Commercial_2031_Technical_MW_After Competition Groups_1 | Building Recommissioning, Operations and Maintenance (O&M) Improvements | 9.589% | 0 | 242.7607 | Commercial_2031_Technical_MW_After Competition Groups_Building Recommissioning, Operations and Maintenance (O&M) Improvements
Commercial | Com ¦ Central Lighting Control System | 2031 | Technical | MW | After Competition Groups | 226.0424 | 0 | 0 | 2531.7357 | 0.089284 | 2 | Commercial_2031_Technical_MW_After Competition Groups_2 | Central Lighting Control System | 8.928% | 0 | 226.0424 | Commercial_2031_Technical_MW_After Competition Groups_Central Lighting Control System
Commercial | Com ¦ Education and Capacity Building/Energy Behavior | 2031 | Technical | MW | After Competition Groups | 218.8082 | 0 | 0 | 2531.7357 | 0.086426 | 3 | Commercial_2031_Technical_MW_After Competition Groups_3 | Education and Capacity Building/Energy Behavior | 8.643% | 0 | 218.8082 | Commercial_2031_Technical_MW_After Competition Groups_Education and Capacity Building/Energy Behavior
Commercial | Com ¦ LED Low/High Bay | 2031 | Technical | MW | After Competition Groups | 174.5361 | 0 | 0 | 2531.7357 | 0.068939 | 4 | Commercial_2031_Technical_MW_After Competition Groups_4 | LED Low/High Bay | 6.894% | 0 | 174.5361 | Commercial_2031_Technical_MW_After Competition Groups_LED Low/High Bay
Commercial | Com ¦ High Efficiency Air Source Heat Pump | 2031 | Technical | MW | After Competition Groups | 168.4918 | 0 | 0 | 2531.7357 | 0.066552 | 5 | Commercial_2031_Technical_MW_After Competition Groups_5 | High Efficiency Air Source Heat Pump | 6.655% | 0 | 168.4918 | Commercial_2031_Technical_MW_After Competition Groups_High Efficiency Air Source Heat Pump
Commercial | Com ¦ Variable Refrigerant Flow Heat Pump | 2031 | Technical | MW | After Competition Groups | 138.1589 | 0 | 0 | 2531.7357 | 0.054571 | 6 | Commercial_2031_Technical_MW_After Competition Groups_6 | Variable Refrigerant Flow Heat Pump | 5.457% | 0 | 138.1589 | Commercial_2031_Technical_MW_After Competition Groups_Variable Refrigerant Flow Heat Pump
Commercial | Com ¦ ENERGY STAR LED LAMPS (REFLECTOR LAMPs/MR16/PAR 16) | 2031 | Technical | MW | After Competition Groups | 135.7126 | 0 | 0 | 2531.7357 | 0.053605 | 7 | Commercial_2031_Technical_MW_After Competition Groups_7 | ENERGY STAR LED LAMPS (REFLECTOR LAMPs/MR16/PAR 16) | 5.36% | 0 | 135.7126 | Commercial_2031_Technical_MW_After Competition Groups_ENERGY STAR LED LAMPS (REFLECTOR LAMPs/MR16/PAR 16)
Commercial | Com ¦ LED Troffer/Surface/Suspended | 2031 | Technical | MW | After Competition Groups | 129.9876 | 0 | 0 | 2531.7357 | 0.051343 | 8 | Commercial_2031_Technical_MW_After Competition Groups_8 | LED Troffer/Surface/Suspended | 5.134% | 0 | 129.9876 | Commercial_2031_Technical_MW_After Competition Groups_LED Troffer/Surface/Suspended
Commercial | Com ¦ Unitary Air-Conditioning Unit | 2031 | Technical | MW | After Competition Groups | 112.283 | 0 | 0 | 2531.7357 | 0.04435 | 9 | Commercial_2031_Technical_MW_After Competition Groups_9 | Unitary Air-Conditioning Unit | 4.435% | 0 | 112.283 | Commercial_2031_Technical_MW_After Competition Groups_Unitary Air-Conditioning Unit
Commercial | Com ¦ Advanced BAS/Controllers | 2031 | Technical | MW | After Competition Groups | 95.8355 | 0 | 0 | 2531.7357 | 0.037854 | 10 | Commercial_2031_Technical_MW_After Competition Groups_10 | Advanced BAS/Controllers | 3.785% | 0 | 95.8355 | Commercial_2031_Technical_MW_After Competition Groups_Advanced BAS/Controllers
Commercial | Com ¦ LED Replacement Lamp (Tube) | 2031 | Technical | MW | After Competition Groups | 82.3833 | 0 | 0 | 2531.7357 | 0.03254 | 11 | Commercial_2031_Technical_MW_After Competition Groups_11 | LED Replacement Lamp (Tube) | 3.254% | 0 | 82.3833 | Commercial_2031_Technical_MW_After Competition Groups_LED Replacement Lamp (Tube)
Commercial | Com ¦ Smart Strip Plug Outlets | 2031 | Technical | MW | After Competition Groups | 67.1908 | 0 | 0 | 2531.7357 | 0.026539 | 12 | Commercial_2031_Technical_MW_After Competition Groups_12 | Smart Strip Plug Outlets | 2.654% | 0 | 67.1908 | Commercial_2031_Technical_MW_After Competition Groups_Smart Strip Plug Outlets
Commercial | Com ¦ Refrigerated Display Case Doors | 2031 | Technical | MW | After Competition Groups | 49.1011 | 0 | 0 | 2531.7357 | 0.019394 | 13 | Commercial_2031_Technical_MW_After Competition Groups_13 | Refrigerated Display Case Doors | 1.939% | 0 | 49.1011 | Commercial_2031_Technical_MW_After Competition Groups_Refrigerated Display Case Doors
Commercial | Com ¦ Adaptive Thermostats | 2031 | Technical | MW | After Competition Groups | 42.3592 | 0 | 0 | 2531.7357 | 0.016731 | 14 | Commercial_2031_Technical_MW_After Competition Groups_14 | Adaptive Thermostats | 1.673% | 0 | 42.3592 | Commercial_2031_Technical_MW_After Competition Groups_Adaptive Thermostats
Commercial | Com ¦ Data Center Storage/Server Virtualization | 2031 | Technical | MW | After Competition Groups | 36.914 | 0 | 0 | 2531.7357 | 0.01458 | 15 | Commercial_2031_Technical_MW_After Competition Groups_15 | Data Center Storage/Server Virtualization | 1.458% | 0 | 36.914 | Commercial_2031_Technical_MW_After Competition Groups_Data Center Storage/Server Virtualization
Commercial | Com ¦ Demand Control Ventilation | 2031 | Technical | MW | After Competition Groups | 34.1669 | 0 | 0 | 2531.7357 | 0.013495 | 16 | Commercial_2031_Technical_MW_After Competition Groups_16 | Demand Control Ventilation | 1.35% | 0 | 34.1669 | Commercial_2031_Technical_MW_After Competition Groups_Demand Control Ventilation
Commercial | Com ¦ Reach-in Shaded Pole to ECM/PSC Evaporator Fan Motor | 2031 | Technical | MW | After Competition Groups | 32.2009 | 0 | 0 | 2531.7357 | 0.012719 | 17 | Commercial_2031_Technical_MW_After Competition Groups_17 | Reach-in Shaded Pole to ECM/PSC Evaporator Fan Motor | 1.272% | 0 | 32.2009 | Commercial_2031_Technical_MW_After Competition Groups_Reach-in Shaded Pole to ECM/PSC Evaporator Fan Motor
Commercial | Com ¦ Strip Curtains | 2031 | Technical | MW | After Competition Groups | 31.5366 | 0 | 0 | 2531.7357 | 0.012457 | 18 | Commercial_2031_Technical_MW_After Competition Groups_18 | Strip Curtains | 1.246% | 0 | 31.5366 | Commercial_2031_Technical_MW_After Competition Groups_Strip Curtains
Commercial | Com ¦ Furnace Tune-Up | 2031 | Technical | MW | After Competition Groups | 28.9895 | 0 | 0 | 2531.7357 | 0.01145 | 19 | Commercial_2031_Technical_MW_After Competition Groups_19 | Furnace Tune-Up | 1.145% | 0 | 28.9895 | Commercial_2031_Technical_MW_After Competition Groups_Furnace Tune-Up
Commercial | Com ¦ Chilled Water Optimization | 2031 | Technical | MW | After Competition Groups | 27.4862 | 0 | 0 | 2531.7357 | 0.010857 | 20 | Commercial_2031_Technical_MW_After Competition Groups_20 | Chilled Water Optimization | 1.086% | 0 | 27.4862 | Commercial_2031_Technical_MW_After Competition Groups_Chilled Water Optimization
Commercial | Com ¦ LED or Equivalent Sign Lighting | 2031 | Technical | MW | After Competition Groups | 27.0624 | 0 | 0 | 2531.7357 | 0.010689 | 21 | Commercial_2031_Technical_MW_After Competition Groups_21 | LED or Equivalent Sign Lighting | 1.069% | 0 | 27.0624 | Commercial_2031_Technical_MW_After Competition Groups_LED or Equivalent Sign Lighting
Commercial | Com ¦ Adding reflective (White) roof treatment or a green roof | 2031 | Technical | MW | After Competition Groups | 25.2484 | 0 | 0 | 2531.7357 | 0.0099728 | 22 | Commercial_2031_Technical_MW_After Competition Groups_22 | Adding reflective (White) roof treatment or a green roof | 0.9973% | 0 | 25.2484 | Commercial_2031_Technical_MW_After Competition Groups_Adding reflective (White) roof treatment or a green roof
Commercial | Com ¦ Centrally controlled desktop PC/NETWORK PC POWER MANAGEMENT SOFTWARE | 2031 | Technical | MW | After Competition Groups | 24.4777 | 0 | 0 | 2531.7357 | 0.0096683 | 23 | Commercial_2031_Technical_MW_After Competition Groups_23 | Centrally controlled desktop PC/NETWORK PC POWER MANAGEMENT SOFTWARE | 0.9668% | 0 | 24.4777 | Commercial_2031_Technical_MW_After Competition Groups_Centrally controlled desktop PC/NETWORK PC POWER MANAGEMENT SOFTWARE
Commercial | Com ¦ Door Gasket Freezer/Refrigerator | 2031 | Technical | MW | After Competition Groups | 23.6271 | 0 | 0 | 2531.7357 | 0.0093324 | 24 | Commercial_2031_Technical_MW_After Competition Groups_24 | Door Gasket Freezer/Refrigerator | 0.9332% | 0 | 23.6271 | Commercial_2031_Technical_MW_After Competition Groups_Door Gasket Freezer/Refrigerator
Commercial | Com ¦ Refrigerated Display Case LED | 2031 | Technical | MW | After Competition Groups | 23.0792 | 0 | 0 | 2531.7357 | 0.0091159 | 25 | Commercial_2031_Technical_MW_After Competition Groups_25 | Refrigerated Display Case LED | 0.9116% | 0 | 23.0792 | Commercial_2031_Technical_MW_After Competition Groups_Refrigerated Display Case LED
Commercial | Com ¦ Refrigeration Optimization | 2031 | Technical | MW | After Competition Groups | 21.7845 | 0 | 0 | 2531.7357 | 0.0086046 | 26 | Commercial_2031_Technical_MW_After Competition Groups_26 | Refrigeration Optimization | 0.8605% | 0 | 21.7845 | Commercial_2031_Technical_MW_After Competition Groups_Refrigeration Optimization
Commercial | Com ¦ Variable Frequency Drive (VFD) | 2031 | Technical | MW | After Competition Groups | 20.1772 | 0 | 0 | 2531.7357 | 0.0079697 | 27 | Commercial_2031_Technical_MW_After Competition Groups_27 | Variable Frequency Drive (VFD) | 0.797% | 0 | 20.1772 | Commercial_2031_Technical_MW_After Competition Groups_Variable Frequency Drive (VFD)
Commercial | Com ¦ HOTEL OCCUPANCY CONTROLS (HVAC + LIGHTING) | 2031 | Technical | MW | After Competition Groups | 19.4916 | 0 | 0 | 2531.7357 | 0.0076989 | 28 | Commercial_2031_Technical_MW_After Competition Groups_28 | HOTEL OCCUPANCY CONTROLS (HVAC + LIGHTING) | 0.7699% | 0 | 19.4916 | Commercial_2031_Technical_MW_After Competition Groups_HOTEL OCCUPANCY CONTROLS (HVAC + LIGHTING)
Commercial | Com ¦ VFD on Pumps | 2031 | Technical | MW | After Competition Groups | 18.8835 | 0 | 0 | 2531.7357 | 0.0074587 | 29 | Commercial_2031_Technical_MW_After Competition Groups_29 | VFD on Pumps | 0.7459% | 0 | 18.8835 | Commercial_2031_Technical_MW_After Competition Groups_VFD on Pumps
Commercial | Com ¦ ENERGY STAR LED LAMPS (General Service Lamps) | 2031 | Technical | MW | After Competition Groups | 16.1878 | 0 | 0 | 2531.7357 | 0.006394 | 30 | Commercial_2031_Technical_MW_After Competition Groups_30 | ENERGY STAR LED LAMPS (General Service Lamps) | 0.6394% | 0 | 16.1878 | Commercial_2031_Technical_MW_After Competition Groups_ENERGY STAR LED LAMPS (General Service Lamps)
Commercial | Com ¦ Air Handler with Dedicated Outdoor Air Systems | 2031 | Technical | MW | After Competition Groups | 15.4 | 0 | 0 | 2531.7357 | 0.0060828 | 31 | Commercial_2031_Technical_MW_After Competition Groups_31 | Air Handler with Dedicated Outdoor Air Systems | 0.6083% | 0 | 15.4 | Commercial_2031_Technical_MW_After Competition Groups_Air Handler with Dedicated Outdoor Air Systems
Commercial | Com ¦ ENERGY STAR FREEZER | 2031 | Technical | MW | After Competition Groups | 15.129 | 0 | 0 | 2531.7357 | 0.0059757 | 32 | Commercial_2031_Technical_MW_After Competition Groups_32 | ENERGY STAR FREEZER | 0.5976% | 0 | 15.129 | Commercial_2031_Technical_MW_After Competition Groups_ENERGY STAR FREEZER
Commercial | Com ¦ Indoor Daylight Sensors/Photocell Dimming Control | 2031 | Technical | MW | After Competition Groups | 14.6686 | 0 | 0 | 2531.7357 | 0.0057939 | 33 | Commercial_2031_Technical_MW_After Competition Groups_33 | Indoor Daylight Sensors/Photocell Dimming Control | 0.5794% | 0 | 14.6686 | Commercial_2031_Technical_MW_After Competition Groups_Indoor Daylight Sensors/Photocell Dimming Control
Commercial | Com ¦ ENERGY STAR ICE MACHINES - Ice Making Head | 2031 | Technical | MW | After Competition Groups | 13.2549 | 0 | 0 | 2531.7357 | 0.0052355 | 34 | Commercial_2031_Technical_MW_After Competition Groups_34 | ENERGY STAR ICE MACHINES - Ice Making Head | 0.5235% | 0 | 13.2549 | Commercial_2031_Technical_MW_After Competition Groups_ENERGY STAR ICE MACHINES - Ice Making Head
Commercial | Com ¦ Demand Control Kitchen Ventilation | 2031 | Technical | MW | After Competition Groups | 11.8477 | 0 | 0 | 2531.7357 | 0.0046797 | 35 | Commercial_2031_Technical_MW_After Competition Groups_35 | Demand Control Kitchen Ventilation | 0.468% | 0 | 11.8477 | Commercial_2031_Technical_MW_After Competition Groups_Demand Control Kitchen Ventilation
Commercial | Com ¦ ECM MOTORS FOR EVAPORATOR FANS for refrigeration (WALK-IN) | 2031 | Technical | MW | After Competition Groups | 10.4962 | 0 | 0 | 2531.7357 | 0.0041459 | 36 | Commercial_2031_Technical_MW_After Competition Groups_36 | ECM MOTORS FOR EVAPORATOR FANS for refrigeration (WALK-IN) | 0.4146% | 0 | 10.4962 | Commercial_2031_Technical_MW_After Competition Groups_ECM MOTORS FOR EVAPORATOR FANS for refrigeration (WALK-IN)
Commercial | Com ¦ Occupancy Sensors | 2031 | Technical | MW | After Competition Groups | 10.2266 | 0 | 0 | 2531.7357 | 0.0040393 | 37 | Commercial_2031_Technical_MW_After Competition Groups_37 | Occupancy Sensors | 0.4039% | 0 | 10.2266 | Commercial_2031_Technical_MW_After Competition Groups_Occupancy Sensors
Commercial | Com ¦ High R-Value Glass Doors/no-heat glass door | 2031 | Technical | MW | After Competition Groups | 9.9344 | 0 | 0 | 2531.7357 | 0.003924 | 38 | Commercial_2031_Technical_MW_After Competition Groups_38 | High R-Value Glass Doors/no-heat glass door | 0.3924% | 0 | 9.9344 | Commercial_2031_Technical_MW_After Competition Groups_High R-Value Glass Doors/no-heat glass door
Commercial | Com ¦ Water Source Heat Pump (4 ton) | 2031 | Technical | MW | After Competition Groups | 9.1242 | 0 | 0 | 2531.7357 | 0.0036039 | 39 | Commercial_2031_Technical_MW_After Competition Groups_39 | Water Source Heat Pump (4 ton) | 0.3604% | 0 | 9.1242 | Commercial_2031_Technical_MW_After Competition Groups_Water Source Heat Pump (4 ton)
Commercial | Com ¦ Freezer Case Light Sensor | 2031 | Technical | MW | After Competition Groups | 9.0815 | 0 | 0 | 2531.7357 | 0.0035871 | 40 | Commercial_2031_Technical_MW_After Competition Groups_40 | Freezer Case Light Sensor | 0.3587% | 0 | 9.0815 | Commercial_2031_Technical_MW_After Competition Groups_Freezer Case Light Sensor
Commercial | Com ¦ Evaporator Fan Controls | 2031 | Technical | MW | After Competition Groups | 8.8476 | 0 | 0 | 2531.7357 | 0.0034947 | 41 | Commercial_2031_Technical_MW_After Competition Groups_41 | Evaporator Fan Controls | 0.3495% | 0 | 8.8476 | Commercial_2031_Technical_MW_After Competition Groups_Evaporator Fan Controls
Commercial | Com ¦ ENERGY STAR Refrigerator | 2031 | Technical | MW | After Competition Groups | 7.2934 | 0 | 0 | 2531.7357 | 0.0028808 | 42 | Commercial_2031_Technical_MW_After Competition Groups_42 | ENERGY STAR Refrigerator | 0.2881% | 0 | 7.2934 | Commercial_2031_Technical_MW_After Competition Groups_ENERGY STAR Refrigerator
Commercial | Com ¦ LED EXTERIOR AREA LIGHTS - LED fixture (200W) | 2031 | Technical | MW | After Competition Groups | 6.8183 | 0 | 0 | 2531.7357 | 0.0026931 | 43 | Commercial_2031_Technical_MW_After Competition Groups_43 | LED EXTERIOR AREA LIGHTS - LED fixture (200W) | 0.2693% | 0 | 6.8183 | Commercial_2031_Technical_MW_After Competition Groups_LED EXTERIOR AREA LIGHTS - LED fixture (200W)
Commercial | Com ¦ Condensing Make Up Air Unit | 2031 | Technical | MW | After Competition Groups | 6.6135 | 0 | 0 | 2531.7357 | 0.0026123 | 44 | Commercial_2031_Technical_MW_After Competition Groups_44 | Condensing Make Up Air Unit | 0.2612% | 0 | 6.6135 | Commercial_2031_Technical_MW_After Competition Groups_Condensing Make Up Air Unit
Commercial | Com ¦ LED parking lot fixture | 2031 | Technical | MW | After Competition Groups | 6.523 | 0 | 0 | 2531.7357 | 0.0025765 | 45 | Commercial_2031_Technical_MW_After Competition Groups_45 | LED parking lot fixture | 0.2576% | 0 | 6.523 | Commercial_2031_Technical_MW_After Competition Groups_LED parking lot fixture
Commercial | Com ¦ ENERGY STAR Griddle (74% eff) | 2031 | Technical | MW | After Competition Groups | 6.5165 | 0 | 0 | 2531.7357 | 0.0025739 | 46 | Commercial_2031_Technical_MW_After Competition Groups_46 | ENERGY STAR Griddle (74% eff) | 0.2574% | 0 | 6.5165 | Commercial_2031_Technical_MW_After Competition Groups_ENERGY STAR Griddle (74% eff)
Commercial | Com ¦ Super-High Efficiency Furnaces (Emerging Tech) | 2031 | Technical | MW | After Competition Groups | 6.3342 | 0 | 0 | 2531.7357 | 0.0025019 | 47 | Commercial_2031_Technical_MW_After Competition Groups_47 | Super-High Efficiency Furnaces (Emerging Tech) | 0.2502% | 0 | 6.3342 | Commercial_2031_Technical_MW_After Competition Groups_Super-High Efficiency Furnaces (Emerging Tech)
Commercial | Com ¦ Refrigeration Commissioning | 2031 | Technical | MW | After Competition Groups | 6.1624 | 0 | 0 | 2531.7357 | 0.002434 | 48 | Commercial_2031_Technical_MW_After Competition Groups_48 | Refrigeration Commissioning | 0.2434% | 0 | 6.1624 | Commercial_2031_Technical_MW_After Competition Groups_Refrigeration Commissioning
Commercial | Com ¦ Duct Insulation, R8 | 2031 | Technical | MW | After Competition Groups | 5.3218 | 0 | 0 | 2531.7357 | 0.002102 | 49 | Commercial_2031_Technical_MW_After Competition Groups_49 | Duct Insulation, R8 | 0.2102% | 0 | 5.3218 | Commercial_2031_Technical_MW_After Competition Groups_Duct Insulation, R8
Commercial | Com ¦ Elec Storage WH 2.30 Et | 2031 | Technical | MW | After Competition Groups | 5.1876 | 0 | 0 | 2531.7357 | 0.002049 | 50 | Commercial_2031_Technical_MW_After Competition Groups_50 | Elec Storage WH 2.30 Et | 0.2049% | 0 | 5.1876 | Commercial_2031_Technical_MW_After Competition Groups_Elec Storage WH 2.30 Et
Commercial | Com ¦ BEVERAGE VENDING MACHINE CONTROLS | 2031 | Technical | MW | After Competition Groups | 4.8762 | 0 | 0 | 2531.7357 | 0.001926 | 51 | Commercial_2031_Technical_MW_After Competition Groups_51 | BEVERAGE VENDING MACHINE CONTROLS | 0.1926% | 0 | 4.8762 | Commercial_2031_Technical_MW_After Competition Groups_BEVERAGE VENDING MACHINE CONTROLS
Commercial | Com ¦ LED street light fixture | 2031 | Technical | MW | After Competition Groups | 4.1196 | 0 | 0 | 2531.7357 | 0.0016272 | 52 | Commercial_2031_Technical_MW_After Competition Groups_52 | LED street light fixture | 0.1627% | 0 | 4.1196 | Commercial_2031_Technical_MW_After Competition Groups_LED street light fixture
Commercial | Com ¦ Roof Insulation/Ceiling Insulation (R25 Code to R35) | 2031 | Technical | MW | After Competition Groups | 4.0243 | 0 | 0 | 2531.7357 | 0.0015896 | 53 | Commercial_2031_Technical_MW_After Competition Groups_53 | Roof Insulation/Ceiling Insulation (R25 Code to R35) | 0.159% | 0 | 4.0243 | Commercial_2031_Technical_MW_After Competition Groups_Roof Insulation/Ceiling Insulation (R25 Code to R35)
Commercial | Com ¦ Anti-sweat heat (ASH) controls - Cooler/Freezer | 2031 | Technical | MW | After Competition Groups | 3.2886 | 0 | 0 | 2531.7357 | 0.0012989 | 54 | Commercial_2031_Technical_MW_After Competition Groups_54 | Anti-sweat heat (ASH) controls - Cooler/Freezer | 0.1299% | 0 | 3.2886 | Commercial_2031_Technical_MW_After Competition Groups_Anti-sweat heat (ASH) controls - Cooler/Freezer
Commercial | Com ¦ CO Sensors for parking garage exhaust fans | 2031 | Technical | MW | After Competition Groups | 3.2751 | 0 | 0 | 2531.7357 | 0.0012936 | 55 | Commercial_2031_Technical_MW_After Competition Groups_55 | CO Sensors for parking garage exhaust fans | 0.1294% | 0 | 3.2751 | Commercial_2031_Technical_MW_After Competition Groups_CO Sensors for parking garage exhaust fans
Commercial | Com ¦ Temperature Adjustment in Commercial Freezers | 2031 | Technical | MW | After Competition Groups | 3.2347 | 0 | 0 | 2531.7357 | 0.0012776 | 56 | Commercial_2031_Technical_MW_After Competition Groups_56 | Temperature Adjustment in Commercial Freezers | 0.1278% | 0 | 3.2347 | Commercial_2031_Technical_MW_After Competition Groups_Temperature Adjustment in Commercial Freezers
Commercial | Com ¦ Vertical Night Covers | 2031 | Technical | MW | After Competition Groups | 2.6749 | 0 | 0 | 2531.7357 | 0.0010566 | 57 | Commercial_2031_Technical_MW_After Competition Groups_57 | Vertical Night Covers | 0.1057% | 0 | 2.6749 | Commercial_2031_Technical_MW_After Competition Groups_Vertical Night Covers
Commercial | Com ¦ Energy Efficient Laboratory Fume Hood | 2031 | Technical | MW | After Competition Groups | 2.6153 | 0 | 0 | 2531.7357 | 0.001033 | 58 | Commercial_2031_Technical_MW_After Competition Groups_58 | Energy Efficient Laboratory Fume Hood | 0.1033% | 0 | 2.6153 | Commercial_2031_Technical_MW_After Competition Groups_Energy Efficient Laboratory Fume Hood
Commercial | Com ¦ Ground Source Heat Pump | 2031 | Technical | MW | After Competition Groups | 2.3641 | 0 | 0 | 2531.7357 | 0.00093379 | 59 | Commercial_2031_Technical_MW_After Competition Groups_59 | Ground Source Heat Pump | 0.09338% | 0 | 2.3641 | Commercial_2031_Technical_MW_After Competition Groups_Ground Source Heat Pump
Commercial | Com ¦ Water Heating (DHW) Pipe Insulation (Add 3/4\ Foam)" | 2031 | Technical | MW | After Competition Groups | 2.0413 | 0 | 0 | 2531.7357 | 0.00080628 | 60 | Commercial_2031_Technical_MW_After Competition Groups_60 | Water Heating (DHW) Pipe Insulation (Add 3/4\ Foam)" | 0.08063% | 0 | 2.0413 | Commercial_2031_Technical_MW_After Competition Groups_Water Heating (DHW) Pipe Insulation (Add 3/4\ Foam)"
Commercial | Com ¦ Outside Air Economizer | 2031 | Technical | MW | After Competition Groups | 1.9133 | 0 | 0 | 2531.7357 | 0.00075574 | 61 | Commercial_2031_Technical_MW_After Competition Groups_61 | Outside Air Economizer | 0.07557% | 0 | 1.9133 | Commercial_2031_Technical_MW_After Competition Groups_Outside Air Economizer
Commercial | Com ¦ ENERGY STAR Fryer (84% eff) | 2031 | Technical | MW | After Competition Groups | 1.8886 | 0 | 0 | 2531.7357 | 0.00074598 | 62 | Commercial_2031_Technical_MW_After Competition Groups_62 | ENERGY STAR Fryer (84% eff) | 0.0746% | 0 | 1.8886 | Commercial_2031_Technical_MW_After Competition Groups_ENERGY STAR Fryer (84% eff)
Commercial | Com ¦ Room AC (w/ louvered sides) 14 SEER from 12 SEER code | 2031 | Technical | MW | After Competition Groups | 1.5976 | 0 | 0 | 2531.7357 | 0.00063103 | 63 | Commercial_2031_Technical_MW_After Competition Groups_63 | Room AC (w/ louvered sides) 14 SEER from 12 SEER code | 0.0631% | 0 | 1.5976 | Commercial_2031_Technical_MW_After Competition Groups_Room AC (w/ louvered sides) 14 SEER from 12 SEER code
Commercial | Com ¦ ENERGY STAR Dishwasher | 2031 | Technical | MW | After Competition Groups | 1.4304 | 0 | 0 | 2531.7357 | 0.00056498 | 64 | Commercial_2031_Technical_MW_After Competition Groups_64 | ENERGY STAR Dishwasher | 0.0565% | 0 | 1.4304 | Commercial_2031_Technical_MW_After Competition Groups_ENERGY STAR Dishwasher
Commercial | Com ¦ Suction Pipe Insulation Freezer/Refrigerator | 2031 | Technical | MW | After Competition Groups | 1.3902 | 0 | 0 | 2531.7357 | 0.00054912 | 65 | Commercial_2031_Technical_MW_After Competition Groups_65 | Suction Pipe Insulation Freezer/Refrigerator | 0.05491% | 0 | 1.3902 | Commercial_2031_Technical_MW_After Competition Groups_Suction Pipe Insulation Freezer/Refrigerator
Commercial | Com ¦ LED RECESSED DOWNLIGHTS | 2031 | Technical | MW | After Competition Groups | 1.3801 | 0 | 0 | 2531.7357 | 0.0005451 | 66 | Commercial_2031_Technical_MW_After Competition Groups_66 | LED RECESSED DOWNLIGHTS | 0.05451% | 0 | 1.3801 | Commercial_2031_Technical_MW_After Competition Groups_LED RECESSED DOWNLIGHTS
Commercial | Com ¦ ENERGY STAR Steam Cookers | 2031 | Technical | MW | After Competition Groups | 1.2381 | 0 | 0 | 2531.7357 | 0.00048905 | 67 | Commercial_2031_Technical_MW_After Competition Groups_67 | ENERGY STAR Steam Cookers | 0.04891% | 0 | 1.2381 | Commercial_2031_Technical_MW_After Competition Groups_ENERGY STAR Steam Cookers
Commercial | Com ¦ Evaporator Coil Defrost (Cooler) | 2031 | Technical | MW | After Competition Groups | 1.1828 | 0 | 0 | 2531.7357 | 0.00046718 | 68 | Commercial_2031_Technical_MW_After Competition Groups_68 | Evaporator Coil Defrost (Cooler) | 0.04672% | 0 | 1.1828 | Commercial_2031_Technical_MW_After Competition Groups_Evaporator Coil Defrost (Cooler)
Commercial | Com ¦ Ozone Laundry Treatment | 2031 | Technical | MW | After Competition Groups | 0.78054 | 0 | 0 | 2531.7357 | 0.0003083 | 69 | Commercial_2031_Technical_MW_After Competition Groups_69 | Ozone Laundry Treatment | 0.03083% | 0 | 0.78054 | Commercial_2031_Technical_MW_After Competition Groups_Ozone Laundry Treatment
Commercial | Com ¦ Thermostat Setback | 2031 | Technical | MW | After Competition Groups | 0.74341 | 0 | 0 | 2531.7357 | 0.00029364 | 70 | Commercial_2031_Technical_MW_After Competition Groups_70 | Thermostat Setback | 0.02936% | 0 | 0.74341 | Commercial_2031_Technical_MW_After Competition Groups_Thermostat Setback
Commercial | Com ¦ SYNCHRONOUS BELT | 2031 | Technical | MW | After Competition Groups | 0.70999 | 0 | 0 | 2531.7357 | 0.00028044 | 71 | Commercial_2031_Technical_MW_After Competition Groups_71 | SYNCHRONOUS BELT | 0.02804% | 0 | 0.70999 | Commercial_2031_Technical_MW_After Competition Groups_SYNCHRONOUS BELT
Commercial | Com ¦ Wall Insulation | 2031 | Technical | MW | After Competition Groups | 0.64034 | 0 | 0 | 2531.7357 | 0.00025293 | 72 | Commercial_2031_Technical_MW_After Competition Groups_72 | Wall Insulation | 0.02529% | 0 | 0.64034 | Commercial_2031_Technical_MW_After Competition Groups_Wall Insulation
Commercial | Com ¦ Solar Preheat Make up Air | 2031 | Technical | MW | After Competition Groups | 0.63235 | 0 | 0 | 2531.7357 | 0.00024977 | 73 | Commercial_2031_Technical_MW_After Competition Groups_73 | Solar Preheat Make up Air | 0.02498% | 0 | 0.63235 | Commercial_2031_Technical_MW_After Competition Groups_Solar Preheat Make up Air
Commercial | Com ¦ PTAC (12 EER/10,000 BTU) | 2031 | Technical | MW | After Competition Groups | 0.61558 | 0 | 0 | 2531.7357 | 0.00024314 | 74 | Commercial_2031_Technical_MW_After Competition Groups_74 | PTAC (12 EER/10,000 BTU) | 0.02431% | 0 | 0.61558 | Commercial_2031_Technical_MW_After Competition Groups_PTAC (12 EER/10,000 BTU)
Commercial | Com ¦ Efficient compressor motor | 2031 | Technical | MW | After Competition Groups | 0.4813 | 0 | 0 | 2531.7357 | 0.00019011 | 75 | Commercial_2031_Technical_MW_After Competition Groups_75 | Efficient compressor motor | 0.01901% | 0 | 0.4813 | Commercial_2031_Technical_MW_After Competition Groups_Efficient compressor motor
Commercial | Com ¦ Solar Water Preheat (Pools/DHW) | 2031 | Technical | MW | After Competition Groups | 0.38633 | 0 | 0 | 2531.7357 | 0.00015259 | 76 | Commercial_2031_Technical_MW_After Competition Groups_76 | Solar Water Preheat (Pools/DHW) | 0.01526% | 0 | 0.38633 | Commercial_2031_Technical_MW_After Competition Groups_Solar Water Preheat (Pools/DHW)
Commercial | Com ¦ High Efficiency Chiller (avg of water and air cooled) | 2031 | Technical | MW | After Competition Groups | 0.37943 | 0 | 0 | 2531.7357 | 0.00014987 | 77 | Commercial_2031_Technical_MW_After Competition Groups_77 | High Efficiency Chiller (avg of water and air cooled) | 0.01499% | 0 | 0.37943 | Commercial_2031_Technical_MW_After Competition Groups_High Efficiency Chiller (avg of water and air cooled)
Commercial | COM ¦ Ductless Mini-Split Heat Pumps | 2031 | Technical | MW | After Competition Groups | 0.37282 | 0 | 0 | 2531.7357 | 0.00014726 | 78 | Commercial_2031_Technical_MW_After Competition Groups_78 | Ductless Mini-Split Heat Pumps | 0.01473% | 0 | 0.37282 | Commercial_2031_Technical_MW_After Competition Groups_Ductless Mini-Split Heat Pumps
Commercial | Com ¦ ECM MOTORS FOR HVAC APPLICATION (FAN-POWERED VAV BOX) | 2031 | Technical | MW | After Competition Groups | 0.31675 | 0 | 0 | 2531.7357 | 0.00012511 | 79 | Commercial_2031_Technical_MW_After Competition Groups_79 | ECM MOTORS FOR HVAC APPLICATION (FAN-POWERED VAV BOX) | 0.01251% | 0 | 0.31675 | Commercial_2031_Technical_MW_After Competition Groups_ECM MOTORS FOR HVAC APPLICATION (FAN-POWERED VAV BOX)
Commercial | Com ¦ Commercial Hot Food Holding Cabinets | 2031 | Technical | MW | After Competition Groups | 0.2843 | 0 | 0 | 2531.7357 | 0.0001123 | 80 | Commercial_2031_Technical_MW_After Competition Groups_80 | Commercial Hot Food Holding Cabinets | 0.01123% | 0 | 0.2843 | Commercial_2031_Technical_MW_After Competition Groups_Commercial Hot Food Holding Cabinets
Commercial | Com ¦ HVAC Optimization | 2031 | Technical | MW | After Competition Groups | 0.23502 | 0 | 0 | 2531.7357 | 9.283e-05 | 81 | Commercial_2031_Technical_MW_After Competition Groups_81 | HVAC Optimization | 0.009283% | 0 | 0.23502 | Commercial_2031_Technical_MW_After Competition Groups_HVAC Optimization
Commercial | Com ¦ Auto Off Time Switch or Time Clock control | 2031 | Technical | MW | After Competition Groups | 0.19243 | 0 | 0 | 2531.7357 | 7.6006e-05 | 82 | Commercial_2031_Technical_MW_After Competition Groups_82 | Auto Off Time Switch or Time Clock control | 0.007601% | 0 | 0.19243 | Commercial_2031_Technical_MW_After Competition Groups_Auto Off Time Switch or Time Clock control
Commercial | Com ¦ CEE Tier 2/Energy Star Clothes Washers | 2031 | Technical | MW | After Competition Groups | 0.1745 | 0 | 0 | 2531.7357 | 6.8927e-05 | 83 | Commercial_2031_Technical_MW_After Competition Groups_83 | CEE Tier 2/Energy Star Clothes Washers | 0.006893% | 0 | 0.1745 | Commercial_2031_Technical_MW_After Competition Groups_CEE Tier 2/Energy Star Clothes Washers
Commercial | Com ¦ Demand controlled Circulating Systems | 2031 | Technical | MW | After Competition Groups | 0.13097 | 0 | 0 | 2531.7357 | 5.173e-05 | 84 | Commercial_2031_Technical_MW_After Competition Groups_84 | Demand controlled Circulating Systems | 0.005173% | 0 | 0.13097 | Commercial_2031_Technical_MW_After Competition Groups_Demand controlled Circulating Systems
Commercial | Com ¦ Heat Pump Water Heater (50 Gallons) | 2031 | Technical | MW | After Competition Groups | 0.11635 | 0 | 0 | 2531.7357 | 4.5957e-05 | 85 | Commercial_2031_Technical_MW_After Competition Groups_85 | Heat Pump Water Heater (50 Gallons) | 0.004596% | 0 | 0.11635 | Commercial_2031_Technical_MW_After Competition Groups_Heat Pump Water Heater (50 Gallons)
Commercial | Com ¦ Low Flow Pre-Rinse Spray Nozzle | 2031 | Technical | MW | After Competition Groups | 0.10886 | 0 | 0 | 2531.7357 | 4.2998e-05 | 86 | Commercial_2031_Technical_MW_After Competition Groups_86 | Low Flow Pre-Rinse Spray Nozzle | 0.0043% | 0 | 0.10886 | Commercial_2031_Technical_MW_After Competition Groups_Low Flow Pre-Rinse Spray Nozzle
Commercial | Com ¦ Condensing Unit Heaters or other Efficient Unit Heating System | 2031 | Technical | MW | After Competition Groups | 0.045613 | 0 | 0 | 2531.7357 | 1.8016e-05 | 87 | Commercial_2031_Technical_MW_After Competition Groups_87 | Condensing Unit Heaters or other Efficient Unit Heating System | 0.001802% | 0 | 0.045613 | Commercial_2031_Technical_MW_After Competition Groups_Condensing Unit Heaters or other Efficient Unit Heating System
Commercial | Com ¦ VSD Air Compressor | 2031 | Technical | MW | After Competition Groups | 0.031047 | 0 | 0 | 2531.7357 | 1.2263e-05 | 88 | Commercial_2031_Technical_MW_After Competition Groups_88 | VSD Air Compressor | 0.001226% | 0 | 0.031047 | Commercial_2031_Technical_MW_After Competition Groups_VSD Air Compressor
Commercial | Com ¦ eCube | 2031 | Technical | MW | After Competition Groups | 0.028932 | 0 | 0 | 2531.7357 | 1.1428e-05 | 89 | Commercial_2031_Technical_MW_After Competition Groups_89 | eCube | 0.001143% | 0 | 0.028932 | Commercial_2031_Technical_MW_After Competition Groups_eCube
Commercial | Com ¦ EC Plug Fan for Data Center (under cabinet) | 2031 | Technical | MW | After Competition Groups | 0.024071 | 0 | 0 | 2531.7357 | 9.5079e-06 | 90 | Commercial_2031_Technical_MW_After Competition Groups_90 | EC Plug Fan for Data Center (under cabinet) | 0.0009508% | 0 | 0.024071 | Commercial_2031_Technical_MW_After Competition Groups_EC Plug Fan for Data Center (under cabinet)
Commercial | Com ¦ Exterior Photocell | 2031 | Technical | MW | After Competition Groups | 0.014838 | 0 | 0 | 2531.7357 | 5.8608e-06 | 91 | Commercial_2031_Technical_MW_After Competition Groups_91 | Exterior Photocell | 0.0005861% | 0 | 0.014838 | Commercial_2031_Technical_MW_After Competition Groups_Exterior Photocell
Commercial | Com ¦ Air Curtains | 2031 | Technical | MW | After Competition Groups | 0.0071913 | 0 | 0 | 2531.7357 | 2.8405e-06 | 92 | Commercial_2031_Technical_MW_After Competition Groups_92 | Air Curtains | 0.000284% | 0 | 0.0071913 | Commercial_2031_Technical_MW_After Competition Groups_Air Curtains
Commercial | Com ¦ High Efficiency Induction Cooking | 2031 | Technical | MW | After Competition Groups | 0.0013673 | 0 | 0 | 2531.7357 | 5.4006e-07 | 93 | Commercial_2031_Technical_MW_After Competition Groups_93 | High Efficiency Induction Cooking | 5.401e-05% | 0 | 0.0013673 | Commercial_2031_Technical_MW_After Competition Groups_High Efficiency Induction Cooking
Commercial | Com ¦ Electric Convection Combination Ovens | 2031 | Technical | MW | After Competition Groups | 0.00038972 | 0 | 0 | 2531.7357 | 1.5394e-07 | 94 | Commercial_2031_Technical_MW_After Competition Groups_94 | Electric Convection Combination Ovens | 1.539e-05% | 0 | 0.00038972 | Commercial_2031_Technical_MW_After Competition Groups_Electric Convection Combination Ovens
Commercial | Com ¦ Building Recommissioning, Operations and Maintenance (O&M) Improvements | 2032 | Economic | MW | After Competition Groups | 237.8812 | 0 | 0 | 1899.3064 | 0.12525 | 1 | Commercial_2032_Economic_MW_After Competition Groups_1 | Building Recommissioning, Operations and Maintenance (O&M) Improvements | 12.52% | 0 | 237.8812 | Commercial_2032_Economic_MW_After Competition Groups_Building Recommissioning, Operations and Maintenance (O&M) Improvements
Commercial | Com ¦ Education and Capacity Building/Energy Behavior | 2032 | Economic | MW | After Competition Groups | 213.6483 | 0 | 0 | 1899.3064 | 0.11249 | 2 | Commercial_2032_Economic_MW_After Competition Groups_2 | Education and Capacity Building/Energy Behavior | 11.25% | 0 | 213.6483 | Commercial_2032_Economic_MW_After Competition Groups_Education and Capacity Building/Energy Behavior
Commercial | Com ¦ High Efficiency Air Source Heat Pump | 2032 | Economic | MW | After Competition Groups | 177.7818 | 0 | 0 | 1899.3064 | 0.093604 | 3 | Commercial_2032_Economic_MW_After Competition Groups_3 | High Efficiency Air Source Heat Pump | 9.36% | 0 | 177.7818 | Commercial_2032_Economic_MW_After Competition Groups_High Efficiency Air Source Heat Pump
Commercial | Com ¦ LED Low/High Bay | 2032 | Economic | MW | After Competition Groups | 171.0279 | 0 | 0 | 1899.3064 | 0.090048 | 4 | Commercial_2032_Economic_MW_After Competition Groups_4 | LED Low/High Bay | 9.005% | 0 | 171.0279 | Commercial_2032_Economic_MW_After Competition Groups_LED Low/High Bay
Commercial | Com ¦ LED Troffer/Surface/Suspended | 2032 | Economic | MW | After Competition Groups | 127.3748 | 0 | 0 | 1899.3064 | 0.067064 | 5 | Commercial_2032_Economic_MW_After Competition Groups_5 | LED Troffer/Surface/Suspended | 6.706% | 0 | 127.3748 | Commercial_2032_Economic_MW_After Competition Groups_LED Troffer/Surface/Suspended
Commercial | Com ¦ ENERGY STAR LED LAMPS (REFLECTOR LAMPs/MR16/PAR 16) | 2032 | Economic | MW | After Competition Groups | 122.8011 | 0 | 0 | 1899.3064 | 0.064656 | 6 | Commercial_2032_Economic_MW_After Competition Groups_6 | ENERGY STAR LED LAMPS (REFLECTOR LAMPs/MR16/PAR 16) | 6.466% | 0 | 122.8011 | Commercial_2032_Economic_MW_After Competition Groups_ENERGY STAR LED LAMPS (REFLECTOR LAMPs/MR16/PAR 16)
Commercial | Com ¦ Unitary Air-Conditioning Unit | 2032 | Economic | MW | After Competition Groups | 117.8653 | 0 | 0 | 1899.3064 | 0.062057 | 7 | Commercial_2032_Economic_MW_After Competition Groups_7 | Unitary Air-Conditioning Unit | 6.206% | 0 | 117.8653 | Commercial_2032_Economic_MW_After Competition Groups_Unitary Air-Conditioning Unit
Commercial | Com ¦ Advanced BAS/Controllers | 2032 | Economic | MW | After Competition Groups | 96.2678 | 0 | 0 | 1899.3064 | 0.050686 | 8 | Commercial_2032_Economic_MW_After Competition Groups_8 | Advanced BAS/Controllers | 5.069% | 0 | 96.2678 | Commercial_2032_Economic_MW_After Competition Groups_Advanced BAS/Controllers
Commercial | Com ¦ LED Replacement Lamp (Tube) | 2032 | Economic | MW | After Competition Groups | 86.8272 | 0 | 0 | 1899.3064 | 0.045715 | 9 | Commercial_2032_Economic_MW_After Competition Groups_9 | LED Replacement Lamp (Tube) | 4.572% | 0 | 86.8272 | Commercial_2032_Economic_MW_After Competition Groups_LED Replacement Lamp (Tube)
Commercial | Com ¦ Adaptive Thermostats | 2032 | Economic | MW | After Competition Groups | 42.7025 | 0 | 0 | 1899.3064 | 0.022483 | 10 | Commercial_2032_Economic_MW_After Competition Groups_10 | Adaptive Thermostats | 2.248% | 0 | 42.7025 | Commercial_2032_Economic_MW_After Competition Groups_Adaptive Thermostats
Commercial | Com ¦ Refrigerated Display Case Doors | 2032 | Economic | MW | After Competition Groups | 38.6529 | 0 | 0 | 1899.3064 | 0.020351 | 11 | Commercial_2032_Economic_MW_After Competition Groups_11 | Refrigerated Display Case Doors | 2.035% | 0 | 38.6529 | Commercial_2032_Economic_MW_After Competition Groups_Refrigerated Display Case Doors
Commercial | Com ¦ Data Center Storage/Server Virtualization | 2032 | Economic | MW | After Competition Groups | 37.1385 | 0 | 0 | 1899.3064 | 0.019554 | 12 | Commercial_2032_Economic_MW_After Competition Groups_12 | Data Center Storage/Server Virtualization | 1.955% | 0 | 37.1385 | Commercial_2032_Economic_MW_After Competition Groups_Data Center Storage/Server Virtualization
Commercial | Com ¦ Demand Control Ventilation | 2032 | Economic | MW | After Competition Groups | 34.2516 | 0 | 0 | 1899.3064 | 0.018034 | 13 | Commercial_2032_Economic_MW_After Competition Groups_13 | Demand Control Ventilation | 1.803% | 0 | 34.2516 | Commercial_2032_Economic_MW_After Competition Groups_Demand Control Ventilation
Commercial | Com ¦ Reach-in Shaded Pole to ECM/PSC Evaporator Fan Motor | 2032 | Economic | MW | After Competition Groups | 33.9394 | 0 | 0 | 1899.3064 | 0.017869 | 14 | Commercial_2032_Economic_MW_After Competition Groups_14 | Reach-in Shaded Pole to ECM/PSC Evaporator Fan Motor | 1.787% | 0 | 33.9394 | Commercial_2032_Economic_MW_After Competition Groups_Reach-in Shaded Pole to ECM/PSC Evaporator Fan Motor
Commercial | Com ¦ Strip Curtains | 2032 | Economic | MW | After Competition Groups | 31.7552 | 0 | 0 | 1899.3064 | 0.016719 | 15 | Commercial_2032_Economic_MW_After Competition Groups_15 | Strip Curtains | 1.672% | 0 | 31.7552 | Commercial_2032_Economic_MW_After Competition Groups_Strip Curtains
Commercial | Com ¦ Chilled Water Optimization | 2032 | Economic | MW | After Competition Groups | 29.0626 | 0 | 0 | 1899.3064 | 0.015302 | 16 | Commercial_2032_Economic_MW_After Competition Groups_16 | Chilled Water Optimization | 1.53% | 0 | 29.0626 | Commercial_2032_Economic_MW_After Competition Groups_Chilled Water Optimization
Commercial | Com ¦ Furnace Tune-Up | 2032 | Economic | MW | After Competition Groups | 28.4068 | 0 | 0 | 1899.3064 | 0.014956 | 17 | Commercial_2032_Economic_MW_After Competition Groups_17 | Furnace Tune-Up | 1.496% | 0 | 28.4068 | Commercial_2032_Economic_MW_After Competition Groups_Furnace Tune-Up
Commercial | Com ¦ LED or Equivalent Sign Lighting | 2032 | Economic | MW | After Competition Groups | 27.3665 | 0 | 0 | 1899.3064 | 0.014409 | 18 | Commercial_2032_Economic_MW_After Competition Groups_18 | LED or Equivalent Sign Lighting | 1.441% | 0 | 27.3665 | Commercial_2032_Economic_MW_After Competition Groups_LED or Equivalent Sign Lighting
Commercial | Com ¦ Centrally controlled desktop PC/NETWORK PC POWER MANAGEMENT SOFTWARE | 2032 | Economic | MW | After Competition Groups | 24.7227 | 0 | 0 | 1899.3064 | 0.013017 | 19 | Commercial_2032_Economic_MW_After Competition Groups_19 | Centrally controlled desktop PC/NETWORK PC POWER MANAGEMENT SOFTWARE | 1.302% | 0 | 24.7227 | Commercial_2032_Economic_MW_After Competition Groups_Centrally controlled desktop PC/NETWORK PC POWER MANAGEMENT SOFTWARE
Commercial | Com ¦ Variable Frequency Drive (VFD) | 2032 | Economic | MW | After Competition Groups | 19.7716 | 0 | 0 | 1899.3064 | 0.01041 | 20 | Commercial_2032_Economic_MW_After Competition Groups_20 | Variable Frequency Drive (VFD) | 1.041% | 0 | 19.7716 | Commercial_2032_Economic_MW_After Competition Groups_Variable Frequency Drive (VFD)
Commercial | Com ¦ VFD on Pumps | 2032 | Economic | MW | After Competition Groups | 18.5039 | 0 | 0 | 1899.3064 | 0.0097424 | 21 | Commercial_2032_Economic_MW_After Competition Groups_21 | VFD on Pumps | 0.9742% | 0 | 18.5039 | Commercial_2032_Economic_MW_After Competition Groups_VFD on Pumps
Commercial | Com ¦ Refrigerated Display Case LED | 2032 | Economic | MW | After Competition Groups | 17.799 | 0 | 0 | 1899.3064 | 0.0093713 | 22 | Commercial_2032_Economic_MW_After Competition Groups_22 | Refrigerated Display Case LED | 0.9371% | 0 | 17.799 | Commercial_2032_Economic_MW_After Competition Groups_Refrigerated Display Case LED
Commercial | Com ¦ ENERGY STAR LED LAMPS (General Service Lamps) | 2032 | Economic | MW | After Competition Groups | 16.2081 | 0 | 0 | 1899.3064 | 0.0085337 | 23 | Commercial_2032_Economic_MW_After Competition Groups_23 | ENERGY STAR LED LAMPS (General Service Lamps) | 0.8534% | 0 | 16.2081 | Commercial_2032_Economic_MW_After Competition Groups_ENERGY STAR LED LAMPS (General Service Lamps)
Commercial | Com ¦ Air Handler with Dedicated Outdoor Air Systems | 2032 | Economic | MW | After Competition Groups | 15.0904 | 0 | 0 | 1899.3064 | 0.0079452 | 24 | Commercial_2032_Economic_MW_After Competition Groups_24 | Air Handler with Dedicated Outdoor Air Systems | 0.7945% | 0 | 15.0904 | Commercial_2032_Economic_MW_After Competition Groups_Air Handler with Dedicated Outdoor Air Systems
Commercial | Com ¦ Demand Control Kitchen Ventilation | 2032 | Economic | MW | After Competition Groups | 11.2132 | 0 | 0 | 1899.3064 | 0.0059038 | 25 | Commercial_2032_Economic_MW_After Competition Groups_25 | Demand Control Kitchen Ventilation | 0.5904% | 0 | 11.2132 | Commercial_2032_Economic_MW_After Competition Groups_Demand Control Kitchen Ventilation
Commercial | Com ¦ Occupancy Sensors | 2032 | Economic | MW | After Competition Groups | 10.3091 | 0 | 0 | 1899.3064 | 0.0054278 | 26 | Commercial_2032_Economic_MW_After Competition Groups_26 | Occupancy Sensors | 0.5428% | 0 | 10.3091 | Commercial_2032_Economic_MW_After Competition Groups_Occupancy Sensors
Commercial | Com ¦ ECM MOTORS FOR EVAPORATOR FANS for refrigeration (WALK-IN) | 2032 | Economic | MW | After Competition Groups | 10.2852 | 0 | 0 | 1899.3064 | 0.0054153 | 27 | Commercial_2032_Economic_MW_After Competition Groups_27 | ECM MOTORS FOR EVAPORATOR FANS for refrigeration (WALK-IN) | 0.5415% | 0 | 10.2852 | Commercial_2032_Economic_MW_After Competition Groups_ECM MOTORS FOR EVAPORATOR FANS for refrigeration (WALK-IN)
Commercial | Com ¦ Water Source Heat Pump (4 ton) | 2032 | Economic | MW | After Competition Groups | 9.6168 | 0 | 0 | 1899.3064 | 0.0050633 | 28 | Commercial_2032_Economic_MW_After Competition Groups_28 | Water Source Heat Pump (4 ton) | 0.5063% | 0 | 9.6168 | Commercial_2032_Economic_MW_After Competition Groups_Water Source Heat Pump (4 ton)
Commercial | Com ¦ Freezer Case Light Sensor | 2032 | Economic | MW | After Competition Groups | 8.8989 | 0 | 0 | 1899.3064 | 0.0046854 | 29 | Commercial_2032_Economic_MW_After Competition Groups_29 | Freezer Case Light Sensor | 0.4685% | 0 | 8.8989 | Commercial_2032_Economic_MW_After Competition Groups_Freezer Case Light Sensor
Commercial | Com ¦ Evaporator Fan Controls | 2032 | Economic | MW | After Competition Groups | 8.6698 | 0 | 0 | 1899.3064 | 0.0045647 | 30 | Commercial_2032_Economic_MW_After Competition Groups_30 | Evaporator Fan Controls | 0.4565% | 0 | 8.6698 | Commercial_2032_Economic_MW_After Competition Groups_Evaporator Fan Controls
Commercial | Com ¦ LED EXTERIOR AREA LIGHTS - LED fixture (200W) | 2032 | Economic | MW | After Competition Groups | 6.8764 | 0 | 0 | 1899.3064 | 0.0036205 | 31 | Commercial_2032_Economic_MW_After Competition Groups_31 | LED EXTERIOR AREA LIGHTS - LED fixture (200W) | 0.362% | 0 | 6.8764 | Commercial_2032_Economic_MW_After Competition Groups_LED EXTERIOR AREA LIGHTS - LED fixture (200W)
Commercial | Com ¦ ENERGY STAR Griddle (74% eff) | 2032 | Economic | MW | After Competition Groups | 6.8357 | 0 | 0 | 1899.3064 | 0.003599 | 32 | Commercial_2032_Economic_MW_After Competition Groups_32 | ENERGY STAR Griddle (74% eff) | 0.3599% | 0 | 6.8357 | Commercial_2032_Economic_MW_After Competition Groups_ENERGY STAR Griddle (74% eff)
Commercial | Com ¦ LED parking lot fixture | 2032 | Economic | MW | After Competition Groups | 6.5695 | 0 | 0 | 1899.3064 | 0.0034589 | 33 | Commercial_2032_Economic_MW_After Competition Groups_33 | LED parking lot fixture | 0.3459% | 0 | 6.5695 | Commercial_2032_Economic_MW_After Competition Groups_LED parking lot fixture
Commercial | Com ¦ Door Gasket Freezer/Refrigerator | 2032 | Economic | MW | After Competition Groups | 5.901 | 0 | 0 | 1899.3064 | 0.0031069 | 34 | Commercial_2032_Economic_MW_After Competition Groups_34 | Door Gasket Freezer/Refrigerator | 0.3107% | 0 | 5.901 | Commercial_2032_Economic_MW_After Competition Groups_Door Gasket Freezer/Refrigerator
Commercial | Com ¦ Elec Storage WH 2.30 Et | 2032 | Economic | MW | After Competition Groups | 5.3367 | 0 | 0 | 1899.3064 | 0.0028098 | 35 | Commercial_2032_Economic_MW_After Competition Groups_35 | Elec Storage WH 2.30 Et | 0.281% | 0 | 5.3367 | Commercial_2032_Economic_MW_After Competition Groups_Elec Storage WH 2.30 Et
Commercial | Com ¦ Duct Insulation, R8 | 2032 | Economic | MW | After Competition Groups | 5.2148 | 0 | 0 | 1899.3064 | 0.0027456 | 36 | Commercial_2032_Economic_MW_After Competition Groups_36 | Duct Insulation, R8 | 0.2746% | 0 | 5.2148 | Commercial_2032_Economic_MW_After Competition Groups_Duct Insulation, R8
Commercial | Com ¦ BEVERAGE VENDING MACHINE CONTROLS | 2032 | Economic | MW | After Competition Groups | 4.9229 | 0 | 0 | 1899.3064 | 0.0025919 | 37 | Commercial_2032_Economic_MW_After Competition Groups_37 | BEVERAGE VENDING MACHINE CONTROLS | 0.2592% | 0 | 4.9229 | Commercial_2032_Economic_MW_After Competition Groups_BEVERAGE VENDING MACHINE CONTROLS
Commercial | Com ¦ LED street light fixture | 2032 | Economic | MW | After Competition Groups | 4.1693 | 0 | 0 | 1899.3064 | 0.0021952 | 38 | Commercial_2032_Economic_MW_After Competition Groups_38 | LED street light fixture | 0.2195% | 0 | 4.1693 | Commercial_2032_Economic_MW_After Competition Groups_LED street light fixture
Commercial | Com ¦ CO Sensors for parking garage exhaust fans | 2032 | Economic | MW | After Competition Groups | 3.3037 | 0 | 0 | 1899.3064 | 0.0017394 | 39 | Commercial_2032_Economic_MW_After Competition Groups_39 | CO Sensors for parking garage exhaust fans | 0.1739% | 0 | 3.3037 | Commercial_2032_Economic_MW_After Competition Groups_CO Sensors for parking garage exhaust fans
Commercial | Com ¦ Temperature Adjustment in Commercial Freezers | 2032 | Economic | MW | After Competition Groups | 3.1696 | 0 | 0 | 1899.3064 | 0.0016688 | 40 | Commercial_2032_Economic_MW_After Competition Groups_40 | Temperature Adjustment in Commercial Freezers | 0.1669% | 0 | 3.1696 | Commercial_2032_Economic_MW_After Competition Groups_Temperature Adjustment in Commercial Freezers
Commercial | Com ¦ Vertical Night Covers | 2032 | Economic | MW | After Competition Groups | 2.6212 | 0 | 0 | 1899.3064 | 0.0013801 | 41 | Commercial_2032_Economic_MW_After Competition Groups_41 | Vertical Night Covers | 0.138% | 0 | 2.6212 | Commercial_2032_Economic_MW_After Competition Groups_Vertical Night Covers
Commercial | Com ¦ Energy Efficient Laboratory Fume Hood | 2032 | Economic | MW | After Competition Groups | 2.5628 | 0 | 0 | 1899.3064 | 0.0013493 | 42 | Commercial_2032_Economic_MW_After Competition Groups_42 | Energy Efficient Laboratory Fume Hood | 0.1349% | 0 | 2.5628 | Commercial_2032_Economic_MW_After Competition Groups_Energy Efficient Laboratory Fume Hood
Commercial | Com ¦ Water Heating (DHW) Pipe Insulation (Add 3/4\ Foam)" | 2032 | Economic | MW | After Competition Groups | 2.0003 | 0 | 0 | 1899.3064 | 0.0010532 | 43 | Commercial_2032_Economic_MW_After Competition Groups_43 | Water Heating (DHW) Pipe Insulation (Add 3/4\ Foam)" | 0.1053% | 0 | 2.0003 | Commercial_2032_Economic_MW_After Competition Groups_Water Heating (DHW) Pipe Insulation (Add 3/4\ Foam)"
Commercial | Com ¦ ENERGY STAR Fryer (84% eff) | 2032 | Economic | MW | After Competition Groups | 1.9832 | 0 | 0 | 1899.3064 | 0.0010442 | 44 | Commercial_2032_Economic_MW_After Competition Groups_44 | ENERGY STAR Fryer (84% eff) | 0.1044% | 0 | 1.9832 | Commercial_2032_Economic_MW_After Competition Groups_ENERGY STAR Fryer (84% eff)
Commercial | Com ¦ Outside Air Economizer | 2032 | Economic | MW | After Competition Groups | 1.929 | 0 | 0 | 1899.3064 | 0.0010156 | 45 | Commercial_2032_Economic_MW_After Competition Groups_45 | Outside Air Economizer | 0.1016% | 0 | 1.929 | Commercial_2032_Economic_MW_After Competition Groups_Outside Air Economizer
Commercial | Com ¦ ENERGY STAR Dishwasher | 2032 | Economic | MW | After Competition Groups | 1.4605 | 0 | 0 | 1899.3064 | 0.00076898 | 46 | Commercial_2032_Economic_MW_After Competition Groups_46 | ENERGY STAR Dishwasher | 0.0769% | 0 | 1.4605 | Commercial_2032_Economic_MW_After Competition Groups_ENERGY STAR Dishwasher
Commercial | Com ¦ Suction Pipe Insulation Freezer/Refrigerator | 2032 | Economic | MW | After Competition Groups | 1.3623 | 0 | 0 | 1899.3064 | 0.00071726 | 47 | Commercial_2032_Economic_MW_After Competition Groups_47 | Suction Pipe Insulation Freezer/Refrigerator | 0.07173% | 0 | 1.3623 | Commercial_2032_Economic_MW_After Competition Groups_Suction Pipe Insulation Freezer/Refrigerator
Commercial | Com ¦ ENERGY STAR Steam Cookers | 2032 | Economic | MW | After Competition Groups | 1.2997 | 0 | 0 | 1899.3064 | 0.00068429 | 48 | Commercial_2032_Economic_MW_After Competition Groups_48 | ENERGY STAR Steam Cookers | 0.06843% | 0 | 1.2997 | Commercial_2032_Economic_MW_After Competition Groups_ENERGY STAR Steam Cookers
Commercial | Com ¦ Condensing Make Up Air Unit | 2032 | Economic | MW | After Competition Groups | 0.88099 | 0 | 0 | 1899.3064 | 0.00046385 | 49 | Commercial_2032_Economic_MW_After Competition Groups_49 | Condensing Make Up Air Unit | 0.04639% | 0 | 0.88099 | Commercial_2032_Economic_MW_After Competition Groups_Condensing Make Up Air Unit
Commercial | Com ¦ Ozone Laundry Treatment | 2032 | Economic | MW | After Competition Groups | 0.78539 | 0 | 0 | 1899.3064 | 0.00041352 | 50 | Commercial_2032_Economic_MW_After Competition Groups_50 | Ozone Laundry Treatment | 0.04135% | 0 | 0.78539 | Commercial_2032_Economic_MW_After Competition Groups_Ozone Laundry Treatment
Commercial | Com ¦ Thermostat Setback | 2032 | Economic | MW | After Competition Groups | 0.76091 | 0 | 0 | 1899.3064 | 0.00040063 | 51 | Commercial_2032_Economic_MW_After Competition Groups_51 | Thermostat Setback | 0.04006% | 0 | 0.76091 | Commercial_2032_Economic_MW_After Competition Groups_Thermostat Setback
Commercial | Com ¦ PTAC (12 EER/10,000 BTU) | 2032 | Economic | MW | After Competition Groups | 0.61932 | 0 | 0 | 1899.3064 | 0.00032608 | 52 | Commercial_2032_Economic_MW_After Competition Groups_52 | PTAC (12 EER/10,000 BTU) | 0.03261% | 0 | 0.61932 | Commercial_2032_Economic_MW_After Competition Groups_PTAC (12 EER/10,000 BTU)
Commercial | Com ¦ Solar Water Preheat (Pools/DHW) | 2032 | Economic | MW | After Competition Groups | 0.40758 | 0 | 0 | 1899.3064 | 0.00021459 | 53 | Commercial_2032_Economic_MW_After Competition Groups_53 | Solar Water Preheat (Pools/DHW) | 0.02146% | 0 | 0.40758 | Commercial_2032_Economic_MW_After Competition Groups_Solar Water Preheat (Pools/DHW)
Commercial | COM ¦ Ductless Mini-Split Heat Pumps | 2032 | Economic | MW | After Competition Groups | 0.39314 | 0 | 0 | 1899.3064 | 0.00020699 | 54 | Commercial_2032_Economic_MW_After Competition Groups_54 | Ductless Mini-Split Heat Pumps | 0.0207% | 0 | 0.39314 | Commercial_2032_Economic_MW_After Competition Groups_Ductless Mini-Split Heat Pumps
Commercial | Com ¦ ECM MOTORS FOR HVAC APPLICATION (FAN-POWERED VAV BOX) | 2032 | Economic | MW | After Competition Groups | 0.31726 | 0 | 0 | 1899.3064 | 0.00016704 | 55 | Commercial_2032_Economic_MW_After Competition Groups_55 | ECM MOTORS FOR HVAC APPLICATION (FAN-POWERED VAV BOX) | 0.0167% | 0 | 0.31726 | Commercial_2032_Economic_MW_After Competition Groups_ECM MOTORS FOR HVAC APPLICATION (FAN-POWERED VAV BOX)
Commercial | Com ¦ Notched V belts for HVAC Systems | 2032 | Economic | MW | After Competition Groups | 0.26818 | 0 | 0 | 1899.3064 | 0.0001412 | 56 | Commercial_2032_Economic_MW_After Competition Groups_56 | Notched V belts for HVAC Systems | 0.01412% | 0 | 0.26818 | Commercial_2032_Economic_MW_After Competition Groups_Notched V belts for HVAC Systems
Commercial | Com ¦ Efficient compressor motor | 2032 | Economic | MW | After Competition Groups | 0.26754 | 0 | 0 | 1899.3064 | 0.00014086 | 57 | Commercial_2032_Economic_MW_After Competition Groups_57 | Efficient compressor motor | 0.01409% | 0 | 0.26754 | Commercial_2032_Economic_MW_After Competition Groups_Efficient compressor motor
Commercial | Com ¦ Auto Off Time Switch or Time Clock control | 2032 | Economic | MW | After Competition Groups | 0.19397 | 0 | 0 | 1899.3064 | 0.00010213 | 58 | Commercial_2032_Economic_MW_After Competition Groups_58 | Auto Off Time Switch or Time Clock control | 0.01021% | 0 | 0.19397 | Commercial_2032_Economic_MW_After Competition Groups_Auto Off Time Switch or Time Clock control
Commercial | Com ¦ CEE Tier 2/Energy Star Clothes Washers | 2032 | Economic | MW | After Competition Groups | 0.18081 | 0 | 0 | 1899.3064 | 9.5198e-05 | 59 | Commercial_2032_Economic_MW_After Competition Groups_59 | CEE Tier 2/Energy Star Clothes Washers | 0.00952% | 0 | 0.18081 | Commercial_2032_Economic_MW_After Competition Groups_CEE Tier 2/Energy Star Clothes Washers
Commercial | Com ¦ HVAC Optimization | 2032 | Economic | MW | After Competition Groups | 0.13494 | 0 | 0 | 1899.3064 | 7.1045e-05 | 60 | Commercial_2032_Economic_MW_After Competition Groups_60 | HVAC Optimization | 0.007105% | 0 | 0.13494 | Commercial_2032_Economic_MW_After Competition Groups_HVAC Optimization
Commercial | Com ¦ Demand controlled Circulating Systems | 2032 | Economic | MW | After Competition Groups | 0.12834 | 0 | 0 | 1899.3064 | 6.757e-05 | 61 | Commercial_2032_Economic_MW_After Competition Groups_61 | Demand controlled Circulating Systems | 0.006757% | 0 | 0.12834 | Commercial_2032_Economic_MW_After Competition Groups_Demand controlled Circulating Systems
Commercial | Com ¦ Commercial Hot Food Holding Cabinets | 2032 | Economic | MW | After Competition Groups | 0.11317 | 0 | 0 | 1899.3064 | 5.9584e-05 | 62 | Commercial_2032_Economic_MW_After Competition Groups_62 | Commercial Hot Food Holding Cabinets | 0.005958% | 0 | 0.11317 | Commercial_2032_Economic_MW_After Competition Groups_Commercial Hot Food Holding Cabinets
Commercial | Com ¦ Low Flow Pre-Rinse Spray Nozzle | 2032 | Economic | MW | After Competition Groups | 0.11013 | 0 | 0 | 1899.3064 | 5.7982e-05 | 63 | Commercial_2032_Economic_MW_After Competition Groups_63 | Low Flow Pre-Rinse Spray Nozzle | 0.005798% | 0 | 0.11013 | Commercial_2032_Economic_MW_After Competition Groups_Low Flow Pre-Rinse Spray Nozzle
Commercial | Com ¦ Room AC (w/ louvered sides) 14 SEER from 12 SEER code | 2032 | Economic | MW | After Competition Groups | 0.092592 | 0 | 0 | 1899.3064 | 4.875e-05 | 64 | Commercial_2032_Economic_MW_After Competition Groups_64 | Room AC (w/ louvered sides) 14 SEER from 12 SEER code | 0.004875% | 0 | 0.092592 | Commercial_2032_Economic_MW_After Competition Groups_Room AC (w/ louvered sides) 14 SEER from 12 SEER code
Commercial | Com ¦ Energy Recovery Ventilation and Ventilation (Enhanced) | 2032 | Economic | MW | After Competition Groups | 0.059077 | 0 | 0 | 1899.3064 | 3.1105e-05 | 65 | Commercial_2032_Economic_MW_After Competition Groups_65 | Energy Recovery Ventilation and Ventilation (Enhanced) | 0.00311% | 0 | 0.059077 | Commercial_2032_Economic_MW_After Competition Groups_Energy Recovery Ventilation and Ventilation (Enhanced)
Commercial | Com ¦ LED RECESSED DOWNLIGHTS | 2032 | Economic | MW | After Competition Groups | 0.048694 | 0 | 0 | 1899.3064 | 2.5638e-05 | 66 | Commercial_2032_Economic_MW_After Competition Groups_66 | LED RECESSED DOWNLIGHTS | 0.002564% | 0 | 0.048694 | Commercial_2032_Economic_MW_After Competition Groups_LED RECESSED DOWNLIGHTS
Commercial | Com ¦ Wall Insulation | 2032 | Economic | MW | After Competition Groups | 0.047902 | 0 | 0 | 1899.3064 | 2.5221e-05 | 67 | Commercial_2032_Economic_MW_After Competition Groups_67 | Wall Insulation | 0.002522% | 0 | 0.047902 | Commercial_2032_Economic_MW_After Competition Groups_Wall Insulation
Commercial | Com ¦ Condensing Unit Heaters or other Efficient Unit Heating System | 2032 | Economic | MW | After Competition Groups | 0.044696 | 0 | 0 | 1899.3064 | 2.3533e-05 | 68 | Commercial_2032_Economic_MW_After Competition Groups_68 | Condensing Unit Heaters or other Efficient Unit Heating System | 0.002353% | 0 | 0.044696 | Commercial_2032_Economic_MW_After Competition Groups_Condensing Unit Heaters or other Efficient Unit Heating System
Commercial | Com ¦ High Efficiency Chiller (avg of water and air cooled) | 2032 | Economic | MW | After Competition Groups | 0.043403 | 0 | 0 | 1899.3064 | 2.2852e-05 | 69 | Commercial_2032_Economic_MW_After Competition Groups_69 | High Efficiency Chiller (avg of water and air cooled) | 0.002285% | 0 | 0.043403 | Commercial_2032_Economic_MW_After Competition Groups_High Efficiency Chiller (avg of water and air cooled)
Commercial | Com ¦ VSD Air Compressor | 2032 | Economic | MW | After Competition Groups | 0.032626 | 0 | 0 | 1899.3064 | 1.7178e-05 | 70 | Commercial_2032_Economic_MW_After Competition Groups_70 | VSD Air Compressor | 0.001718% | 0 | 0.032626 | Commercial_2032_Economic_MW_After Competition Groups_VSD Air Compressor
Commercial | Com ¦ EC Plug Fan for Data Center (under cabinet) | 2032 | Economic | MW | After Competition Groups | 0.0092773 | 0 | 0 | 1899.3064 | 4.8846e-06 | 71 | Commercial_2032_Economic_MW_After Competition Groups_71 | EC Plug Fan for Data Center (under cabinet) | 0.0004885% | 0 | 0.0092773 | Commercial_2032_Economic_MW_After Competition Groups_EC Plug Fan for Data Center (under cabinet)
Commercial | Com ¦ Air Curtains | 2032 | Economic | MW | After Competition Groups | 0.0073043 | 0 | 0 | 1899.3064 | 3.8458e-06 | 72 | Commercial_2032_Economic_MW_After Competition Groups_72 | Air Curtains | 0.0003846% | 0 | 0.0073043 | Commercial_2032_Economic_MW_After Competition Groups_Air Curtains
Commercial | Com ¦ Electric Convection Combination Ovens | 2032 | Economic | MW | After Competition Groups | 0.00040932 | 0 | 0 | 1899.3064 | 2.1551e-07 | 73 | Commercial_2032_Economic_MW_After Competition Groups_73 | Electric Convection Combination Ovens | 2.155e-05% | 0 | 0.00040932 | Commercial_2032_Economic_MW_After Competition Groups_Electric Convection Combination Ovens
Commercial | Com ¦ Indoor Daylight Sensors/Photocell Dimming Control | 2032 | Economic | MW | After Competition Groups | 0 | 0 | 0 | 1899.3064 | 0 | 74 | Commercial_2032_Economic_MW_After Competition Groups_74 | Indoor Daylight Sensors/Photocell Dimming Control | 0% | 0 | 0 | Commercial_2032_Economic_MW_After Competition Groups_Indoor Daylight Sensors/Photocell Dimming Control
Commercial | Com ¦ Variable Refrigerant Flow Heat Pump | 2032 | Economic | MW | After Competition Groups | 0 | 0 | 0 | 1899.3064 | 0 | 75 | Commercial_2032_Economic_MW_After Competition Groups_75 | Variable Refrigerant Flow Heat Pump | 0% | 0 | 0 | Commercial_2032_Economic_MW_After Competition Groups_Variable Refrigerant Flow Heat Pump
Commercial | Com ¦ LED Low/High Bay | 2032 | SC A | MW | After Competition Groups | 140.0557 | 0 | 0 | 985.9682 | 0.14205 | 1 | Commercial_2032_SC A_MW_After Competition Groups_1 | LED Low/High Bay | 14.2% | 0 | 140.0557 | Commercial_2032_SC A_MW_After Competition Groups_LED Low/High Bay
Commercial | Com ¦ LED Troffer/Surface/Suspended | 2032 | SC A | MW | After Competition Groups | 121.4494 | 0 | 0 | 985.9682 | 0.12318 | 2 | Commercial_2032_SC A_MW_After Competition Groups_2 | LED Troffer/Surface/Suspended | 12.32% | 0 | 121.4494 | Commercial_2032_SC A_MW_After Competition Groups_LED Troffer/Surface/Suspended
Commercial | Com ¦ ENERGY STAR LED LAMPS (REFLECTOR LAMPs/MR16/PAR 16) | 2032 | SC A | MW | After Competition Groups | 119.8392 | 0 | 0 | 985.9682 | 0.12154 | 3 | Commercial_2032_SC A_MW_After Competition Groups_3 | ENERGY STAR LED LAMPS (REFLECTOR LAMPs/MR16/PAR 16) | 12.15% | 0 | 119.8392 | Commercial_2032_SC A_MW_After Competition Groups_ENERGY STAR LED LAMPS (REFLECTOR LAMPs/MR16/PAR 16)
Commercial | Com ¦ LED Replacement Lamp (Tube) | 2032 | SC A | MW | After Competition Groups | 72.1114 | 0 | 0 | 985.9682 | 0.073138 | 4 | Commercial_2032_SC A_MW_After Competition Groups_4 | LED Replacement Lamp (Tube) | 7.314% | 0 | 72.1114 | Commercial_2032_SC A_MW_After Competition Groups_LED Replacement Lamp (Tube)
Commercial | Com ¦ High Efficiency Air Source Heat Pump | 2032 | SC A | MW | After Competition Groups | 66.668 | 0 | 0 | 985.9682 | 0.067617 | 5 | Commercial_2032_SC A_MW_After Competition Groups_5 | High Efficiency Air Source Heat Pump | 6.762% | 0 | 66.668 | Commercial_2032_SC A_MW_After Competition Groups_High Efficiency Air Source Heat Pump
Commercial | Com ¦ Building Recommissioning, Operations and Maintenance (O&M) Improvements | 2032 | SC A | MW | After Competition Groups | 60.6226 | 0 | 0 | 985.9682 | 0.061485 | 6 | Commercial_2032_SC A_MW_After Competition Groups_6 | Building Recommissioning, Operations and Maintenance (O&M) Improvements | 6.149% | 0 | 60.6226 | Commercial_2032_SC A_MW_After Competition Groups_Building Recommissioning, Operations and Maintenance (O&M) Improvements
Commercial | Com ¦ Education and Capacity Building/Energy Behavior | 2032 | SC A | MW | After Competition Groups | 36.2149 | 0 | 0 | 985.9682 | 0.03673 | 7 | Commercial_2032_SC A_MW_After Competition Groups_7 | Education and Capacity Building/Energy Behavior | 3.673% | 0 | 36.2149 | Commercial_2032_SC A_MW_After Competition Groups_Education and Capacity Building/Energy Behavior
Commercial | Com ¦ Advanced BAS/Controllers | 2032 | SC A | MW | After Competition Groups | 32.5108 | 0 | 0 | 985.9682 | 0.032974 | 8 | Commercial_2032_SC A_MW_After Competition Groups_8 | Advanced BAS/Controllers | 3.297% | 0 | 32.5108 | Commercial_2032_SC A_MW_After Competition Groups_Advanced BAS/Controllers
Commercial | Com ¦ Data Center Storage/Server Virtualization | 2032 | SC A | MW | After Competition Groups | 25.7773 | 0 | 0 | 985.9682 | 0.026144 | 9 | Commercial_2032_SC A_MW_After Competition Groups_9 | Data Center Storage/Server Virtualization | 2.614% | 0 | 25.7773 | Commercial_2032_SC A_MW_After Competition Groups_Data Center Storage/Server Virtualization
Commercial | Com ¦ Reach-in Shaded Pole to ECM/PSC Evaporator Fan Motor | 2032 | SC A | MW | After Competition Groups | 24.1964 | 0 | 0 | 985.9682 | 0.024541 | 10 | Commercial_2032_SC A_MW_After Competition Groups_10 | Reach-in Shaded Pole to ECM/PSC Evaporator Fan Motor | 2.454% | 0 | 24.1964 | Commercial_2032_SC A_MW_After Competition Groups_Reach-in Shaded Pole to ECM/PSC Evaporator Fan Motor
Commercial | Com ¦ Adaptive Thermostats | 2032 | SC A | MW | After Competition Groups | 22.2329 | 0 | 0 | 985.9682 | 0.022549 | 11 | Commercial_2032_SC A_MW_After Competition Groups_11 | Adaptive Thermostats | 2.255% | 0 | 22.2329 | Commercial_2032_SC A_MW_After Competition Groups_Adaptive Thermostats
Commercial | Com ¦ Unitary Air-Conditioning Unit | 2032 | SC A | MW | After Competition Groups | 22.0455 | 0 | 0 | 985.9682 | 0.022359 | 12 | Commercial_2032_SC A_MW_After Competition Groups_12 | Unitary Air-Conditioning Unit | 2.236% | 0 | 22.0455 | Commercial_2032_SC A_MW_After Competition Groups_Unitary Air-Conditioning Unit
Commercial | Com ¦ Refrigerated Display Case Doors | 2032 | SC A | MW | After Competition Groups | 20.0467 | 0 | 0 | 985.9682 | 0.020332 | 13 | Commercial_2032_SC A_MW_After Competition Groups_13 | Refrigerated Display Case Doors | 2.033% | 0 | 20.0467 | Commercial_2032_SC A_MW_After Competition Groups_Refrigerated Display Case Doors
Commercial | Com ¦ Strip Curtains | 2032 | SC A | MW | After Competition Groups | 19.8574 | 0 | 0 | 985.9682 | 0.02014 | 14 | Commercial_2032_SC A_MW_After Competition Groups_14 | Strip Curtains | 2.014% | 0 | 19.8574 | Commercial_2032_SC A_MW_After Competition Groups_Strip Curtains
Commercial | Com ¦ LED or Equivalent Sign Lighting | 2032 | SC A | MW | After Competition Groups | 18.531 | 0 | 0 | 985.9682 | 0.018795 | 15 | Commercial_2032_SC A_MW_After Competition Groups_15 | LED or Equivalent Sign Lighting | 1.879% | 0 | 18.531 | Commercial_2032_SC A_MW_After Competition Groups_LED or Equivalent Sign Lighting
Commercial | Com ¦ Furnace Tune-Up | 2032 | SC A | MW | After Competition Groups | 17.0065 | 0 | 0 | 985.9682 | 0.017248 | 16 | Commercial_2032_SC A_MW_After Competition Groups_16 | Furnace Tune-Up | 1.725% | 0 | 17.0065 | Commercial_2032_SC A_MW_After Competition Groups_Furnace Tune-Up
Commercial | Com ¦ ENERGY STAR LED LAMPS (General Service Lamps) | 2032 | SC A | MW | After Competition Groups | 14.7376 | 0 | 0 | 985.9682 | 0.014947 | 17 | Commercial_2032_SC A_MW_After Competition Groups_17 | ENERGY STAR LED LAMPS (General Service Lamps) | 1.495% | 0 | 14.7376 | Commercial_2032_SC A_MW_After Competition Groups_ENERGY STAR LED LAMPS (General Service Lamps)
Commercial | Com ¦ Centrally controlled desktop PC/NETWORK PC POWER MANAGEMENT SOFTWARE | 2032 | SC A | MW | After Competition Groups | 14.0691 | 0 | 0 | 985.9682 | 0.014269 | 18 | Commercial_2032_SC A_MW_After Competition Groups_18 | Centrally controlled desktop PC/NETWORK PC POWER MANAGEMENT SOFTWARE | 1.427% | 0 | 14.0691 | Commercial_2032_SC A_MW_After Competition Groups_Centrally controlled desktop PC/NETWORK PC POWER MANAGEMENT SOFTWARE
Commercial | Com ¦ Chilled Water Optimization | 2032 | SC A | MW | After Competition Groups | 12.9138 | 0 | 0 | 985.9682 | 0.013098 | 19 | Commercial_2032_SC A_MW_After Competition Groups_19 | Chilled Water Optimization | 1.31% | 0 | 12.9138 | Commercial_2032_SC A_MW_After Competition Groups_Chilled Water Optimization
Commercial | Com ¦ Demand Control Ventilation | 2032 | SC A | MW | After Competition Groups | 12.2977 | 0 | 0 | 985.9682 | 0.012473 | 20 | Commercial_2032_SC A_MW_After Competition Groups_20 | Demand Control Ventilation | 1.247% | 0 | 12.2977 | Commercial_2032_SC A_MW_After Competition Groups_Demand Control Ventilation
Commercial | Com ¦ Variable Frequency Drive (VFD) | 2032 | SC A | MW | After Competition Groups | 11.9744 | 0 | 0 | 985.9682 | 0.012145 | 21 | Commercial_2032_SC A_MW_After Competition Groups_21 | Variable Frequency Drive (VFD) | 1.214% | 0 | 11.9744 | Commercial_2032_SC A_MW_After Competition Groups_Variable Frequency Drive (VFD)
Commercial | Com ¦ VFD on Pumps | 2032 | SC A | MW | After Competition Groups | 11.1224 | 0 | 0 | 985.9682 | 0.011281 | 22 | Commercial_2032_SC A_MW_After Competition Groups_22 | VFD on Pumps | 1.128% | 0 | 11.1224 | Commercial_2032_SC A_MW_After Competition Groups_VFD on Pumps
Commercial | Com ¦ Refrigerated Display Case LED | 2032 | SC A | MW | After Competition Groups | 8.2 | 0 | 0 | 985.9682 | 0.0083167 | 23 | Commercial_2032_SC A_MW_After Competition Groups_23 | Refrigerated Display Case LED | 0.8317% | 0 | 8.2 | Commercial_2032_SC A_MW_After Competition Groups_Refrigerated Display Case LED
Commercial | Com ¦ LED EXTERIOR AREA LIGHTS - LED fixture (200W) | 2032 | SC A | MW | After Competition Groups | 6.371 | 0 | 0 | 985.9682 | 0.0064617 | 24 | Commercial_2032_SC A_MW_After Competition Groups_24 | LED EXTERIOR AREA LIGHTS - LED fixture (200W) | 0.6462% | 0 | 6.371 | Commercial_2032_SC A_MW_After Competition Groups_LED EXTERIOR AREA LIGHTS - LED fixture (200W)
Commercial | Com ¦ ECM MOTORS FOR EVAPORATOR FANS for refrigeration (WALK-IN) | 2032 | SC A | MW | After Competition Groups | 6.1349 | 0 | 0 | 985.9682 | 0.0062222 | 25 | Commercial_2032_SC A_MW_After Competition Groups_25 | ECM MOTORS FOR EVAPORATOR FANS for refrigeration (WALK-IN) | 0.6222% | 0 | 6.1349 | Commercial_2032_SC A_MW_After Competition Groups_ECM MOTORS FOR EVAPORATOR FANS for refrigeration (WALK-IN)
Commercial | Com ¦ LED parking lot fixture | 2032 | SC A | MW | After Competition Groups | 6.1238 | 0 | 0 | 985.9682 | 0.0062109 | 26 | Commercial_2032_SC A_MW_After Competition Groups_26 | LED parking lot fixture | 0.6211% | 0 | 6.1238 | Commercial_2032_SC A_MW_After Competition Groups_LED parking lot fixture
Commercial | Com ¦ Door Gasket Freezer/Refrigerator | 2032 | SC A | MW | After Competition Groups | 5.549 | 0 | 0 | 985.9682 | 0.005628 | 27 | Commercial_2032_SC A_MW_After Competition Groups_27 | Door Gasket Freezer/Refrigerator | 0.5628% | 0 | 5.549 | Commercial_2032_SC A_MW_After Competition Groups_Door Gasket Freezer/Refrigerator
Commercial | Com ¦ Air Handler with Dedicated Outdoor Air Systems | 2032 | SC A | MW | After Competition Groups | 5.3239 | 0 | 0 | 985.9682 | 0.0053996 | 28 | Commercial_2032_SC A_MW_After Competition Groups_28 | Air Handler with Dedicated Outdoor Air Systems | 0.54% | 0 | 5.3239 | Commercial_2032_SC A_MW_After Competition Groups_Air Handler with Dedicated Outdoor Air Systems
Commercial | Com ¦ Demand Control Kitchen Ventilation | 2032 | SC A | MW | After Competition Groups | 5.1808 | 0 | 0 | 985.9682 | 0.0052545 | 29 | Commercial_2032_SC A_MW_After Competition Groups_29 | Demand Control Kitchen Ventilation | 0.5255% | 0 | 5.1808 | Commercial_2032_SC A_MW_After Competition Groups_Demand Control Kitchen Ventilation
Commercial | Com ¦ Evaporator Fan Controls | 2032 | SC A | MW | After Competition Groups | 5.1556 | 0 | 0 | 985.9682 | 0.005229 | 30 | Commercial_2032_SC A_MW_After Competition Groups_30 | Evaporator Fan Controls | 0.5229% | 0 | 5.1556 | Commercial_2032_SC A_MW_After Competition Groups_Evaporator Fan Controls
Commercial | Com ¦ ENERGY STAR Griddle (74% eff) | 2032 | SC A | MW | After Competition Groups | 4.5015 | 0 | 0 | 985.9682 | 0.0045656 | 31 | Commercial_2032_SC A_MW_After Competition Groups_31 | ENERGY STAR Griddle (74% eff) | 0.4566% | 0 | 4.5015 | Commercial_2032_SC A_MW_After Competition Groups_ENERGY STAR Griddle (74% eff)
Commercial | Com ¦ Freezer Case Light Sensor | 2032 | SC A | MW | After Competition Groups | 4.3208 | 0 | 0 | 985.9682 | 0.0043823 | 32 | Commercial_2032_SC A_MW_After Competition Groups_32 | Freezer Case Light Sensor | 0.4382% | 0 | 4.3208 | Commercial_2032_SC A_MW_After Competition Groups_Freezer Case Light Sensor
Commercial | Com ¦ LED street light fixture | 2032 | SC A | MW | After Competition Groups | 3.8077 | 0 | 0 | 985.9682 | 0.0038619 | 33 | Commercial_2032_SC A_MW_After Competition Groups_33 | LED street light fixture | 0.3862% | 0 | 3.8077 | Commercial_2032_SC A_MW_After Competition Groups_LED street light fixture
Commercial | Com ¦ Occupancy Sensors | 2032 | SC A | MW | After Competition Groups | 3.7222 | 0 | 0 | 985.9682 | 0.0037751 | 34 | Commercial_2032_SC A_MW_After Competition Groups_34 | Occupancy Sensors | 0.3775% | 0 | 3.7222 | Commercial_2032_SC A_MW_After Competition Groups_Occupancy Sensors
Commercial | Com ¦ Duct Insulation, R8 | 2032 | SC A | MW | After Competition Groups | 3.0944 | 0 | 0 | 985.9682 | 0.0031384 | 35 | Commercial_2032_SC A_MW_After Competition Groups_35 | Duct Insulation, R8 | 0.3138% | 0 | 3.0944 | Commercial_2032_SC A_MW_After Competition Groups_Duct Insulation, R8
Commercial | Com ¦ Water Source Heat Pump (4 ton) | 2032 | SC A | MW | After Competition Groups | 2.9471 | 0 | 0 | 985.9682 | 0.0029891 | 36 | Commercial_2032_SC A_MW_After Competition Groups_36 | Water Source Heat Pump (4 ton) | 0.2989% | 0 | 2.9471 | Commercial_2032_SC A_MW_After Competition Groups_Water Source Heat Pump (4 ton)
Commercial | Com ¦ BEVERAGE VENDING MACHINE CONTROLS | 2032 | SC A | MW | After Competition Groups | 2.1298 | 0 | 0 | 985.9682 | 0.0021601 | 37 | Commercial_2032_SC A_MW_After Competition Groups_37 | BEVERAGE VENDING MACHINE CONTROLS | 0.216% | 0 | 2.1298 | Commercial_2032_SC A_MW_After Competition Groups_BEVERAGE VENDING MACHINE CONTROLS
Commercial | Com ¦ Elec Storage WH 2.30 Et | 2032 | SC A | MW | After Competition Groups | 2.0197 | 0 | 0 | 985.9682 | 0.0020485 | 38 | Commercial_2032_SC A_MW_After Competition Groups_38 | Elec Storage WH 2.30 Et | 0.2048% | 0 | 2.0197 | Commercial_2032_SC A_MW_After Competition Groups_Elec Storage WH 2.30 Et
Commercial | Com ¦ Temperature Adjustment in Commercial Freezers | 2032 | SC A | MW | After Competition Groups | 1.8868 | 0 | 0 | 985.9682 | 0.0019136 | 39 | Commercial_2032_SC A_MW_After Competition Groups_39 | Temperature Adjustment in Commercial Freezers | 0.1914% | 0 | 1.8868 | Commercial_2032_SC A_MW_After Competition Groups_Temperature Adjustment in Commercial Freezers
Commercial | Com ¦ Vertical Night Covers | 2032 | SC A | MW | After Competition Groups | 1.526 | 0 | 0 | 985.9682 | 0.0015477 | 40 | Commercial_2032_SC A_MW_After Competition Groups_40 | Vertical Night Covers | 0.1548% | 0 | 1.526 | Commercial_2032_SC A_MW_After Competition Groups_Vertical Night Covers
Commercial | Com ¦ CO Sensors for parking garage exhaust fans | 2032 | SC A | MW | After Competition Groups | 1.4981 | 0 | 0 | 985.9682 | 0.0015194 | 41 | Commercial_2032_SC A_MW_After Competition Groups_41 | CO Sensors for parking garage exhaust fans | 0.1519% | 0 | 1.4981 | Commercial_2032_SC A_MW_After Competition Groups_CO Sensors for parking garage exhaust fans
Commercial | Com ¦ Energy Efficient Laboratory Fume Hood | 2032 | SC A | MW | After Competition Groups | 1.3937 | 0 | 0 | 985.9682 | 0.0014135 | 42 | Commercial_2032_SC A_MW_After Competition Groups_42 | Energy Efficient Laboratory Fume Hood | 0.1414% | 0 | 1.3937 | Commercial_2032_SC A_MW_After Competition Groups_Energy Efficient Laboratory Fume Hood
Commercial | Com ¦ ENERGY STAR Fryer (84% eff) | 2032 | SC A | MW | After Competition Groups | 1.3339 | 0 | 0 | 985.9682 | 0.0013529 | 43 | Commercial_2032_SC A_MW_After Competition Groups_43 | ENERGY STAR Fryer (84% eff) | 0.1353% | 0 | 1.3339 | Commercial_2032_SC A_MW_After Competition Groups_ENERGY STAR Fryer (84% eff)
Commercial | Com ¦ Outside Air Economizer | 2032 | SC A | MW | After Competition Groups | 1.2353 | 0 | 0 | 985.9682 | 0.0012529 | 44 | Commercial_2032_SC A_MW_After Competition Groups_44 | Outside Air Economizer | 0.1253% | 0 | 1.2353 | Commercial_2032_SC A_MW_After Competition Groups_Outside Air Economizer
Commercial | Com ¦ Water Heating (DHW) Pipe Insulation (Add 3/4\ Foam)" | 2032 | SC A | MW | After Competition Groups | 1.1966 | 0 | 0 | 985.9682 | 0.0012136 | 45 | Commercial_2032_SC A_MW_After Competition Groups_45 | Water Heating (DHW) Pipe Insulation (Add 3/4\ Foam)" | 0.1214% | 0 | 1.1966 | Commercial_2032_SC A_MW_After Competition Groups_Water Heating (DHW) Pipe Insulation (Add 3/4\ Foam)"
Commercial | Com ¦ ENERGY STAR Steam Cookers | 2032 | SC A | MW | After Competition Groups | 0.85618 | 0 | 0 | 985.9682 | 0.00086836 | 46 | Commercial_2032_SC A_MW_After Competition Groups_46 | ENERGY STAR Steam Cookers | 0.08684% | 0 | 0.85618 | Commercial_2032_SC A_MW_After Competition Groups_ENERGY STAR Steam Cookers
Commercial | Com ¦ Suction Pipe Insulation Freezer/Refrigerator | 2032 | SC A | MW | After Competition Groups | 0.78474 | 0 | 0 | 985.9682 | 0.00079591 | 47 | Commercial_2032_SC A_MW_After Competition Groups_47 | Suction Pipe Insulation Freezer/Refrigerator | 0.07959% | 0 | 0.78474 | Commercial_2032_SC A_MW_After Competition Groups_Suction Pipe Insulation Freezer/Refrigerator
Commercial | Com ¦ Thermostat Setback | 2032 | SC A | MW | After Competition Groups | 0.67092 | 0 | 0 | 985.9682 | 0.00068047 | 48 | Commercial_2032_SC A_MW_After Competition Groups_48 | Thermostat Setback | 0.06805% | 0 | 0.67092 | Commercial_2032_SC A_MW_After Competition Groups_Thermostat Setback
Commercial | Com ¦ ENERGY STAR Dishwasher | 2032 | SC A | MW | After Competition Groups | 0.60341 | 0 | 0 | 985.9682 | 0.000612 | 49 | Commercial_2032_SC A_MW_After Competition Groups_49 | ENERGY STAR Dishwasher | 0.0612% | 0 | 0.60341 | Commercial_2032_SC A_MW_After Competition Groups_ENERGY STAR Dishwasher
Commercial | Com ¦ Condensing Make Up Air Unit | 2032 | SC A | MW | After Competition Groups | 0.36695 | 0 | 0 | 985.9682 | 0.00037217 | 50 | Commercial_2032_SC A_MW_After Competition Groups_50 | Condensing Make Up Air Unit | 0.03722% | 0 | 0.36695 | Commercial_2032_SC A_MW_After Competition Groups_Condensing Make Up Air Unit
Commercial | Com ¦ Ozone Laundry Treatment | 2032 | SC A | MW | After Competition Groups | 0.32604 | 0 | 0 | 985.9682 | 0.00033068 | 51 | Commercial_2032_SC A_MW_After Competition Groups_51 | Ozone Laundry Treatment | 0.03307% | 0 | 0.32604 | Commercial_2032_SC A_MW_After Competition Groups_Ozone Laundry Treatment
Commercial | COM ¦ Ductless Mini-Split Heat Pumps | 2032 | SC A | MW | After Competition Groups | 0.18507 | 0 | 0 | 985.9682 | 0.00018771 | 52 | Commercial_2032_SC A_MW_After Competition Groups_52 | Ductless Mini-Split Heat Pumps | 0.01877% | 0 | 0.18507 | Commercial_2032_SC A_MW_After Competition Groups_Ductless Mini-Split Heat Pumps
Commercial | Com ¦ ECM MOTORS FOR HVAC APPLICATION (FAN-POWERED VAV BOX) | 2032 | SC A | MW | After Competition Groups | 0.183 | 0 | 0 | 985.9682 | 0.00018561 | 53 | Commercial_2032_SC A_MW_After Competition Groups_53 | ECM MOTORS FOR HVAC APPLICATION (FAN-POWERED VAV BOX) | 0.01856% | 0 | 0.183 | Commercial_2032_SC A_MW_After Competition Groups_ECM MOTORS FOR HVAC APPLICATION (FAN-POWERED VAV BOX)
Commercial | Com ¦ PTAC (12 EER/10,000 BTU) | 2032 | SC A | MW | After Competition Groups | 0.14831 | 0 | 0 | 985.9682 | 0.00015042 | 54 | Commercial_2032_SC A_MW_After Competition Groups_54 | PTAC (12 EER/10,000 BTU) | 0.01504% | 0 | 0.14831 | Commercial_2032_SC A_MW_After Competition Groups_PTAC (12 EER/10,000 BTU)
Commercial | Com ¦ CEE Tier 2/Energy Star Clothes Washers | 2032 | SC A | MW | After Competition Groups | 0.12 | 0 | 0 | 985.9682 | 0.0001217 | 55 | Commercial_2032_SC A_MW_After Competition Groups_55 | CEE Tier 2/Energy Star Clothes Washers | 0.01217% | 0 | 0.12 | Commercial_2032_SC A_MW_After Competition Groups_CEE Tier 2/Energy Star Clothes Washers
Commercial | Com ¦ Solar Water Preheat (Pools/DHW) | 2032 | SC A | MW | After Competition Groups | 0.0993 | 0 | 0 | 985.9682 | 0.00010071 | 56 | Commercial_2032_SC A_MW_After Competition Groups_56 | Solar Water Preheat (Pools/DHW) | 0.01007% | 0 | 0.0993 | Commercial_2032_SC A_MW_After Competition Groups_Solar Water Preheat (Pools/DHW)
Commercial | Com ¦ HVAC Optimization | 2032 | SC A | MW | After Competition Groups | 0.094262 | 0 | 0 | 985.9682 | 9.5604e-05 | 57 | Commercial_2032_SC A_MW_After Competition Groups_57 | HVAC Optimization | 0.00956% | 0 | 0.094262 | Commercial_2032_SC A_MW_After Competition Groups_HVAC Optimization
Commercial | Com ¦ Notched V belts for HVAC Systems | 2032 | SC A | MW | After Competition Groups | 0.094191 | 0 | 0 | 985.9682 | 9.5531e-05 | 58 | Commercial_2032_SC A_MW_After Competition Groups_58 | Notched V belts for HVAC Systems | 0.009553% | 0 | 0.094191 | Commercial_2032_SC A_MW_After Competition Groups_Notched V belts for HVAC Systems
Commercial | Com ¦ Auto Off Time Switch or Time Clock control | 2032 | SC A | MW | After Competition Groups | 0.094064 | 0 | 0 | 985.9682 | 9.5402e-05 | 59 | Commercial_2032_SC A_MW_After Competition Groups_59 | Auto Off Time Switch or Time Clock control | 0.00954% | 0 | 0.094064 | Commercial_2032_SC A_MW_After Competition Groups_Auto Off Time Switch or Time Clock control
Commercial | Com ¦ Demand controlled Circulating Systems | 2032 | SC A | MW | After Competition Groups | 0.081165 | 0 | 0 | 985.9682 | 8.232e-05 | 60 | Commercial_2032_SC A_MW_After Competition Groups_60 | Demand controlled Circulating Systems | 0.008232% | 0 | 0.081165 | Commercial_2032_SC A_MW_After Competition Groups_Demand controlled Circulating Systems
Commercial | Com ¦ Low Flow Pre-Rinse Spray Nozzle | 2032 | SC A | MW | After Competition Groups | 0.065001 | 0 | 0 | 985.9682 | 6.5926e-05 | 61 | Commercial_2032_SC A_MW_After Competition Groups_61 | Low Flow Pre-Rinse Spray Nozzle | 0.006593% | 0 | 0.065001 | Commercial_2032_SC A_MW_After Competition Groups_Low Flow Pre-Rinse Spray Nozzle
Commercial | Com ¦ Commercial Hot Food Holding Cabinets | 2032 | SC A | MW | After Competition Groups | 0.051295 | 0 | 0 | 985.9682 | 5.2025e-05 | 62 | Commercial_2032_SC A_MW_After Competition Groups_62 | Commercial Hot Food Holding Cabinets | 0.005202% | 0 | 0.051295 | Commercial_2032_SC A_MW_After Competition Groups_Commercial Hot Food Holding Cabinets
Commercial | Com ¦ LED RECESSED DOWNLIGHTS | 2032 | SC A | MW | After Competition Groups | 0.041953 | 0 | 0 | 985.9682 | 4.255e-05 | 63 | Commercial_2032_SC A_MW_After Competition Groups_63 | LED RECESSED DOWNLIGHTS | 0.004255% | 0 | 0.041953 | Commercial_2032_SC A_MW_After Competition Groups_LED RECESSED DOWNLIGHTS
Commercial | Com ¦ Wall Insulation | 2032 | SC A | MW | After Competition Groups | 0.027827 | 0 | 0 | 985.9682 | 2.8223e-05 | 64 | Commercial_2032_SC A_MW_After Competition Groups_64 | Wall Insulation | 0.002822% | 0 | 0.027827 | Commercial_2032_SC A_MW_After Competition Groups_Wall Insulation
Commercial | Com ¦ Condensing Unit Heaters or other Efficient Unit Heating System | 2032 | SC A | MW | After Competition Groups | 0.026917 | 0 | 0 | 985.9682 | 2.73e-05 | 65 | Commercial_2032_SC A_MW_After Competition Groups_65 | Condensing Unit Heaters or other Efficient Unit Heating System | 0.00273% | 0 | 0.026917 | Commercial_2032_SC A_MW_After Competition Groups_Condensing Unit Heaters or other Efficient Unit Heating System
Commercial | Com ¦ High Efficiency Small Instantaneous Water Heater | 2032 | SC A | MW | After Competition Groups | 0.024956 | 0 | 0 | 985.9682 | 2.5311e-05 | 66 | Commercial_2032_SC A_MW_After Competition Groups_66 | High Efficiency Small Instantaneous Water Heater | 0.002531% | 0 | 0.024956 | Commercial_2032_SC A_MW_After Competition Groups_High Efficiency Small Instantaneous Water Heater
Commercial | Com ¦ Air Curtains | 2032 | SC A | MW | After Competition Groups | 0.020427 | 0 | 0 | 985.9682 | 2.0718e-05 | 67 | Commercial_2032_SC A_MW_After Competition Groups_67 | Air Curtains | 0.002072% | 0 | 0.020427 | Commercial_2032_SC A_MW_After Competition Groups_Air Curtains
Commercial | Com ¦ VSD Air Compressor | 2032 | SC A | MW | After Competition Groups | 0.019877 | 0 | 0 | 985.9682 | 2.016e-05 | 68 | Commercial_2032_SC A_MW_After Competition Groups_68 | VSD Air Compressor | 0.002016% | 0 | 0.019877 | Commercial_2032_SC A_MW_After Competition Groups_VSD Air Compressor
Commercial | Com ¦ Room AC (w/ louvered sides) 14 SEER from 12 SEER code | 2032 | SC A | MW | After Competition Groups | 0.018697 | 0 | 0 | 985.9682 | 1.8963e-05 | 69 | Commercial_2032_SC A_MW_After Competition Groups_69 | Room AC (w/ louvered sides) 14 SEER from 12 SEER code | 0.001896% | 0 | 0.018697 | Commercial_2032_SC A_MW_After Competition Groups_Room AC (w/ louvered sides) 14 SEER from 12 SEER code
Commercial | Com ¦ Energy Recovery Ventilation and Ventilation (Enhanced) | 2032 | SC A | MW | After Competition Groups | 0.008979 | 0 | 0 | 985.9682 | 9.1067e-06 | 70 | Commercial_2032_SC A_MW_After Competition Groups_70 | Energy Recovery Ventilation and Ventilation (Enhanced) | 0.0009107% | 0 | 0.008979 | Commercial_2032_SC A_MW_After Competition Groups_Energy Recovery Ventilation and Ventilation (Enhanced)
Commercial | Com ¦ Efficient compressor motor | 2032 | SC A | MW | After Competition Groups | 0.0080978 | 0 | 0 | 985.9682 | 8.213e-06 | 71 | Commercial_2032_SC A_MW_After Competition Groups_71 | Efficient compressor motor | 0.0008213% | 0 | 0.0080978 | Commercial_2032_SC A_MW_After Competition Groups_Efficient compressor motor
Commercial | Com ¦ High Efficiency Chiller (avg of water and air cooled) | 2032 | SC A | MW | After Competition Groups | 0.0034868 | 0 | 0 | 985.9682 | 3.5365e-06 | 72 | Commercial_2032_SC A_MW_After Competition Groups_72 | High Efficiency Chiller (avg of water and air cooled) | 0.0003536% | 0 | 0.0034868 | Commercial_2032_SC A_MW_After Competition Groups_High Efficiency Chiller (avg of water and air cooled)
Commercial | Com ¦ LLLC - Low Impact Application | 2032 | SC A | MW | After Competition Groups | 0.0032328 | 0 | 0 | 985.9682 | 3.2788e-06 | 73 | Commercial_2032_SC A_MW_After Competition Groups_73 | LLLC - Low Impact Application | 0.0003279% | 0 | 0.0032328 | Commercial_2032_SC A_MW_After Competition Groups_LLLC - Low Impact Application
Commercial | Com ¦ EC Plug Fan for Data Center (under cabinet) | 2032 | SC A | MW | After Competition Groups | 0.0031443 | 0 | 0 | 985.9682 | 3.189e-06 | 74 | Commercial_2032_SC A_MW_After Competition Groups_74 | EC Plug Fan for Data Center (under cabinet) | 0.0003189% | 0 | 0.0031443 | Commercial_2032_SC A_MW_After Competition Groups_EC Plug Fan for Data Center (under cabinet)
Commercial | Com ¦ LLLC - High Impact Application | 2032 | SC A | MW | After Competition Groups | 0.0029086 | 0 | 0 | 985.9682 | 2.95e-06 | 75 | Commercial_2032_SC A_MW_After Competition Groups_75 | LLLC - High Impact Application | 0.000295% | 0 | 0.0029086 | Commercial_2032_SC A_MW_After Competition Groups_LLLC - High Impact Application
Commercial | Com ¦ Electric Convection Combination Ovens | 2032 | SC A | MW | After Competition Groups | 0.00030796 | 0 | 0 | 985.9682 | 3.1234e-07 | 76 | Commercial_2032_SC A_MW_After Competition Groups_76 | Electric Convection Combination Ovens | 3.123e-05% | 0 | 0.00030796 | Commercial_2032_SC A_MW_After Competition Groups_Electric Convection Combination Ovens
Commercial | Com ¦ Networked/Connected - High Impact Application | 2032 | SC A | MW | After Competition Groups | 6.1734e-05 | 0 | 0 | 985.9682 | 6.2613e-08 | 77 | Commercial_2032_SC A_MW_After Competition Groups_77 | Networked/Connected - High Impact Application | 6.261e-06% | 0 | 6.1734e-05 | Commercial_2032_SC A_MW_After Competition Groups_Networked/Connected - High Impact Application
Commercial | Com ¦ Networked/Connected - Low Impact Application | 2032 | SC A | MW | After Competition Groups | 2.8364e-06 | 0 | 0 | 985.9682 | 2.8767e-09 | 78 | Commercial_2032_SC A_MW_After Competition Groups_78 | Networked/Connected - Low Impact Application | 2.877e-07% | 0 | 2.8364e-06 | Commercial_2032_SC A_MW_After Competition Groups_Networked/Connected - Low Impact Application
Commercial | Com ¦ Indoor Daylight Sensors/Photocell Dimming Control | 2032 | SC A | MW | After Competition Groups | 0 | 0 | 0 | 985.9682 | 0 | 79 | Commercial_2032_SC A_MW_After Competition Groups_79 | Indoor Daylight Sensors/Photocell Dimming Control | 0% | 0 | 0 | Commercial_2032_SC A_MW_After Competition Groups_Indoor Daylight Sensors/Photocell Dimming Control
Commercial | Com ¦ Variable Refrigerant Flow Heat Pump | 2032 | SC A | MW | After Competition Groups | 0 | 0 | 0 | 985.9682 | 0 | 80 | Commercial_2032_SC A_MW_After Competition Groups_80 | Variable Refrigerant Flow Heat Pump | 0% | 0 | 0 | Commercial_2032_SC A_MW_After Competition Groups_Variable Refrigerant Flow Heat Pump
Commercial | Com ¦ Education and Capacity Building/Energy Behavior | 2032 | SC B | MW | After Competition Groups | 181.0747 | 0 | 0 | 1440.5795 | 0.1257 | 1 | Commercial_2032_SC B_MW_After Competition Groups_1 | Education and Capacity Building/Energy Behavior | 12.57% | 0 | 181.0747 | Commercial_2032_SC B_MW_After Competition Groups_Education and Capacity Building/Energy Behavior
Commercial | Com ¦ LED Low/High Bay | 2032 | SC B | MW | After Competition Groups | 153.0575 | 0 | 0 | 1440.5795 | 0.10625 | 2 | Commercial_2032_SC B_MW_After Competition Groups_2 | LED Low/High Bay | 10.62% | 0 | 153.0575 | Commercial_2032_SC B_MW_After Competition Groups_LED Low/High Bay
Commercial | Com ¦ LED Troffer/Surface/Suspended | 2032 | SC B | MW | After Competition Groups | 124.7597 | 0 | 0 | 1440.5795 | 0.086604 | 3 | Commercial_2032_SC B_MW_After Competition Groups_3 | LED Troffer/Surface/Suspended | 8.66% | 0 | 124.7597 | Commercial_2032_SC B_MW_After Competition Groups_LED Troffer/Surface/Suspended
Commercial | Com ¦ Building Recommissioning, Operations and Maintenance (O&M) Improvements | 2032 | SC B | MW | After Competition Groups | 124.3619 | 0 | 0 | 1440.5795 | 0.086328 | 4 | Commercial_2032_SC B_MW_After Competition Groups_4 | Building Recommissioning, Operations and Maintenance (O&M) Improvements | 8.633% | 0 | 124.3619 | Commercial_2032_SC B_MW_After Competition Groups_Building Recommissioning, Operations and Maintenance (O&M) Improvements
Commercial | Com ¦ ENERGY STAR LED LAMPS (REFLECTOR LAMPs/MR16/PAR 16) | 2032 | SC B | MW | After Competition Groups | 119.8392 | 0 | 0 | 1440.5795 | 0.083188 | 5 | Commercial_2032_SC B_MW_After Competition Groups_5 | ENERGY STAR LED LAMPS (REFLECTOR LAMPs/MR16/PAR 16) | 8.319% | 0 | 119.8392 | Commercial_2032_SC B_MW_After Competition Groups_ENERGY STAR LED LAMPS (REFLECTOR LAMPs/MR16/PAR 16)
Commercial | Com ¦ LED Replacement Lamp (Tube) | 2032 | SC B | MW | After Competition Groups | 72.1114 | 0 | 0 | 1440.5795 | 0.050057 | 6 | Commercial_2032_SC B_MW_After Competition Groups_6 | LED Replacement Lamp (Tube) | 5.006% | 0 | 72.1114 | Commercial_2032_SC B_MW_After Competition Groups_LED Replacement Lamp (Tube)
Commercial | Com ¦ Unitary Air-Conditioning Unit | 2032 | SC B | MW | After Competition Groups | 68.5705 | 0 | 0 | 1440.5795 | 0.047599 | 7 | Commercial_2032_SC B_MW_After Competition Groups_7 | Unitary Air-Conditioning Unit | 4.76% | 0 | 68.5705 | Commercial_2032_SC B_MW_After Competition Groups_Unitary Air-Conditioning Unit
Commercial | Com ¦ High Efficiency Air Source Heat Pump | 2032 | SC B | MW | After Competition Groups | 66.6679 | 0 | 0 | 1440.5795 | 0.046278 | 8 | Commercial_2032_SC B_MW_After Competition Groups_8 | High Efficiency Air Source Heat Pump | 4.628% | 0 | 66.6679 | Commercial_2032_SC B_MW_After Competition Groups_High Efficiency Air Source Heat Pump
Commercial | Com ¦ Advanced BAS/Controllers | 2032 | SC B | MW | After Competition Groups | 56.3111 | 0 | 0 | 1440.5795 | 0.039089 | 9 | Commercial_2032_SC B_MW_After Competition Groups_9 | Advanced BAS/Controllers | 3.909% | 0 | 56.3111 | Commercial_2032_SC B_MW_After Competition Groups_Advanced BAS/Controllers
Commercial | Com ¦ Adaptive Thermostats | 2032 | SC B | MW | After Competition Groups | 38.7548 | 0 | 0 | 1440.5795 | 0.026902 | 10 | Commercial_2032_SC B_MW_After Competition Groups_10 | Adaptive Thermostats | 2.69% | 0 | 38.7548 | Commercial_2032_SC B_MW_After Competition Groups_Adaptive Thermostats
Commercial | Com ¦ Refrigerated Display Case Doors | 2032 | SC B | MW | After Competition Groups | 31.4121 | 0 | 0 | 1440.5795 | 0.021805 | 11 | Commercial_2032_SC B_MW_After Competition Groups_11 | Refrigerated Display Case Doors | 2.181% | 0 | 31.4121 | Commercial_2032_SC B_MW_After Competition Groups_Refrigerated Display Case Doors
Commercial | Com ¦ Strip Curtains | 2032 | SC B | MW | After Competition Groups | 29.7638 | 0 | 0 | 1440.5795 | 0.020661 | 12 | Commercial_2032_SC B_MW_After Competition Groups_12 | Strip Curtains | 2.066% | 0 | 29.7638 | Commercial_2032_SC B_MW_After Competition Groups_Strip Curtains
Commercial | Com ¦ Furnace Tune-Up | 2032 | SC B | MW | After Competition Groups | 29.5683 | 0 | 0 | 1440.5795 | 0.020525 | 13 | Commercial_2032_SC B_MW_After Competition Groups_13 | Furnace Tune-Up | 2.053% | 0 | 29.5683 | Commercial_2032_SC B_MW_After Competition Groups_Furnace Tune-Up
Commercial | Com ¦ Data Center Storage/Server Virtualization | 2032 | SC B | MW | After Competition Groups | 28.8534 | 0 | 0 | 1440.5795 | 0.020029 | 14 | Commercial_2032_SC B_MW_After Competition Groups_14 | Data Center Storage/Server Virtualization | 2.003% | 0 | 28.8534 | Commercial_2032_SC B_MW_After Competition Groups_Data Center Storage/Server Virtualization
Commercial | Com ¦ Demand Control Ventilation | 2032 | SC B | MW | After Competition Groups | 26.9099 | 0 | 0 | 1440.5795 | 0.01868 | 15 | Commercial_2032_SC B_MW_After Competition Groups_15 | Demand Control Ventilation | 1.868% | 0 | 26.9099 | Commercial_2032_SC B_MW_After Competition Groups_Demand Control Ventilation
Commercial | Com ¦ Reach-in Shaded Pole to ECM/PSC Evaporator Fan Motor | 2032 | SC B | MW | After Competition Groups | 26.0249 | 0 | 0 | 1440.5795 | 0.018066 | 16 | Commercial_2032_SC B_MW_After Competition Groups_16 | Reach-in Shaded Pole to ECM/PSC Evaporator Fan Motor | 1.807% | 0 | 26.0249 | Commercial_2032_SC B_MW_After Competition Groups_Reach-in Shaded Pole to ECM/PSC Evaporator Fan Motor
Commercial | Com ¦ LED or Equivalent Sign Lighting | 2032 | SC B | MW | After Competition Groups | 25.2111 | 0 | 0 | 1440.5795 | 0.017501 | 17 | Commercial_2032_SC B_MW_After Competition Groups_17 | LED or Equivalent Sign Lighting | 1.75% | 0 | 25.2111 | Commercial_2032_SC B_MW_After Competition Groups_LED or Equivalent Sign Lighting
Commercial | Com ¦ Centrally controlled desktop PC/NETWORK PC POWER MANAGEMENT SOFTWARE | 2032 | SC B | MW | After Competition Groups | 20.6898 | 0 | 0 | 1440.5795 | 0.014362 | 18 | Commercial_2032_SC B_MW_After Competition Groups_18 | Centrally controlled desktop PC/NETWORK PC POWER MANAGEMENT SOFTWARE | 1.436% | 0 | 20.6898 | Commercial_2032_SC B_MW_After Competition Groups_Centrally controlled desktop PC/NETWORK PC POWER MANAGEMENT SOFTWARE
Commercial | Com ¦ Variable Frequency Drive (VFD) | 2032 | SC B | MW | After Competition Groups | 20.6623 | 0 | 0 | 1440.5795 | 0.014343 | 19 | Commercial_2032_SC B_MW_After Competition Groups_19 | Variable Frequency Drive (VFD) | 1.434% | 0 | 20.6623 | Commercial_2032_SC B_MW_After Competition Groups_Variable Frequency Drive (VFD)
Commercial | Com ¦ VFD on Pumps | 2032 | SC B | MW | After Competition Groups | 19.3234 | 0 | 0 | 1440.5795 | 0.013414 | 20 | Commercial_2032_SC B_MW_After Competition Groups_20 | VFD on Pumps | 1.341% | 0 | 19.3234 | Commercial_2032_SC B_MW_After Competition Groups_VFD on Pumps
Commercial | Com ¦ Chilled Water Optimization | 2032 | SC B | MW | After Competition Groups | 16.8627 | 0 | 0 | 1440.5795 | 0.011706 | 21 | Commercial_2032_SC B_MW_After Competition Groups_21 | Chilled Water Optimization | 1.171% | 0 | 16.8627 | Commercial_2032_SC B_MW_After Competition Groups_Chilled Water Optimization
Commercial | Com ¦ Air Handler with Dedicated Outdoor Air Systems | 2032 | SC B | MW | After Competition Groups | 15.6964 | 0 | 0 | 1440.5795 | 0.010896 | 22 | Commercial_2032_SC B_MW_After Competition Groups_22 | Air Handler with Dedicated Outdoor Air Systems | 1.09% | 0 | 15.6964 | Commercial_2032_SC B_MW_After Competition Groups_Air Handler with Dedicated Outdoor Air Systems
Commercial | Com ¦ ENERGY STAR LED LAMPS (General Service Lamps) | 2032 | SC B | MW | After Competition Groups | 14.7376 | 0 | 0 | 1440.5795 | 0.01023 | 23 | Commercial_2032_SC B_MW_After Competition Groups_23 | ENERGY STAR LED LAMPS (General Service Lamps) | 1.023% | 0 | 14.7376 | Commercial_2032_SC B_MW_After Competition Groups_ENERGY STAR LED LAMPS (General Service Lamps)
Commercial | Com ¦ Refrigerated Display Case LED | 2032 | SC B | MW | After Competition Groups | 14.6685 | 0 | 0 | 1440.5795 | 0.010182 | 24 | Commercial_2032_SC B_MW_After Competition Groups_24 | Refrigerated Display Case LED | 1.018% | 0 | 14.6685 | Commercial_2032_SC B_MW_After Competition Groups_Refrigerated Display Case LED
Commercial | Com ¦ ECM MOTORS FOR EVAPORATOR FANS for refrigeration (WALK-IN) | 2032 | SC B | MW | After Competition Groups | 10.6922 | 0 | 0 | 1440.5795 | 0.0074222 | 25 | Commercial_2032_SC B_MW_After Competition Groups_25 | ECM MOTORS FOR EVAPORATOR FANS for refrigeration (WALK-IN) | 0.7422% | 0 | 10.6922 | Commercial_2032_SC B_MW_After Competition Groups_ECM MOTORS FOR EVAPORATOR FANS for refrigeration (WALK-IN)
Commercial | Com ¦ Door Gasket Freezer/Refrigerator | 2032 | SC B | MW | After Competition Groups | 10.3239 | 0 | 0 | 1440.5795 | 0.0071665 | 26 | Commercial_2032_SC B_MW_After Competition Groups_26 | Door Gasket Freezer/Refrigerator | 0.7166% | 0 | 10.3239 | Commercial_2032_SC B_MW_After Competition Groups_Door Gasket Freezer/Refrigerator
Commercial | Com ¦ Freezer Case Light Sensor | 2032 | SC B | MW | After Competition Groups | 9.2414 | 0 | 0 | 1440.5795 | 0.006415 | 27 | Commercial_2032_SC B_MW_After Competition Groups_27 | Freezer Case Light Sensor | 0.6415% | 0 | 9.2414 | Commercial_2032_SC B_MW_After Competition Groups_Freezer Case Light Sensor
Commercial | Com ¦ Evaporator Fan Controls | 2032 | SC B | MW | After Competition Groups | 9.0035 | 0 | 0 | 1440.5795 | 0.0062499 | 28 | Commercial_2032_SC B_MW_After Competition Groups_28 | Evaporator Fan Controls | 0.625% | 0 | 9.0035 | Commercial_2032_SC B_MW_After Competition Groups_Evaporator Fan Controls
Commercial | Com ¦ Demand Control Kitchen Ventilation | 2032 | SC B | MW | After Competition Groups | 8.5553 | 0 | 0 | 1440.5795 | 0.0059388 | 29 | Commercial_2032_SC B_MW_After Competition Groups_29 | Demand Control Kitchen Ventilation | 0.5939% | 0 | 8.5553 | Commercial_2032_SC B_MW_After Competition Groups_Demand Control Kitchen Ventilation
Commercial | Com ¦ LED EXTERIOR AREA LIGHTS - LED fixture (200W) | 2032 | SC B | MW | After Competition Groups | 6.3788 | 0 | 0 | 1440.5795 | 0.004428 | 30 | Commercial_2032_SC B_MW_After Competition Groups_30 | LED EXTERIOR AREA LIGHTS - LED fixture (200W) | 0.4428% | 0 | 6.3788 | Commercial_2032_SC B_MW_After Competition Groups_LED EXTERIOR AREA LIGHTS - LED fixture (200W)
Commercial | Com ¦ LED parking lot fixture | 2032 | SC B | MW | After Competition Groups | 6.1238 | 0 | 0 | 1440.5795 | 0.0042509 | 31 | Commercial_2032_SC B_MW_After Competition Groups_31 | LED parking lot fixture | 0.4251% | 0 | 6.1238 | Commercial_2032_SC B_MW_After Competition Groups_LED parking lot fixture
Commercial | Com ¦ Water Source Heat Pump (4 ton) | 2032 | SC B | MW | After Competition Groups | 5.5983 | 0 | 0 | 1440.5795 | 0.0038861 | 32 | Commercial_2032_SC B_MW_After Competition Groups_32 | Water Source Heat Pump (4 ton) | 0.3886% | 0 | 5.5983 | Commercial_2032_SC B_MW_After Competition Groups_Water Source Heat Pump (4 ton)
Commercial | Com ¦ Duct Insulation, R8 | 2032 | SC B | MW | After Competition Groups | 5.4489 | 0 | 0 | 1440.5795 | 0.0037824 | 33 | Commercial_2032_SC B_MW_After Competition Groups_33 | Duct Insulation, R8 | 0.3782% | 0 | 5.4489 | Commercial_2032_SC B_MW_After Competition Groups_Duct Insulation, R8
Commercial | Com ¦ ENERGY STAR Griddle (74% eff) | 2032 | SC B | MW | After Competition Groups | 4.5015 | 0 | 0 | 1440.5795 | 0.0031248 | 34 | Commercial_2032_SC B_MW_After Competition Groups_34 | ENERGY STAR Griddle (74% eff) | 0.3125% | 0 | 4.5015 | Commercial_2032_SC B_MW_After Competition Groups_ENERGY STAR Griddle (74% eff)
Commercial | Com ¦ LED street light fixture | 2032 | SC B | MW | After Competition Groups | 3.8426 | 0 | 0 | 1440.5795 | 0.0026674 | 35 | Commercial_2032_SC B_MW_After Competition Groups_35 | LED street light fixture | 0.2667% | 0 | 3.8426 | Commercial_2032_SC B_MW_After Competition Groups_LED street light fixture
Commercial | Com ¦ BEVERAGE VENDING MACHINE CONTROLS | 2032 | SC B | MW | After Competition Groups | 3.8343 | 0 | 0 | 1440.5795 | 0.0026616 | 36 | Commercial_2032_SC B_MW_After Competition Groups_36 | BEVERAGE VENDING MACHINE CONTROLS | 0.2662% | 0 | 3.8343 | Commercial_2032_SC B_MW_After Competition Groups_BEVERAGE VENDING MACHINE CONTROLS
Commercial | Com ¦ Occupancy Sensors | 2032 | SC B | MW | After Competition Groups | 3.7222 | 0 | 0 | 1440.5795 | 0.0025838 | 37 | Commercial_2032_SC B_MW_After Competition Groups_37 | Occupancy Sensors | 0.2584% | 0 | 3.7222 | Commercial_2032_SC B_MW_After Competition Groups_Occupancy Sensors
Commercial | Com ¦ Elec Storage WH 2.30 Et | 2032 | SC B | MW | After Competition Groups | 3.394 | 0 | 0 | 1440.5795 | 0.002356 | 38 | Commercial_2032_SC B_MW_After Competition Groups_38 | Elec Storage WH 2.30 Et | 0.2356% | 0 | 3.394 | Commercial_2032_SC B_MW_After Competition Groups_Elec Storage WH 2.30 Et
Commercial | Com ¦ Temperature Adjustment in Commercial Freezers | 2032 | SC B | MW | After Competition Groups | 3.2928 | 0 | 0 | 1440.5795 | 0.0022857 | 39 | Commercial_2032_SC B_MW_After Competition Groups_39 | Temperature Adjustment in Commercial Freezers | 0.2286% | 0 | 3.2928 | Commercial_2032_SC B_MW_After Competition Groups_Temperature Adjustment in Commercial Freezers
Commercial | Com ¦ CO Sensors for parking garage exhaust fans | 2032 | SC B | MW | After Competition Groups | 2.7933 | 0 | 0 | 1440.5795 | 0.001939 | 40 | Commercial_2032_SC B_MW_After Competition Groups_40 | CO Sensors for parking garage exhaust fans | 0.1939% | 0 | 2.7933 | Commercial_2032_SC B_MW_After Competition Groups_CO Sensors for parking garage exhaust fans
Commercial | Com ¦ Vertical Night Covers | 2032 | SC B | MW | After Competition Groups | 2.7221 | 0 | 0 | 1440.5795 | 0.0018896 | 41 | Commercial_2032_SC B_MW_After Competition Groups_41 | Vertical Night Covers | 0.189% | 0 | 2.7221 | Commercial_2032_SC B_MW_After Competition Groups_Vertical Night Covers
Commercial | Com ¦ Energy Efficient Laboratory Fume Hood | 2032 | SC B | MW | After Competition Groups | 2.6065 | 0 | 0 | 1440.5795 | 0.0018093 | 42 | Commercial_2032_SC B_MW_After Competition Groups_42 | Energy Efficient Laboratory Fume Hood | 0.1809% | 0 | 2.6065 | Commercial_2032_SC B_MW_After Competition Groups_Energy Efficient Laboratory Fume Hood
Commercial | Com ¦ Water Heating (DHW) Pipe Insulation (Add 3/4\ Foam)" | 2032 | SC B | MW | After Competition Groups | 2.0815 | 0 | 0 | 1440.5795 | 0.0014449 | 43 | Commercial_2032_SC B_MW_After Competition Groups_43 | Water Heating (DHW) Pipe Insulation (Add 3/4\ Foam)" | 0.1445% | 0 | 2.0815 | Commercial_2032_SC B_MW_After Competition Groups_Water Heating (DHW) Pipe Insulation (Add 3/4\ Foam)"
Commercial | Com ¦ Outside Air Economizer | 2032 | SC B | MW | After Competition Groups | 1.8268 | 0 | 0 | 1440.5795 | 0.0012681 | 44 | Commercial_2032_SC B_MW_After Competition Groups_44 | Outside Air Economizer | 0.1268% | 0 | 1.8268 | Commercial_2032_SC B_MW_After Competition Groups_Outside Air Economizer
Commercial | Com ¦ Suction Pipe Insulation Freezer/Refrigerator | 2032 | SC B | MW | After Competition Groups | 1.4155 | 0 | 0 | 1440.5795 | 0.00098259 | 45 | Commercial_2032_SC B_MW_After Competition Groups_45 | Suction Pipe Insulation Freezer/Refrigerator | 0.09826% | 0 | 1.4155 | Commercial_2032_SC B_MW_After Competition Groups_Suction Pipe Insulation Freezer/Refrigerator
Commercial | Com ¦ ENERGY STAR Fryer (84% eff) | 2032 | SC B | MW | After Competition Groups | 1.3339 | 0 | 0 | 1440.5795 | 0.00092593 | 46 | Commercial_2032_SC B_MW_After Competition Groups_46 | ENERGY STAR Fryer (84% eff) | 0.09259% | 0 | 1.3339 | Commercial_2032_SC B_MW_After Competition Groups_ENERGY STAR Fryer (84% eff)
Commercial | Com ¦ ENERGY STAR Steam Cookers | 2032 | SC B | MW | After Competition Groups | 0.85617 | 0 | 0 | 1440.5795 | 0.00059432 | 47 | Commercial_2032_SC B_MW_After Competition Groups_47 | ENERGY STAR Steam Cookers | 0.05943% | 0 | 0.85617 | Commercial_2032_SC B_MW_After Competition Groups_ENERGY STAR Steam Cookers
Commercial | Com ¦ Condensing Make Up Air Unit | 2032 | SC B | MW | After Competition Groups | 0.71791 | 0 | 0 | 1440.5795 | 0.00049835 | 48 | Commercial_2032_SC B_MW_After Competition Groups_48 | Condensing Make Up Air Unit | 0.04983% | 0 | 0.71791 | Commercial_2032_SC B_MW_After Competition Groups_Condensing Make Up Air Unit
Commercial | Com ¦ ENERGY STAR Dishwasher | 2032 | SC B | MW | After Competition Groups | 0.7072 | 0 | 0 | 1440.5795 | 0.00049091 | 49 | Commercial_2032_SC B_MW_After Competition Groups_49 | ENERGY STAR Dishwasher | 0.04909% | 0 | 0.7072 | Commercial_2032_SC B_MW_After Competition Groups_ENERGY STAR Dishwasher
Commercial | Com ¦ Ozone Laundry Treatment | 2032 | SC B | MW | After Competition Groups | 0.68945 | 0 | 0 | 1440.5795 | 0.00047859 | 50 | Commercial_2032_SC B_MW_After Competition Groups_50 | Ozone Laundry Treatment | 0.04786% | 0 | 0.68945 | Commercial_2032_SC B_MW_After Competition Groups_Ozone Laundry Treatment
Commercial | Com ¦ Thermostat Setback | 2032 | SC B | MW | After Competition Groups | 0.67615 | 0 | 0 | 1440.5795 | 0.00046936 | 51 | Commercial_2032_SC B_MW_After Competition Groups_51 | Thermostat Setback | 0.04694% | 0 | 0.67615 | Commercial_2032_SC B_MW_After Competition Groups_Thermostat Setback
Commercial | Com ¦ PTAC (12 EER/10,000 BTU) | 2032 | SC B | MW | After Competition Groups | 0.32224 | 0 | 0 | 1440.5795 | 0.00022369 | 52 | Commercial_2032_SC B_MW_After Competition Groups_52 | PTAC (12 EER/10,000 BTU) | 0.02237% | 0 | 0.32224 | Commercial_2032_SC B_MW_After Competition Groups_PTAC (12 EER/10,000 BTU)
Commercial | Com ¦ ECM MOTORS FOR HVAC APPLICATION (FAN-POWERED VAV BOX) | 2032 | SC B | MW | After Competition Groups | 0.28596 | 0 | 0 | 1440.5795 | 0.0001985 | 53 | Commercial_2032_SC B_MW_After Competition Groups_53 | ECM MOTORS FOR HVAC APPLICATION (FAN-POWERED VAV BOX) | 0.01985% | 0 | 0.28596 | Commercial_2032_SC B_MW_After Competition Groups_ECM MOTORS FOR HVAC APPLICATION (FAN-POWERED VAV BOX)
Commercial | COM ¦ Ductless Mini-Split Heat Pumps | 2032 | SC B | MW | After Competition Groups | 0.24451 | 0 | 0 | 1440.5795 | 0.00016973 | 54 | Commercial_2032_SC B_MW_After Competition Groups_54 | Ductless Mini-Split Heat Pumps | 0.01697% | 0 | 0.24451 | Commercial_2032_SC B_MW_After Competition Groups_Ductless Mini-Split Heat Pumps
Commercial | Com ¦ Solar Water Preheat (Pools/DHW) | 2032 | SC B | MW | After Competition Groups | 0.20239 | 0 | 0 | 1440.5795 | 0.00014049 | 55 | Commercial_2032_SC B_MW_After Competition Groups_55 | Solar Water Preheat (Pools/DHW) | 0.01405% | 0 | 0.20239 | Commercial_2032_SC B_MW_After Competition Groups_Solar Water Preheat (Pools/DHW)
Commercial | Com ¦ Auto Off Time Switch or Time Clock control | 2032 | SC B | MW | After Competition Groups | 0.16208 | 0 | 0 | 1440.5795 | 0.00011251 | 56 | Commercial_2032_SC B_MW_After Competition Groups_56 | Auto Off Time Switch or Time Clock control | 0.01125% | 0 | 0.16208 | Commercial_2032_SC B_MW_After Competition Groups_Auto Off Time Switch or Time Clock control
Commercial | Com ¦ Notched V belts for HVAC Systems | 2032 | SC B | MW | After Competition Groups | 0.15581 | 0 | 0 | 1440.5795 | 0.00010815 | 57 | Commercial_2032_SC B_MW_After Competition Groups_57 | Notched V belts for HVAC Systems | 0.01082% | 0 | 0.15581 | Commercial_2032_SC B_MW_After Competition Groups_Notched V belts for HVAC Systems
Commercial | Com ¦ CEE Tier 2/Energy Star Clothes Washers | 2032 | SC B | MW | After Competition Groups | 0.1395 | 0 | 0 | 1440.5795 | 9.6834e-05 | 58 | Commercial_2032_SC B_MW_After Competition Groups_58 | CEE Tier 2/Energy Star Clothes Washers | 0.009683% | 0 | 0.1395 | Commercial_2032_SC B_MW_After Competition Groups_CEE Tier 2/Energy Star Clothes Washers
Commercial | Com ¦ Demand controlled Circulating Systems | 2032 | SC B | MW | After Competition Groups | 0.13617 | 0 | 0 | 1440.5795 | 9.4525e-05 | 59 | Commercial_2032_SC B_MW_After Competition Groups_59 | Demand controlled Circulating Systems | 0.009452% | 0 | 0.13617 | Commercial_2032_SC B_MW_After Competition Groups_Demand controlled Circulating Systems
Commercial | Com ¦ HVAC Optimization | 2032 | SC B | MW | After Competition Groups | 0.094262 | 0 | 0 | 1440.5795 | 6.5434e-05 | 60 | Commercial_2032_SC B_MW_After Competition Groups_60 | HVAC Optimization | 0.006543% | 0 | 0.094262 | Commercial_2032_SC B_MW_After Competition Groups_HVAC Optimization
Commercial | Com ¦ Low Flow Pre-Rinse Spray Nozzle | 2032 | SC B | MW | After Competition Groups | 0.079012 | 0 | 0 | 1440.5795 | 5.4847e-05 | 61 | Commercial_2032_SC B_MW_After Competition Groups_61 | Low Flow Pre-Rinse Spray Nozzle | 0.005485% | 0 | 0.079012 | Commercial_2032_SC B_MW_After Competition Groups_Low Flow Pre-Rinse Spray Nozzle
Commercial | Com ¦ High Efficiency Small Instantaneous Water Heater | 2032 | SC B | MW | After Competition Groups | 0.071411 | 0 | 0 | 1440.5795 | 4.9571e-05 | 62 | Commercial_2032_SC B_MW_After Competition Groups_62 | High Efficiency Small Instantaneous Water Heater | 0.004957% | 0 | 0.071411 | Commercial_2032_SC B_MW_After Competition Groups_High Efficiency Small Instantaneous Water Heater
Commercial | Com ¦ Commercial Hot Food Holding Cabinets | 2032 | SC B | MW | After Competition Groups | 0.06943 | 0 | 0 | 1440.5795 | 4.8196e-05 | 63 | Commercial_2032_SC B_MW_After Competition Groups_63 | Commercial Hot Food Holding Cabinets | 0.00482% | 0 | 0.06943 | Commercial_2032_SC B_MW_After Competition Groups_Commercial Hot Food Holding Cabinets
Commercial | Com ¦ Efficient compressor motor | 2032 | SC B | MW | After Competition Groups | 0.055625 | 0 | 0 | 1440.5795 | 3.8613e-05 | 64 | Commercial_2032_SC B_MW_After Competition Groups_64 | Efficient compressor motor | 0.003861% | 0 | 0.055625 | Commercial_2032_SC B_MW_After Competition Groups_Efficient compressor motor
Commercial | Com ¦ Room AC (w/ louvered sides) 14 SEER from 12 SEER code | 2032 | SC B | MW | After Competition Groups | 0.050045 | 0 | 0 | 1440.5795 | 3.474e-05 | 65 | Commercial_2032_SC B_MW_After Competition Groups_65 | Room AC (w/ louvered sides) 14 SEER from 12 SEER code | 0.003474% | 0 | 0.050045 | Commercial_2032_SC B_MW_After Competition Groups_Room AC (w/ louvered sides) 14 SEER from 12 SEER code
Commercial | Com ¦ Wall Insulation | 2032 | SC B | MW | After Competition Groups | 0.049807 | 0 | 0 | 1440.5795 | 3.4574e-05 | 66 | Commercial_2032_SC B_MW_After Competition Groups_66 | Wall Insulation | 0.003457% | 0 | 0.049807 | Commercial_2032_SC B_MW_After Competition Groups_Wall Insulation
Commercial | Com ¦ Condensing Unit Heaters or other Efficient Unit Heating System | 2032 | SC B | MW | After Competition Groups | 0.046619 | 0 | 0 | 1440.5795 | 3.2361e-05 | 67 | Commercial_2032_SC B_MW_After Competition Groups_67 | Condensing Unit Heaters or other Efficient Unit Heating System | 0.003236% | 0 | 0.046619 | Commercial_2032_SC B_MW_After Competition Groups_Condensing Unit Heaters or other Efficient Unit Heating System
Commercial | Com ¦ LED RECESSED DOWNLIGHTS | 2032 | SC B | MW | After Competition Groups | 0.046235 | 0 | 0 | 1440.5795 | 3.2095e-05 | 68 | Commercial_2032_SC B_MW_After Competition Groups_68 | LED RECESSED DOWNLIGHTS | 0.003209% | 0 | 0.046235 | Commercial_2032_SC B_MW_After Competition Groups_LED RECESSED DOWNLIGHTS
Commercial | Com ¦ Energy Recovery Ventilation and Ventilation (Enhanced) | 2032 | SC B | MW | After Competition Groups | 0.030944 | 0 | 0 | 1440.5795 | 2.148e-05 | 69 | Commercial_2032_SC B_MW_After Competition Groups_69 | Energy Recovery Ventilation and Ventilation (Enhanced) | 0.002148% | 0 | 0.030944 | Commercial_2032_SC B_MW_After Competition Groups_Energy Recovery Ventilation and Ventilation (Enhanced)
Commercial | Com ¦ High Efficiency Chiller (avg of water and air cooled) | 2032 | SC B | MW | After Competition Groups | 0.030217 | 0 | 0 | 1440.5795 | 2.0976e-05 | 70 | Commercial_2032_SC B_MW_After Competition Groups_70 | High Efficiency Chiller (avg of water and air cooled) | 0.002098% | 0 | 0.030217 | Commercial_2032_SC B_MW_After Competition Groups_High Efficiency Chiller (avg of water and air cooled)
Commercial | Com ¦ VSD Air Compressor | 2032 | SC B | MW | After Competition Groups | 0.023048 | 0 | 0 | 1440.5795 | 1.5999e-05 | 71 | Commercial_2032_SC B_MW_After Competition Groups_71 | VSD Air Compressor | 0.0016% | 0 | 0.023048 | Commercial_2032_SC B_MW_After Competition Groups_VSD Air Compressor
Commercial | Com ¦ Air Curtains | 2032 | SC B | MW | After Competition Groups | 0.0063266 | 0 | 0 | 1440.5795 | 4.3917e-06 | 72 | Commercial_2032_SC B_MW_After Competition Groups_72 | Air Curtains | 0.0004392% | 0 | 0.0063266 | Commercial_2032_SC B_MW_After Competition Groups_Air Curtains
Commercial | Com ¦ EC Plug Fan for Data Center (under cabinet) | 2032 | SC B | MW | After Competition Groups | 0.0047516 | 0 | 0 | 1440.5795 | 3.2984e-06 | 73 | Commercial_2032_SC B_MW_After Competition Groups_73 | EC Plug Fan for Data Center (under cabinet) | 0.0003298% | 0 | 0.0047516 | Commercial_2032_SC B_MW_After Competition Groups_EC Plug Fan for Data Center (under cabinet)
Commercial | Com ¦ Electric Convection Combination Ovens | 2032 | SC B | MW | After Competition Groups | 0.00033053 | 0 | 0 | 1440.5795 | 2.2944e-07 | 74 | Commercial_2032_SC B_MW_After Competition Groups_74 | Electric Convection Combination Ovens | 2.294e-05% | 0 | 0.00033053 | Commercial_2032_SC B_MW_After Competition Groups_Electric Convection Combination Ovens
Commercial | Com ¦ LLLC - Low Impact Application | 2032 | SC B | MW | After Competition Groups | 4.0839e-19 | 0 | 0 | 1440.5795 | 2.8349e-22 | 75 | Commercial_2032_SC B_MW_After Competition Groups_75 | LLLC - Low Impact Application | 2.835e-20% | 0 | 4.0839e-19 | Commercial_2032_SC B_MW_After Competition Groups_LLLC - Low Impact Application
Commercial | Com ¦ LLLC - High Impact Application | 2032 | SC B | MW | After Competition Groups | 1.4218e-19 | 0 | 0 | 1440.5795 | 9.8698e-23 | 76 | Commercial_2032_SC B_MW_After Competition Groups_76 | LLLC - High Impact Application | 9.87e-21% | 0 | 1.4218e-19 | Commercial_2032_SC B_MW_After Competition Groups_LLLC - High Impact Application
Commercial | Com ¦ Networked/Connected - High Impact Application | 2032 | SC B | MW | After Competition Groups | 1.5493e-21 | 0 | 0 | 1440.5795 | 1.0755e-24 | 77 | Commercial_2032_SC B_MW_After Competition Groups_77 | Networked/Connected - High Impact Application | 1.075e-22% | 0 | 1.5493e-21 | Commercial_2032_SC B_MW_After Competition Groups_Networked/Connected - High Impact Application
Commercial | Com ¦ Networked/Connected - Low Impact Application | 2032 | SC B | MW | After Competition Groups | 8.8559e-22 | 0 | 0 | 1440.5795 | 6.1475e-25 | 78 | Commercial_2032_SC B_MW_After Competition Groups_78 | Networked/Connected - Low Impact Application | 6.147e-23% | 0 | 8.8559e-22 | Commercial_2032_SC B_MW_After Competition Groups_Networked/Connected - Low Impact Application
Commercial | Com ¦ Indoor Daylight Sensors/Photocell Dimming Control | 2032 | SC B | MW | After Competition Groups | 0 | 0 | 0 | 1440.5795 | 0 | 79 | Commercial_2032_SC B_MW_After Competition Groups_79 | Indoor Daylight Sensors/Photocell Dimming Control | 0% | 0 | 0 | Commercial_2032_SC B_MW_After Competition Groups_Indoor Daylight Sensors/Photocell Dimming Control
Commercial | Com ¦ Variable Refrigerant Flow Heat Pump | 2032 | SC B | MW | After Competition Groups | 0 | 0 | 0 | 1440.5795 | 0 | 80 | Commercial_2032_SC B_MW_After Competition Groups_80 | Variable Refrigerant Flow Heat Pump | 0% | 0 | 0 | Commercial_2032_SC B_MW_After Competition Groups_Variable Refrigerant Flow Heat Pump
Commercial | Com ¦ LED Low/High Bay | 2032 | SC C | MW | After Competition Groups | 152.8732 | 0 | 0 | 1059.6692 | 0.14427 | 1 | Commercial_2032_SC C_MW_After Competition Groups_1 | LED Low/High Bay | 14.43% | 0 | 152.8732 | Commercial_2032_SC C_MW_After Competition Groups_LED Low/High Bay
Commercial | Com ¦ LED Troffer/Surface/Suspended | 2032 | SC C | MW | After Competition Groups | 124.605 | 0 | 0 | 1059.6692 | 0.11759 | 2 | Commercial_2032_SC C_MW_After Competition Groups_2 | LED Troffer/Surface/Suspended | 11.76% | 0 | 124.605 | Commercial_2032_SC C_MW_After Competition Groups_LED Troffer/Surface/Suspended
Commercial | Com ¦ ENERGY STAR LED LAMPS (REFLECTOR LAMPs/MR16/PAR 16) | 2032 | SC C | MW | After Competition Groups | 119.8392 | 0 | 0 | 1059.6692 | 0.11309 | 3 | Commercial_2032_SC C_MW_After Competition Groups_3 | ENERGY STAR LED LAMPS (REFLECTOR LAMPs/MR16/PAR 16) | 11.31% | 0 | 119.8392 | Commercial_2032_SC C_MW_After Competition Groups_ENERGY STAR LED LAMPS (REFLECTOR LAMPs/MR16/PAR 16)
Commercial | Com ¦ LED Replacement Lamp (Tube) | 2032 | SC C | MW | After Competition Groups | 72.1114 | 0 | 0 | 1059.6692 | 0.068051 | 4 | Commercial_2032_SC C_MW_After Competition Groups_4 | LED Replacement Lamp (Tube) | 6.805% | 0 | 72.1114 | Commercial_2032_SC C_MW_After Competition Groups_LED Replacement Lamp (Tube)
Commercial | Com ¦ High Efficiency Air Source Heat Pump | 2032 | SC C | MW | After Competition Groups | 66.668 | 0 | 0 | 1059.6692 | 0.062914 | 5 | Commercial_2032_SC C_MW_After Competition Groups_5 | High Efficiency Air Source Heat Pump | 6.291% | 0 | 66.668 | Commercial_2032_SC C_MW_After Competition Groups_High Efficiency Air Source Heat Pump
Commercial | Com ¦ Building Recommissioning, Operations and Maintenance (O&M) Improvements | 2032 | SC C | MW | After Competition Groups | 62.3477 | 0 | 0 | 1059.6692 | 0.058837 | 6 | Commercial_2032_SC C_MW_After Competition Groups_6 | Building Recommissioning, Operations and Maintenance (O&M) Improvements | 5.884% | 0 | 62.3477 | Commercial_2032_SC C_MW_After Competition Groups_Building Recommissioning, Operations and Maintenance (O&M) Improvements
Commercial | Com ¦ Unitary Air-Conditioning Unit | 2032 | SC C | MW | After Competition Groups | 47.9373 | 0 | 0 | 1059.6692 | 0.045238 | 7 | Commercial_2032_SC C_MW_After Competition Groups_7 | Unitary Air-Conditioning Unit | 4.524% | 0 | 47.9373 | Commercial_2032_SC C_MW_After Competition Groups_Unitary Air-Conditioning Unit
Commercial | Com ¦ Education and Capacity Building/Energy Behavior | 2032 | SC C | MW | After Competition Groups | 36.2149 | 0 | 0 | 1059.6692 | 0.034176 | 8 | Commercial_2032_SC C_MW_After Competition Groups_8 | Education and Capacity Building/Energy Behavior | 3.418% | 0 | 36.2149 | Commercial_2032_SC C_MW_After Competition Groups_Education and Capacity Building/Energy Behavior
Commercial | Com ¦ Advanced BAS/Controllers | 2032 | SC C | MW | After Competition Groups | 34.3094 | 0 | 0 | 1059.6692 | 0.032377 | 9 | Commercial_2032_SC C_MW_After Competition Groups_9 | Advanced BAS/Controllers | 3.238% | 0 | 34.3094 | Commercial_2032_SC C_MW_After Competition Groups_Advanced BAS/Controllers
Commercial | Com ¦ Data Center Storage/Server Virtualization | 2032 | SC C | MW | After Competition Groups | 25.7773 | 0 | 0 | 1059.6692 | 0.024326 | 10 | Commercial_2032_SC C_MW_After Competition Groups_10 | Data Center Storage/Server Virtualization | 2.433% | 0 | 25.7773 | Commercial_2032_SC C_MW_After Competition Groups_Data Center Storage/Server Virtualization
Commercial | Com ¦ Refrigerated Display Case Doors | 2032 | SC C | MW | After Competition Groups | 25.3363 | 0 | 0 | 1059.6692 | 0.02391 | 11 | Commercial_2032_SC C_MW_After Competition Groups_11 | Refrigerated Display Case Doors | 2.391% | 0 | 25.3363 | Commercial_2032_SC C_MW_After Competition Groups_Refrigerated Display Case Doors
Commercial | Com ¦ LED or Equivalent Sign Lighting | 2032 | SC C | MW | After Competition Groups | 25.2111 | 0 | 0 | 1059.6692 | 0.023791 | 12 | Commercial_2032_SC C_MW_After Competition Groups_12 | LED or Equivalent Sign Lighting | 2.379% | 0 | 25.2111 | Commercial_2032_SC C_MW_After Competition Groups_LED or Equivalent Sign Lighting
Commercial | Com ¦ Adaptive Thermostats | 2032 | SC C | MW | After Competition Groups | 24.6834 | 0 | 0 | 1059.6692 | 0.023293 | 13 | Commercial_2032_SC C_MW_After Competition Groups_13 | Adaptive Thermostats | 2.329% | 0 | 24.6834 | Commercial_2032_SC C_MW_After Competition Groups_Adaptive Thermostats
Commercial | Com ¦ Reach-in Shaded Pole to ECM/PSC Evaporator Fan Motor | 2032 | SC C | MW | After Competition Groups | 24.1964 | 0 | 0 | 1059.6692 | 0.022834 | 14 | Commercial_2032_SC C_MW_After Competition Groups_14 | Reach-in Shaded Pole to ECM/PSC Evaporator Fan Motor | 2.283% | 0 | 24.1964 | Commercial_2032_SC C_MW_After Competition Groups_Reach-in Shaded Pole to ECM/PSC Evaporator Fan Motor
Commercial | Com ¦ Strip Curtains | 2032 | SC C | MW | After Competition Groups | 19.858 | 0 | 0 | 1059.6692 | 0.01874 | 15 | Commercial_2032_SC C_MW_After Competition Groups_15 | Strip Curtains | 1.874% | 0 | 19.858 | Commercial_2032_SC C_MW_After Competition Groups_Strip Curtains
Commercial | Com ¦ Furnace Tune-Up | 2032 | SC C | MW | After Competition Groups | 17.0065 | 0 | 0 | 1059.6692 | 0.016049 | 16 | Commercial_2032_SC C_MW_After Competition Groups_16 | Furnace Tune-Up | 1.605% | 0 | 17.0065 | Commercial_2032_SC C_MW_After Competition Groups_Furnace Tune-Up
Commercial | Com ¦ Chilled Water Optimization | 2032 | SC C | MW | After Competition Groups | 16.8632 | 0 | 0 | 1059.6692 | 0.015914 | 17 | Commercial_2032_SC C_MW_After Competition Groups_17 | Chilled Water Optimization | 1.591% | 0 | 16.8632 | Commercial_2032_SC C_MW_After Competition Groups_Chilled Water Optimization
Commercial | Com ¦ Demand Control Ventilation | 2032 | SC C | MW | After Competition Groups | 15.2625 | 0 | 0 | 1059.6692 | 0.014403 | 18 | Commercial_2032_SC C_MW_After Competition Groups_18 | Demand Control Ventilation | 1.44% | 0 | 15.2625 | Commercial_2032_SC C_MW_After Competition Groups_Demand Control Ventilation
Commercial | Com ¦ ENERGY STAR LED LAMPS (General Service Lamps) | 2032 | SC C | MW | After Competition Groups | 14.7376 | 0 | 0 | 1059.6692 | 0.013908 | 19 | Commercial_2032_SC C_MW_After Competition Groups_19 | ENERGY STAR LED LAMPS (General Service Lamps) | 1.391% | 0 | 14.7376 | Commercial_2032_SC C_MW_After Competition Groups_ENERGY STAR LED LAMPS (General Service Lamps)
Commercial | Com ¦ Centrally controlled desktop PC/NETWORK PC POWER MANAGEMENT SOFTWARE | 2032 | SC C | MW | After Competition Groups | 14.0691 | 0 | 0 | 1059.6692 | 0.013277 | 20 | Commercial_2032_SC C_MW_After Competition Groups_20 | Centrally controlled desktop PC/NETWORK PC POWER MANAGEMENT SOFTWARE | 1.328% | 0 | 14.0691 | Commercial_2032_SC C_MW_After Competition Groups_Centrally controlled desktop PC/NETWORK PC POWER MANAGEMENT SOFTWARE
Commercial | Com ¦ Variable Frequency Drive (VFD) | 2032 | SC C | MW | After Competition Groups | 11.9744 | 0 | 0 | 1059.6692 | 0.0113 | 21 | Commercial_2032_SC C_MW_After Competition Groups_21 | Variable Frequency Drive (VFD) | 1.13% | 0 | 11.9744 | Commercial_2032_SC C_MW_After Competition Groups_Variable Frequency Drive (VFD)
Commercial | Com ¦ VFD on Pumps | 2032 | SC C | MW | After Competition Groups | 11.1832 | 0 | 0 | 1059.6692 | 0.010554 | 22 | Commercial_2032_SC C_MW_After Competition Groups_22 | VFD on Pumps | 1.055% | 0 | 11.1832 | Commercial_2032_SC C_MW_After Competition Groups_VFD on Pumps
Commercial | Com ¦ Refrigerated Display Case LED | 2032 | SC C | MW | After Competition Groups | 10.199 | 0 | 0 | 1059.6692 | 0.0096247 | 23 | Commercial_2032_SC C_MW_After Competition Groups_23 | Refrigerated Display Case LED | 0.9625% | 0 | 10.199 | Commercial_2032_SC C_MW_After Competition Groups_Refrigerated Display Case LED
Commercial | Com ¦ Air Handler with Dedicated Outdoor Air Systems | 2032 | SC C | MW | After Competition Groups | 6.6486 | 0 | 0 | 1059.6692 | 0.0062742 | 24 | Commercial_2032_SC C_MW_After Competition Groups_24 | Air Handler with Dedicated Outdoor Air Systems | 0.6274% | 0 | 6.6486 | Commercial_2032_SC C_MW_After Competition Groups_Air Handler with Dedicated Outdoor Air Systems
Commercial | Com ¦ LED EXTERIOR AREA LIGHTS - LED fixture (200W) | 2032 | SC C | MW | After Competition Groups | 6.3711 | 0 | 0 | 1059.6692 | 0.0060124 | 25 | Commercial_2032_SC C_MW_After Competition Groups_25 | LED EXTERIOR AREA LIGHTS - LED fixture (200W) | 0.6012% | 0 | 6.3711 | Commercial_2032_SC C_MW_After Competition Groups_LED EXTERIOR AREA LIGHTS - LED fixture (200W)
Commercial | Com ¦ ECM MOTORS FOR EVAPORATOR FANS for refrigeration (WALK-IN) | 2032 | SC C | MW | After Competition Groups | 6.1349 | 0 | 0 | 1059.6692 | 0.0057894 | 26 | Commercial_2032_SC C_MW_After Competition Groups_26 | ECM MOTORS FOR EVAPORATOR FANS for refrigeration (WALK-IN) | 0.5789% | 0 | 6.1349 | Commercial_2032_SC C_MW_After Competition Groups_ECM MOTORS FOR EVAPORATOR FANS for refrigeration (WALK-IN)
Commercial | Com ¦ LED parking lot fixture | 2032 | SC C | MW | After Competition Groups | 6.1238 | 0 | 0 | 1059.6692 | 0.0057789 | 27 | Commercial_2032_SC C_MW_After Competition Groups_27 | LED parking lot fixture | 0.5779% | 0 | 6.1238 | Commercial_2032_SC C_MW_After Competition Groups_LED parking lot fixture
Commercial | Com ¦ Door Gasket Freezer/Refrigerator | 2032 | SC C | MW | After Competition Groups | 5.9191 | 0 | 0 | 1059.6692 | 0.0055858 | 28 | Commercial_2032_SC C_MW_After Competition Groups_28 | Door Gasket Freezer/Refrigerator | 0.5586% | 0 | 5.9191 | Commercial_2032_SC C_MW_After Competition Groups_Door Gasket Freezer/Refrigerator
Commercial | Com ¦ Demand Control Kitchen Ventilation | 2032 | SC C | MW | After Competition Groups | 5.4275 | 0 | 0 | 1059.6692 | 0.0051219 | 29 | Commercial_2032_SC C_MW_After Competition Groups_29 | Demand Control Kitchen Ventilation | 0.5122% | 0 | 5.4275 | Commercial_2032_SC C_MW_After Competition Groups_Demand Control Kitchen Ventilation
Commercial | Com ¦ Freezer Case Light Sensor | 2032 | SC C | MW | After Competition Groups | 5.2919 | 0 | 0 | 1059.6692 | 0.0049939 | 30 | Commercial_2032_SC C_MW_After Competition Groups_30 | Freezer Case Light Sensor | 0.4994% | 0 | 5.2919 | Commercial_2032_SC C_MW_After Competition Groups_Freezer Case Light Sensor
Commercial | Com ¦ Evaporator Fan Controls | 2032 | SC C | MW | After Competition Groups | 5.1556 | 0 | 0 | 1059.6692 | 0.0048653 | 31 | Commercial_2032_SC C_MW_After Competition Groups_31 | Evaporator Fan Controls | 0.4865% | 0 | 5.1556 | Commercial_2032_SC C_MW_After Competition Groups_Evaporator Fan Controls
Commercial | Com ¦ ENERGY STAR Griddle (74% eff) | 2032 | SC C | MW | After Competition Groups | 4.5015 | 0 | 0 | 1059.6692 | 0.004248 | 32 | Commercial_2032_SC C_MW_After Competition Groups_32 | ENERGY STAR Griddle (74% eff) | 0.4248% | 0 | 4.5015 | Commercial_2032_SC C_MW_After Competition Groups_ENERGY STAR Griddle (74% eff)
Commercial | Com ¦ Water Source Heat Pump (4 ton) | 2032 | SC C | MW | After Competition Groups | 3.9146 | 0 | 0 | 1059.6692 | 0.0036942 | 33 | Commercial_2032_SC C_MW_After Competition Groups_33 | Water Source Heat Pump (4 ton) | 0.3694% | 0 | 3.9146 | Commercial_2032_SC C_MW_After Competition Groups_Water Source Heat Pump (4 ton)
Commercial | Com ¦ LED street light fixture | 2032 | SC C | MW | After Competition Groups | 3.8426 | 0 | 0 | 1059.6692 | 0.0036262 | 34 | Commercial_2032_SC C_MW_After Competition Groups_34 | LED street light fixture | 0.3626% | 0 | 3.8426 | Commercial_2032_SC C_MW_After Competition Groups_LED street light fixture
Commercial | Com ¦ Occupancy Sensors | 2032 | SC C | MW | After Competition Groups | 3.7222 | 0 | 0 | 1059.6692 | 0.0035126 | 35 | Commercial_2032_SC C_MW_After Competition Groups_35 | Occupancy Sensors | 0.3513% | 0 | 3.7222 | Commercial_2032_SC C_MW_After Competition Groups_Occupancy Sensors
Commercial | Com ¦ Duct Insulation, R8 | 2032 | SC C | MW | After Competition Groups | 3.1553 | 0 | 0 | 1059.6692 | 0.0029776 | 36 | Commercial_2032_SC C_MW_After Competition Groups_36 | Duct Insulation, R8 | 0.2978% | 0 | 3.1553 | Commercial_2032_SC C_MW_After Competition Groups_Duct Insulation, R8
Commercial | Com ¦ BEVERAGE VENDING MACHINE CONTROLS | 2032 | SC C | MW | After Competition Groups | 2.1637 | 0 | 0 | 1059.6692 | 0.0020419 | 37 | Commercial_2032_SC C_MW_After Competition Groups_37 | BEVERAGE VENDING MACHINE CONTROLS | 0.2042% | 0 | 2.1637 | Commercial_2032_SC C_MW_After Competition Groups_BEVERAGE VENDING MACHINE CONTROLS
Commercial | Com ¦ Elec Storage WH 2.30 Et | 2032 | SC C | MW | After Competition Groups | 2.0241 | 0 | 0 | 1059.6692 | 0.0019101 | 38 | Commercial_2032_SC C_MW_After Competition Groups_38 | Elec Storage WH 2.30 Et | 0.191% | 0 | 2.0241 | Commercial_2032_SC C_MW_After Competition Groups_Elec Storage WH 2.30 Et
Commercial | Com ¦ Temperature Adjustment in Commercial Freezers | 2032 | SC C | MW | After Competition Groups | 1.8868 | 0 | 0 | 1059.6692 | 0.0017805 | 39 | Commercial_2032_SC C_MW_After Competition Groups_39 | Temperature Adjustment in Commercial Freezers | 0.1781% | 0 | 1.8868 | Commercial_2032_SC C_MW_After Competition Groups_Temperature Adjustment in Commercial Freezers
Commercial | Com ¦ CO Sensors for parking garage exhaust fans | 2032 | SC C | MW | After Competition Groups | 1.6853 | 0 | 0 | 1059.6692 | 0.0015904 | 40 | Commercial_2032_SC C_MW_After Competition Groups_40 | CO Sensors for parking garage exhaust fans | 0.159% | 0 | 1.6853 | Commercial_2032_SC C_MW_After Competition Groups_CO Sensors for parking garage exhaust fans
Commercial | Com ¦ Vertical Night Covers | 2032 | SC C | MW | After Competition Groups | 1.5587 | 0 | 0 | 1059.6692 | 0.001471 | 41 | Commercial_2032_SC C_MW_After Competition Groups_41 | Vertical Night Covers | 0.1471% | 0 | 1.5587 | Commercial_2032_SC C_MW_After Competition Groups_Vertical Night Covers
Commercial | Com ¦ Energy Efficient Laboratory Fume Hood | 2032 | SC C | MW | After Competition Groups | 1.5141 | 0 | 0 | 1059.6692 | 0.0014288 | 42 | Commercial_2032_SC C_MW_After Competition Groups_42 | Energy Efficient Laboratory Fume Hood | 0.1429% | 0 | 1.5141 | Commercial_2032_SC C_MW_After Competition Groups_Energy Efficient Laboratory Fume Hood
Commercial | Com ¦ ENERGY STAR Fryer (84% eff) | 2032 | SC C | MW | After Competition Groups | 1.3339 | 0 | 0 | 1059.6692 | 0.0012588 | 43 | Commercial_2032_SC C_MW_After Competition Groups_43 | ENERGY STAR Fryer (84% eff) | 0.1259% | 0 | 1.3339 | Commercial_2032_SC C_MW_After Competition Groups_ENERGY STAR Fryer (84% eff)
Commercial | Com ¦ Outside Air Economizer | 2032 | SC C | MW | After Competition Groups | 1.2353 | 0 | 0 | 1059.6692 | 0.0011658 | 44 | Commercial_2032_SC C_MW_After Competition Groups_44 | Outside Air Economizer | 0.1166% | 0 | 1.2353 | Commercial_2032_SC C_MW_After Competition Groups_Outside Air Economizer
Commercial | Com ¦ Water Heating (DHW) Pipe Insulation (Add 3/4\ Foam)" | 2032 | SC C | MW | After Competition Groups | 1.1966 | 0 | 0 | 1059.6692 | 0.0011292 | 45 | Commercial_2032_SC C_MW_After Competition Groups_45 | Water Heating (DHW) Pipe Insulation (Add 3/4\ Foam)" | 0.1129% | 0 | 1.1966 | Commercial_2032_SC C_MW_After Competition Groups_Water Heating (DHW) Pipe Insulation (Add 3/4\ Foam)"
Commercial | Com ¦ ENERGY STAR Steam Cookers | 2032 | SC C | MW | After Competition Groups | 0.85618 | 0 | 0 | 1059.6692 | 0.00080797 | 46 | Commercial_2032_SC C_MW_After Competition Groups_46 | ENERGY STAR Steam Cookers | 0.0808% | 0 | 0.85618 | Commercial_2032_SC C_MW_After Competition Groups_ENERGY STAR Steam Cookers
Commercial | Com ¦ Suction Pipe Insulation Freezer/Refrigerator | 2032 | SC C | MW | After Competition Groups | 0.8114 | 0 | 0 | 1059.6692 | 0.00076571 | 47 | Commercial_2032_SC C_MW_After Competition Groups_47 | Suction Pipe Insulation Freezer/Refrigerator | 0.07657% | 0 | 0.8114 | Commercial_2032_SC C_MW_After Competition Groups_Suction Pipe Insulation Freezer/Refrigerator
Commercial | Com ¦ Thermostat Setback | 2032 | SC C | MW | After Competition Groups | 0.67092 | 0 | 0 | 1059.6692 | 0.00063315 | 48 | Commercial_2032_SC C_MW_After Competition Groups_48 | Thermostat Setback | 0.06331% | 0 | 0.67092 | Commercial_2032_SC C_MW_After Competition Groups_Thermostat Setback
Commercial | Com ¦ ENERGY STAR Dishwasher | 2032 | SC C | MW | After Competition Groups | 0.65424 | 0 | 0 | 1059.6692 | 0.0006174 | 49 | Commercial_2032_SC C_MW_After Competition Groups_49 | ENERGY STAR Dishwasher | 0.06174% | 0 | 0.65424 | Commercial_2032_SC C_MW_After Competition Groups_ENERGY STAR Dishwasher
Commercial | Com ¦ Condensing Make Up Air Unit | 2032 | SC C | MW | After Competition Groups | 0.5537 | 0 | 0 | 1059.6692 | 0.00052252 | 50 | Commercial_2032_SC C_MW_After Competition Groups_50 | Condensing Make Up Air Unit | 0.05225% | 0 | 0.5537 | Commercial_2032_SC C_MW_After Competition Groups_Condensing Make Up Air Unit
Commercial | Com ¦ Ozone Laundry Treatment | 2032 | SC C | MW | After Competition Groups | 0.41113 | 0 | 0 | 1059.6692 | 0.00038798 | 51 | Commercial_2032_SC C_MW_After Competition Groups_51 | Ozone Laundry Treatment | 0.0388% | 0 | 0.41113 | Commercial_2032_SC C_MW_After Competition Groups_Ozone Laundry Treatment
Commercial | COM ¦ Ductless Mini-Split Heat Pumps | 2032 | SC C | MW | After Competition Groups | 0.18507 | 0 | 0 | 1059.6692 | 0.00017465 | 52 | Commercial_2032_SC C_MW_After Competition Groups_52 | Ductless Mini-Split Heat Pumps | 0.01747% | 0 | 0.18507 | Commercial_2032_SC C_MW_After Competition Groups_Ductless Mini-Split Heat Pumps
Commercial | Com ¦ ECM MOTORS FOR HVAC APPLICATION (FAN-POWERED VAV BOX) | 2032 | SC C | MW | After Competition Groups | 0.18462 | 0 | 0 | 1059.6692 | 0.00017422 | 53 | Commercial_2032_SC C_MW_After Competition Groups_53 | ECM MOTORS FOR HVAC APPLICATION (FAN-POWERED VAV BOX) | 0.01742% | 0 | 0.18462 | Commercial_2032_SC C_MW_After Competition Groups_ECM MOTORS FOR HVAC APPLICATION (FAN-POWERED VAV BOX)
Commercial | Com ¦ PTAC (12 EER/10,000 BTU) | 2032 | SC C | MW | After Competition Groups | 0.15819 | 0 | 0 | 1059.6692 | 0.00014928 | 54 | Commercial_2032_SC C_MW_After Competition Groups_54 | PTAC (12 EER/10,000 BTU) | 0.01493% | 0 | 0.15819 | Commercial_2032_SC C_MW_After Competition Groups_PTAC (12 EER/10,000 BTU)
Commercial | Com ¦ CEE Tier 2/Energy Star Clothes Washers | 2032 | SC C | MW | After Competition Groups | 0.12335 | 0 | 0 | 1059.6692 | 0.00011641 | 55 | Commercial_2032_SC C_MW_After Competition Groups_55 | CEE Tier 2/Energy Star Clothes Washers | 0.01164% | 0 | 0.12335 | Commercial_2032_SC C_MW_After Competition Groups_CEE Tier 2/Energy Star Clothes Washers
Commercial | Com ¦ Solar Water Preheat (Pools/DHW) | 2032 | SC C | MW | After Competition Groups | 0.0993 | 0 | 0 | 1059.6692 | 9.3709e-05 | 56 | Commercial_2032_SC C_MW_After Competition Groups_56 | Solar Water Preheat (Pools/DHW) | 0.009371% | 0 | 0.0993 | Commercial_2032_SC C_MW_After Competition Groups_Solar Water Preheat (Pools/DHW)
Commercial | Com ¦ Notched V belts for HVAC Systems | 2032 | SC C | MW | After Competition Groups | 0.097541 | 0 | 0 | 1059.6692 | 9.2049e-05 | 57 | Commercial_2032_SC C_MW_After Competition Groups_57 | Notched V belts for HVAC Systems | 0.009205% | 0 | 0.097541 | Commercial_2032_SC C_MW_After Competition Groups_Notched V belts for HVAC Systems
Commercial | Com ¦ HVAC Optimization | 2032 | SC C | MW | After Competition Groups | 0.094262 | 0 | 0 | 1059.6692 | 8.8955e-05 | 58 | Commercial_2032_SC C_MW_After Competition Groups_58 | HVAC Optimization | 0.008895% | 0 | 0.094262 | Commercial_2032_SC C_MW_After Competition Groups_HVAC Optimization
Commercial | Com ¦ Auto Off Time Switch or Time Clock control | 2032 | SC C | MW | After Competition Groups | 0.094064 | 0 | 0 | 1059.6692 | 8.8767e-05 | 59 | Commercial_2032_SC C_MW_After Competition Groups_59 | Auto Off Time Switch or Time Clock control | 0.008877% | 0 | 0.094064 | Commercial_2032_SC C_MW_After Competition Groups_Auto Off Time Switch or Time Clock control
Commercial | Com ¦ LLLC - High Impact Application | 2032 | SC C | MW | After Competition Groups | 0.086432 | 0 | 0 | 1059.6692 | 8.1565e-05 | 60 | Commercial_2032_SC C_MW_After Competition Groups_60 | LLLC - High Impact Application | 0.008157% | 0 | 0.086432 | Commercial_2032_SC C_MW_After Competition Groups_LLLC - High Impact Application
Commercial | Com ¦ Demand controlled Circulating Systems | 2032 | SC C | MW | After Competition Groups | 0.081165 | 0 | 0 | 1059.6692 | 7.6594e-05 | 61 | Commercial_2032_SC C_MW_After Competition Groups_61 | Demand controlled Circulating Systems | 0.007659% | 0 | 0.081165 | Commercial_2032_SC C_MW_After Competition Groups_Demand controlled Circulating Systems
Commercial | Com ¦ Low Flow Pre-Rinse Spray Nozzle | 2032 | SC C | MW | After Competition Groups | 0.065001 | 0 | 0 | 1059.6692 | 6.1341e-05 | 62 | Commercial_2032_SC C_MW_After Competition Groups_62 | Low Flow Pre-Rinse Spray Nozzle | 0.006134% | 0 | 0.065001 | Commercial_2032_SC C_MW_After Competition Groups_Low Flow Pre-Rinse Spray Nozzle
Commercial | Com ¦ LLLC - Low Impact Application | 2032 | SC C | MW | After Competition Groups | 0.057343 | 0 | 0 | 1059.6692 | 5.4114e-05 | 63 | Commercial_2032_SC C_MW_After Competition Groups_63 | LLLC - Low Impact Application | 0.005411% | 0 | 0.057343 | Commercial_2032_SC C_MW_After Competition Groups_LLLC - Low Impact Application
Commercial | Com ¦ Commercial Hot Food Holding Cabinets | 2032 | SC C | MW | After Competition Groups | 0.051295 | 0 | 0 | 1059.6692 | 4.8407e-05 | 64 | Commercial_2032_SC C_MW_After Competition Groups_64 | Commercial Hot Food Holding Cabinets | 0.004841% | 0 | 0.051295 | Commercial_2032_SC C_MW_After Competition Groups_Commercial Hot Food Holding Cabinets
Commercial | Com ¦ LED RECESSED DOWNLIGHTS | 2032 | SC C | MW | After Competition Groups | 0.046235 | 0 | 0 | 1059.6692 | 4.3632e-05 | 65 | Commercial_2032_SC C_MW_After Competition Groups_65 | LED RECESSED DOWNLIGHTS | 0.004363% | 0 | 0.046235 | Commercial_2032_SC C_MW_After Competition Groups_LED RECESSED DOWNLIGHTS
Commercial | Com ¦ High Efficiency Chiller (avg of water and air cooled) | 2032 | SC C | MW | After Competition Groups | 0.03022 | 0 | 0 | 1059.6692 | 2.8518e-05 | 66 | Commercial_2032_SC C_MW_After Competition Groups_66 | High Efficiency Chiller (avg of water and air cooled) | 0.002852% | 0 | 0.03022 | Commercial_2032_SC C_MW_After Competition Groups_High Efficiency Chiller (avg of water and air cooled)
Commercial | Com ¦ Wall Insulation | 2032 | SC C | MW | After Competition Groups | 0.028841 | 0 | 0 | 1059.6692 | 2.7217e-05 | 67 | Commercial_2032_SC C_MW_After Competition Groups_67 | Wall Insulation | 0.002722% | 0 | 0.028841 | Commercial_2032_SC C_MW_After Competition Groups_Wall Insulation
Commercial | Com ¦ High Efficiency Small Instantaneous Water Heater | 2032 | SC C | MW | After Competition Groups | 0.027295 | 0 | 0 | 1059.6692 | 2.5758e-05 | 68 | Commercial_2032_SC C_MW_After Competition Groups_68 | High Efficiency Small Instantaneous Water Heater | 0.002576% | 0 | 0.027295 | Commercial_2032_SC C_MW_After Competition Groups_High Efficiency Small Instantaneous Water Heater
Commercial | Com ¦ Condensing Unit Heaters or other Efficient Unit Heating System | 2032 | SC C | MW | After Competition Groups | 0.026917 | 0 | 0 | 1059.6692 | 2.5402e-05 | 69 | Commercial_2032_SC C_MW_After Competition Groups_69 | Condensing Unit Heaters or other Efficient Unit Heating System | 0.00254% | 0 | 0.026917 | Commercial_2032_SC C_MW_After Competition Groups_Condensing Unit Heaters or other Efficient Unit Heating System
Commercial | Com ¦ Room AC (w/ louvered sides) 14 SEER from 12 SEER code | 2032 | SC C | MW | After Competition Groups | 0.025236 | 0 | 0 | 1059.6692 | 2.3815e-05 | 70 | Commercial_2032_SC C_MW_After Competition Groups_70 | Room AC (w/ louvered sides) 14 SEER from 12 SEER code | 0.002382% | 0 | 0.025236 | Commercial_2032_SC C_MW_After Competition Groups_Room AC (w/ louvered sides) 14 SEER from 12 SEER code
Commercial | Com ¦ Air Curtains | 2032 | SC C | MW | After Competition Groups | 0.021792 | 0 | 0 | 1059.6692 | 2.0564e-05 | 71 | Commercial_2032_SC C_MW_After Competition Groups_71 | Air Curtains | 0.002056% | 0 | 0.021792 | Commercial_2032_SC C_MW_After Competition Groups_Air Curtains
Commercial | Com ¦ Efficient compressor motor | 2032 | SC C | MW | After Competition Groups | 0.020588 | 0 | 0 | 1059.6692 | 1.9429e-05 | 72 | Commercial_2032_SC C_MW_After Competition Groups_72 | Efficient compressor motor | 0.001943% | 0 | 0.020588 | Commercial_2032_SC C_MW_After Competition Groups_Efficient compressor motor
Commercial | Com ¦ VSD Air Compressor | 2032 | SC C | MW | After Competition Groups | 0.019877 | 0 | 0 | 1059.6692 | 1.8758e-05 | 73 | Commercial_2032_SC C_MW_After Competition Groups_73 | VSD Air Compressor | 0.001876% | 0 | 0.019877 | Commercial_2032_SC C_MW_After Competition Groups_VSD Air Compressor
Commercial | Com ¦ Energy Recovery Ventilation and Ventilation (Enhanced) | 2032 | SC C | MW | After Competition Groups | 0.012054 | 0 | 0 | 1059.6692 | 1.1375e-05 | 74 | Commercial_2032_SC C_MW_After Competition Groups_74 | Energy Recovery Ventilation and Ventilation (Enhanced) | 0.001138% | 0 | 0.012054 | Commercial_2032_SC C_MW_After Competition Groups_Energy Recovery Ventilation and Ventilation (Enhanced)
Commercial | Com ¦ EC Plug Fan for Data Center (under cabinet) | 2032 | SC C | MW | After Competition Groups | 0.0032743 | 0 | 0 | 1059.6692 | 3.0899e-06 | 75 | Commercial_2032_SC C_MW_After Competition Groups_75 | EC Plug Fan for Data Center (under cabinet) | 0.000309% | 0 | 0.0032743 | Commercial_2032_SC C_MW_After Competition Groups_EC Plug Fan for Data Center (under cabinet)
Commercial | Com ¦ Electric Convection Combination Ovens | 2032 | SC C | MW | After Competition Groups | 0.00030796 | 0 | 0 | 1059.6692 | 2.9062e-07 | 76 | Commercial_2032_SC C_MW_After Competition Groups_76 | Electric Convection Combination Ovens | 2.906e-05% | 0 | 0.00030796 | Commercial_2032_SC C_MW_After Competition Groups_Electric Convection Combination Ovens
Commercial | Com ¦ Networked/Connected - High Impact Application | 2032 | SC C | MW | After Competition Groups | 0.00024708 | 0 | 0 | 1059.6692 | 2.3317e-07 | 77 | Commercial_2032_SC C_MW_After Competition Groups_77 | Networked/Connected - High Impact Application | 2.332e-05% | 0 | 0.00024708 | Commercial_2032_SC C_MW_After Competition Groups_Networked/Connected - High Impact Application
Commercial | Com ¦ Networked/Connected - Low Impact Application | 2032 | SC C | MW | After Competition Groups | 1.2074e-05 | 0 | 0 | 1059.6692 | 1.1394e-08 | 78 | Commercial_2032_SC C_MW_After Competition Groups_78 | Networked/Connected - Low Impact Application | 1.139e-06% | 0 | 1.2074e-05 | Commercial_2032_SC C_MW_After Competition Groups_Networked/Connected - Low Impact Application
Commercial | Com ¦ Indoor Daylight Sensors/Photocell Dimming Control | 2032 | SC C | MW | After Competition Groups | 0 | 0 | 0 | 1059.6692 | 0 | 79 | Commercial_2032_SC C_MW_After Competition Groups_79 | Indoor Daylight Sensors/Photocell Dimming Control | 0% | 0 | 0 | Commercial_2032_SC C_MW_After Competition Groups_Indoor Daylight Sensors/Photocell Dimming Control
Commercial | Com ¦ Variable Refrigerant Flow Heat Pump | 2032 | SC C | MW | After Competition Groups | 0 | 0 | 0 | 1059.6692 | 0 | 80 | Commercial_2032_SC C_MW_After Competition Groups_80 | Variable Refrigerant Flow Heat Pump | 0% | 0 | 0 | Commercial_2032_SC C_MW_After Competition Groups_Variable Refrigerant Flow Heat Pump
Commercial | Com ¦ LED Low/High Bay | 2032 | SC D | MW | After Competition Groups | 129.3463 | 28687772.3311 | 28.6878 | 989.8199 | 0.13068 | 1 | Commercial_2032_SC D_MW_After Competition Groups_1 | LED Low/High Bay | 13.07% | 28.6878 | 129.3463 | Commercial_2032_SC D_MW_After Competition Groups_LED Low/High Bay
Commercial | Com ¦ ENERGY STAR LED LAMPS (REFLECTOR LAMPs/MR16/PAR 16) | 2032 | SC D | MW | After Competition Groups | 119.8385 | 1707387.2083 | 1.7074 | 989.8199 | 0.12107 | 2 | Commercial_2032_SC D_MW_After Competition Groups_2 | ENERGY STAR LED LAMPS (REFLECTOR LAMPs/MR16/PAR 16) | 12.11% | 1.7074 | 119.8385 | Commercial_2032_SC D_MW_After Competition Groups_ENERGY STAR LED LAMPS (REFLECTOR LAMPs/MR16/PAR 16)
Commercial | Com ¦ LED Troffer/Surface/Suspended | 2032 | SC D | MW | After Competition Groups | 113.5448 | 31746684.4125 | 31.7467 | 989.8199 | 0.11471 | 3 | Commercial_2032_SC D_MW_After Competition Groups_3 | LED Troffer/Surface/Suspended | 11.47% | 31.7467 | 113.5448 | Commercial_2032_SC D_MW_After Competition Groups_LED Troffer/Surface/Suspended
Commercial | Com ¦ LED Replacement Lamp (Tube) | 2032 | SC D | MW | After Competition Groups | 72.1114 | 0 | 0 | 989.8199 | 0.072853 | 4 | Commercial_2032_SC D_MW_After Competition Groups_4 | LED Replacement Lamp (Tube) | 7.285% | 0 | 72.1114 | Commercial_2032_SC D_MW_After Competition Groups_LED Replacement Lamp (Tube)
Commercial | Com ¦ High Efficiency Air Source Heat Pump | 2032 | SC D | MW | After Competition Groups | 66.668 | 1299035.8697 | 1.299 | 989.8199 | 0.067354 | 5 | Commercial_2032_SC D_MW_After Competition Groups_5 | High Efficiency Air Source Heat Pump | 6.735% | 1.299 | 66.668 | Commercial_2032_SC D_MW_After Competition Groups_High Efficiency Air Source Heat Pump
Commercial | Com ¦ Building Recommissioning, Operations and Maintenance (O&M) Improvements | 2032 | SC D | MW | After Competition Groups | 62.0188 | 6006367.2729 | 6.0064 | 989.8199 | 0.062657 | 6 | Commercial_2032_SC D_MW_After Competition Groups_6 | Building Recommissioning, Operations and Maintenance (O&M) Improvements | 6.266% | 6.0064 | 62.0188 | Commercial_2032_SC D_MW_After Competition Groups_Building Recommissioning, Operations and Maintenance (O&M) Improvements
Commercial | Com ¦ Unitary Air-Conditioning Unit | 2032 | SC D | MW | After Competition Groups | 41.4742 | 6794364.4459 | 6.7944 | 989.8199 | 0.041901 | 7 | Commercial_2032_SC D_MW_After Competition Groups_7 | Unitary Air-Conditioning Unit | 4.19% | 6.7944 | 41.4742 | Commercial_2032_SC D_MW_After Competition Groups_Unitary Air-Conditioning Unit
Commercial | Com ¦ Advanced BAS/Controllers | 2032 | SC D | MW | After Competition Groups | 36.3519 | 4800357.7311 | 4.8004 | 989.8199 | 0.036726 | 8 | Commercial_2032_SC D_MW_After Competition Groups_8 | Advanced BAS/Controllers | 3.673% | 4.8004 | 36.3519 | Commercial_2032_SC D_MW_After Competition Groups_Advanced BAS/Controllers
Commercial | Com ¦ Education and Capacity Building/Energy Behavior | 2032 | SC D | MW | After Competition Groups | 36.2149 | 9412305.655 | 9.4123 | 989.8199 | 0.036587 | 9 | Commercial_2032_SC D_MW_After Competition Groups_9 | Education and Capacity Building/Energy Behavior | 3.659% | 9.4123 | 36.2149 | Commercial_2032_SC D_MW_After Competition Groups_Education and Capacity Building/Energy Behavior
Commercial | Com ¦ Data Center Storage/Server Virtualization | 2032 | SC D | MW | After Competition Groups | 25.7773 | 0 | 0 | 989.8199 | 0.026042 | 10 | Commercial_2032_SC D_MW_After Competition Groups_10 | Data Center Storage/Server Virtualization | 2.604% | 0 | 25.7773 | Commercial_2032_SC D_MW_After Competition Groups_Data Center Storage/Server Virtualization
Commercial | Com ¦ Reach-in Shaded Pole to ECM/PSC Evaporator Fan Motor | 2032 | SC D | MW | After Competition Groups | 24.1964 | 2467058.194 | 2.4671 | 989.8199 | 0.024445 | 11 | Commercial_2032_SC D_MW_After Competition Groups_11 | Reach-in Shaded Pole to ECM/PSC Evaporator Fan Motor | 2.445% | 2.4671 | 24.1964 | Commercial_2032_SC D_MW_After Competition Groups_Reach-in Shaded Pole to ECM/PSC Evaporator Fan Motor
Commercial | Com ¦ Adaptive Thermostats | 2032 | SC D | MW | After Competition Groups | 23.6003 | 3366680.0465 | 3.3667 | 989.8199 | 0.023843 | 12 | Commercial_2032_SC D_MW_After Competition Groups_12 | Adaptive Thermostats | 2.384% | 3.3667 | 23.6003 | Commercial_2032_SC D_MW_After Competition Groups_Adaptive Thermostats
Commercial | Com ¦ Strip Curtains | 2032 | SC D | MW | After Competition Groups | 19.8496 | 175774.9057 | 0.17577 | 989.8199 | 0.020054 | 13 | Commercial_2032_SC D_MW_After Competition Groups_13 | Strip Curtains | 2.005% | 0.17577 | 19.8496 | Commercial_2032_SC D_MW_After Competition Groups_Strip Curtains
Commercial | Com ¦ Refrigerated Display Case Doors | 2032 | SC D | MW | After Competition Groups | 18.5794 | 2506849.0382 | 2.5068 | 989.8199 | 0.01877 | 14 | Commercial_2032_SC D_MW_After Competition Groups_14 | Refrigerated Display Case Doors | 1.877% | 2.5068 | 18.5794 | Commercial_2032_SC D_MW_After Competition Groups_Refrigerated Display Case Doors
Commercial | Com ¦ Furnace Tune-Up | 2032 | SC D | MW | After Competition Groups | 17.0064 | 108535.8042 | 0.10854 | 989.8199 | 0.017181 | 15 | Commercial_2032_SC D_MW_After Competition Groups_15 | Furnace Tune-Up | 1.718% | 0.10854 | 17.0064 | Commercial_2032_SC D_MW_After Competition Groups_Furnace Tune-Up
Commercial | Com ¦ Chilled Water Optimization | 2032 | SC D | MW | After Competition Groups | 16.8632 | 1753992.5154 | 1.754 | 989.8199 | 0.017037 | 16 | Commercial_2032_SC D_MW_After Competition Groups_16 | Chilled Water Optimization | 1.704% | 1.754 | 16.8632 | Commercial_2032_SC D_MW_After Competition Groups_Chilled Water Optimization
Commercial | Com ¦ LED or Equivalent Sign Lighting | 2032 | SC D | MW | After Competition Groups | 16.3663 | 1119425.1115 | 1.1194 | 989.8199 | 0.016535 | 17 | Commercial_2032_SC D_MW_After Competition Groups_17 | LED or Equivalent Sign Lighting | 1.653% | 1.1194 | 16.3663 | Commercial_2032_SC D_MW_After Competition Groups_LED or Equivalent Sign Lighting
Commercial | Com ¦ ENERGY STAR LED LAMPS (General Service Lamps) | 2032 | SC D | MW | After Competition Groups | 14.7373 | 241157.7146 | 0.24116 | 989.8199 | 0.014889 | 18 | Commercial_2032_SC D_MW_After Competition Groups_18 | ENERGY STAR LED LAMPS (General Service Lamps) | 1.489% | 0.24116 | 14.7373 | Commercial_2032_SC D_MW_After Competition Groups_ENERGY STAR LED LAMPS (General Service Lamps)
Commercial | Com ¦ Centrally controlled desktop PC/NETWORK PC POWER MANAGEMENT SOFTWARE | 2032 | SC D | MW | After Competition Groups | 14.054 | 841542.8183 | 0.84154 | 989.8199 | 0.014199 | 19 | Commercial_2032_SC D_MW_After Competition Groups_19 | Centrally controlled desktop PC/NETWORK PC POWER MANAGEMENT SOFTWARE | 1.42% | 0.84154 | 14.054 | Commercial_2032_SC D_MW_After Competition Groups_Centrally controlled desktop PC/NETWORK PC POWER MANAGEMENT SOFTWARE
Commercial | Com ¦ Demand Control Ventilation | 2032 | SC D | MW | After Competition Groups | 11.8275 | 1349372.6848 | 1.3494 | 989.8199 | 0.011949 | 20 | Commercial_2032_SC D_MW_After Competition Groups_20 | Demand Control Ventilation | 1.195% | 1.3494 | 11.8275 | Commercial_2032_SC D_MW_After Competition Groups_Demand Control Ventilation
Commercial | Com ¦ Variable Frequency Drive (VFD) | 2032 | SC D | MW | After Competition Groups | 11.6254 | 1369765.8365 | 1.3698 | 989.8199 | 0.011745 | 21 | Commercial_2032_SC D_MW_After Competition Groups_21 | Variable Frequency Drive (VFD) | 1.174% | 1.3698 | 11.6254 | Commercial_2032_SC D_MW_After Competition Groups_Variable Frequency Drive (VFD)
Commercial | Com ¦ VFD on Pumps | 2032 | SC D | MW | After Competition Groups | 10.7882 | 1327573.4981 | 1.3276 | 989.8199 | 0.010899 | 22 | Commercial_2032_SC D_MW_After Competition Groups_22 | VFD on Pumps | 1.09% | 1.3276 | 10.7882 | Commercial_2032_SC D_MW_After Competition Groups_VFD on Pumps
Commercial | Com ¦ Refrigerated Display Case LED | 2032 | SC D | MW | After Competition Groups | 8.3354 | 859964.1464 | 0.85996 | 989.8199 | 0.0084211 | 23 | Commercial_2032_SC D_MW_After Competition Groups_23 | Refrigerated Display Case LED | 0.8421% | 0.85996 | 8.3354 | Commercial_2032_SC D_MW_After Competition Groups_Refrigerated Display Case LED
Commercial | Com ¦ LED EXTERIOR AREA LIGHTS - LED fixture (200W) | 2032 | SC D | MW | After Competition Groups | 6.3062 | 0 | 0 | 989.8199 | 0.0063711 | 24 | Commercial_2032_SC D_MW_After Competition Groups_24 | LED EXTERIOR AREA LIGHTS - LED fixture (200W) | 0.6371% | 0 | 6.3062 | Commercial_2032_SC D_MW_After Competition Groups_LED EXTERIOR AREA LIGHTS - LED fixture (200W)
Commercial | Com ¦ LED parking lot fixture | 2032 | SC D | MW | After Competition Groups | 6.1238 | 4030299.0053 | 4.0303 | 989.8199 | 0.0061867 | 25 | Commercial_2032_SC D_MW_After Competition Groups_25 | LED parking lot fixture | 0.6187% | 4.0303 | 6.1238 | Commercial_2032_SC D_MW_After Competition Groups_LED parking lot fixture
Commercial | Com ¦ ECM MOTORS FOR EVAPORATOR FANS for refrigeration (WALK-IN) | 2032 | SC D | MW | After Competition Groups | 6.0661 | 1084686.9532 | 1.0847 | 989.8199 | 0.0061285 | 26 | Commercial_2032_SC D_MW_After Competition Groups_26 | ECM MOTORS FOR EVAPORATOR FANS for refrigeration (WALK-IN) | 0.6129% | 1.0847 | 6.0661 | Commercial_2032_SC D_MW_After Competition Groups_ECM MOTORS FOR EVAPORATOR FANS for refrigeration (WALK-IN)
Commercial | Com ¦ Door Gasket Freezer/Refrigerator | 2032 | SC D | MW | After Competition Groups | 5.4263 | 366194.4415 | 0.36619 | 989.8199 | 0.0054821 | 27 | Commercial_2032_SC D_MW_After Competition Groups_27 | Door Gasket Freezer/Refrigerator | 0.5482% | 0.36619 | 5.4263 | Commercial_2032_SC D_MW_After Competition Groups_Door Gasket Freezer/Refrigerator
Commercial | Com ¦ Evaporator Fan Controls | 2032 | SC D | MW | After Competition Groups | 5.1556 | 185989.1657 | 0.18599 | 989.8199 | 0.0052086 | 28 | Commercial_2032_SC D_MW_After Competition Groups_28 | Evaporator Fan Controls | 0.5209% | 0.18599 | 5.1556 | Commercial_2032_SC D_MW_After Competition Groups_Evaporator Fan Controls
Commercial | Com ¦ Demand Control Kitchen Ventilation | 2032 | SC D | MW | After Competition Groups | 5.0624 | 1010903.3414 | 1.0109 | 989.8199 | 0.0051145 | 29 | Commercial_2032_SC D_MW_After Competition Groups_29 | Demand Control Kitchen Ventilation | 0.5114% | 1.0109 | 5.0624 | Commercial_2032_SC D_MW_After Competition Groups_Demand Control Kitchen Ventilation
Commercial | Com ¦ Air Handler with Dedicated Outdoor Air Systems | 2032 | SC D | MW | After Competition Groups | 4.9134 | 235979.6415 | 0.23598 | 989.8199 | 0.004964 | 30 | Commercial_2032_SC D_MW_After Competition Groups_30 | Air Handler with Dedicated Outdoor Air Systems | 0.4964% | 0.23598 | 4.9134 | Commercial_2032_SC D_MW_After Competition Groups_Air Handler with Dedicated Outdoor Air Systems
Commercial | Com ¦ ENERGY STAR Griddle (74% eff) | 2032 | SC D | MW | After Competition Groups | 4.5015 | 224398.7316 | 0.2244 | 989.8199 | 0.0045478 | 31 | Commercial_2032_SC D_MW_After Competition Groups_31 | ENERGY STAR Griddle (74% eff) | 0.4548% | 0.2244 | 4.5015 | Commercial_2032_SC D_MW_After Competition Groups_ENERGY STAR Griddle (74% eff)
Commercial | Com ¦ Occupancy Sensors | 2032 | SC D | MW | After Competition Groups | 3.7222 | 6898.9856 | 0.006899 | 989.8199 | 0.0037604 | 32 | Commercial_2032_SC D_MW_After Competition Groups_32 | Occupancy Sensors | 0.376% | 0.006899 | 3.7222 | Commercial_2032_SC D_MW_After Competition Groups_Occupancy Sensors
Commercial | Com ¦ Freezer Case Light Sensor | 2032 | SC D | MW | After Competition Groups | 3.5782 | 700900.7479 | 0.7009 | 989.8199 | 0.003615 | 33 | Commercial_2032_SC D_MW_After Competition Groups_33 | Freezer Case Light Sensor | 0.3615% | 0.7009 | 3.5782 | Commercial_2032_SC D_MW_After Competition Groups_Freezer Case Light Sensor
Commercial | Com ¦ Water Source Heat Pump (4 ton) | 2032 | SC D | MW | After Competition Groups | 3.26 | 588679.9806 | 0.58868 | 989.8199 | 0.0032935 | 34 | Commercial_2032_SC D_MW_After Competition Groups_34 | Water Source Heat Pump (4 ton) | 0.3294% | 0.58868 | 3.26 | Commercial_2032_SC D_MW_After Competition Groups_Water Source Heat Pump (4 ton)
Commercial | Com ¦ Duct Insulation, R8 | 2032 | SC D | MW | After Competition Groups | 3.1376 | 354974.8402 | 0.35497 | 989.8199 | 0.0031699 | 35 | Commercial_2032_SC D_MW_After Competition Groups_35 | Duct Insulation, R8 | 0.317% | 0.35497 | 3.1376 | Commercial_2032_SC D_MW_After Competition Groups_Duct Insulation, R8
Commercial | Com ¦ LED street light fixture | 2032 | SC D | MW | After Competition Groups | 3.0045 | 0 | 0 | 989.8199 | 0.0030354 | 36 | Commercial_2032_SC D_MW_After Competition Groups_36 | LED street light fixture | 0.3035% | 0 | 3.0045 | Commercial_2032_SC D_MW_After Competition Groups_LED street light fixture
Commercial | Com ¦ BEVERAGE VENDING MACHINE CONTROLS | 2032 | SC D | MW | After Competition Groups | 2.0792 | 158581.6372 | 0.15858 | 989.8199 | 0.0021006 | 37 | Commercial_2032_SC D_MW_After Competition Groups_37 | BEVERAGE VENDING MACHINE CONTROLS | 0.2101% | 0.15858 | 2.0792 | Commercial_2032_SC D_MW_After Competition Groups_BEVERAGE VENDING MACHINE CONTROLS
Commercial | Com ¦ Temperature Adjustment in Commercial Freezers | 2032 | SC D | MW | After Competition Groups | 1.8868 | 0 | 0 | 989.8199 | 0.0019062 | 38 | Commercial_2032_SC D_MW_After Competition Groups_38 | Temperature Adjustment in Commercial Freezers | 0.1906% | 0 | 1.8868 | Commercial_2032_SC D_MW_After Competition Groups_Temperature Adjustment in Commercial Freezers
Commercial | Com ¦ Elec Storage WH 2.30 Et | 2032 | SC D | MW | After Competition Groups | 1.8237 | 314112.4044 | 0.31411 | 989.8199 | 0.0018424 | 39 | Commercial_2032_SC D_MW_After Competition Groups_39 | Elec Storage WH 2.30 Et | 0.1842% | 0.31411 | 1.8237 | Commercial_2032_SC D_MW_After Competition Groups_Elec Storage WH 2.30 Et
Commercial | Com ¦ Vertical Night Covers | 2032 | SC D | MW | After Competition Groups | 1.4836 | 88231.3705 | 0.088231 | 989.8199 | 0.0014989 | 40 | Commercial_2032_SC D_MW_After Competition Groups_40 | Vertical Night Covers | 0.1499% | 0.088231 | 1.4836 | Commercial_2032_SC D_MW_After Competition Groups_Vertical Night Covers
Commercial | Com ¦ ENERGY STAR Fryer (84% eff) | 2032 | SC D | MW | After Competition Groups | 1.3243 | 117940.0214 | 0.11794 | 989.8199 | 0.001338 | 41 | Commercial_2032_SC D_MW_After Competition Groups_41 | ENERGY STAR Fryer (84% eff) | 0.1338% | 0.11794 | 1.3243 | Commercial_2032_SC D_MW_After Competition Groups_ENERGY STAR Fryer (84% eff)
Commercial | Com ¦ CO Sensors for parking garage exhaust fans | 2032 | SC D | MW | After Competition Groups | 1.3207 | 199584.259 | 0.19958 | 989.8199 | 0.0013343 | 42 | Commercial_2032_SC D_MW_After Competition Groups_42 | CO Sensors for parking garage exhaust fans | 0.1334% | 0.19958 | 1.3207 | Commercial_2032_SC D_MW_After Competition Groups_CO Sensors for parking garage exhaust fans
Commercial | Com ¦ Outside Air Economizer | 2032 | SC D | MW | After Competition Groups | 1.2353 | 119775.2356 | 0.11978 | 989.8199 | 0.001248 | 43 | Commercial_2032_SC D_MW_After Competition Groups_43 | Outside Air Economizer | 0.1248% | 0.11978 | 1.2353 | Commercial_2032_SC D_MW_After Competition Groups_Outside Air Economizer
Commercial | Com ¦ Energy Efficient Laboratory Fume Hood | 2032 | SC D | MW | After Competition Groups | 1.2342 | 189092.2082 | 0.18909 | 989.8199 | 0.0012469 | 44 | Commercial_2032_SC D_MW_After Competition Groups_44 | Energy Efficient Laboratory Fume Hood | 0.1247% | 0.18909 | 1.2342 | Commercial_2032_SC D_MW_After Competition Groups_Energy Efficient Laboratory Fume Hood
Commercial | Com ¦ Water Heating (DHW) Pipe Insulation (Add 3/4\ Foam)" | 2032 | SC D | MW | After Competition Groups | 1.1339 | 154726.9246 | 0.15473 | 989.8199 | 0.0011455 | 45 | Commercial_2032_SC D_MW_After Competition Groups_45 | Water Heating (DHW) Pipe Insulation (Add 3/4\ Foam)" | 0.1146% | 0.15473 | 1.1339 | Commercial_2032_SC D_MW_After Competition Groups_Water Heating (DHW) Pipe Insulation (Add 3/4\ Foam)"
Commercial | Com ¦ ENERGY STAR Steam Cookers | 2032 | SC D | MW | After Competition Groups | 0.85186 | 74931.3211 | 0.074931 | 989.8199 | 0.00086062 | 46 | Commercial_2032_SC D_MW_After Competition Groups_46 | ENERGY STAR Steam Cookers | 0.08606% | 0.074931 | 0.85186 | Commercial_2032_SC D_MW_After Competition Groups_ENERGY STAR Steam Cookers
Commercial | Com ¦ Suction Pipe Insulation Freezer/Refrigerator | 2032 | SC D | MW | After Competition Groups | 0.74519 | 83381.9224 | 0.083382 | 989.8199 | 0.00075285 | 47 | Commercial_2032_SC D_MW_After Competition Groups_47 | Suction Pipe Insulation Freezer/Refrigerator | 0.07529% | 0.083382 | 0.74519 | Commercial_2032_SC D_MW_After Competition Groups_Suction Pipe Insulation Freezer/Refrigerator
Commercial | Com ¦ Thermostat Setback | 2032 | SC D | MW | After Competition Groups | 0.67092 | 0 | 0 | 989.8199 | 0.00067783 | 48 | Commercial_2032_SC D_MW_After Competition Groups_48 | Thermostat Setback | 0.06778% | 0 | 0.67092 | Commercial_2032_SC D_MW_After Competition Groups_Thermostat Setback
Commercial | Com ¦ ENERGY STAR Dishwasher | 2032 | SC D | MW | After Competition Groups | 0.58026 | 36401.9348 | 0.036402 | 989.8199 | 0.00058623 | 49 | Commercial_2032_SC D_MW_After Competition Groups_49 | ENERGY STAR Dishwasher | 0.05862% | 0.036402 | 0.58026 | Commercial_2032_SC D_MW_After Competition Groups_ENERGY STAR Dishwasher
Commercial | Com ¦ Condensing Make Up Air Unit | 2032 | SC D | MW | After Competition Groups | 0.32156 | 83784.9533 | 0.083785 | 989.8199 | 0.00032487 | 50 | Commercial_2032_SC D_MW_After Competition Groups_50 | Condensing Make Up Air Unit | 0.03249% | 0.083785 | 0.32156 | Commercial_2032_SC D_MW_After Competition Groups_Condensing Make Up Air Unit
Commercial | Com ¦ Ozone Laundry Treatment | 2032 | SC D | MW | After Competition Groups | 0.28499 | 41813.7852 | 0.041814 | 989.8199 | 0.00028793 | 51 | Commercial_2032_SC D_MW_After Competition Groups_51 | Ozone Laundry Treatment | 0.02879% | 0.041814 | 0.28499 | Commercial_2032_SC D_MW_After Competition Groups_Ozone Laundry Treatment
Commercial | COM ¦ Ductless Mini-Split Heat Pumps | 2032 | SC D | MW | After Competition Groups | 0.18507 | 225.9182 | 0.00022592 | 989.8199 | 0.00018698 | 52 | Commercial_2032_SC D_MW_After Competition Groups_52 | Ductless Mini-Split Heat Pumps | 0.0187% | 0.00022592 | 0.18507 | Commercial_2032_SC D_MW_After Competition Groups_Ductless Mini-Split Heat Pumps
Commercial | Com ¦ ECM MOTORS FOR HVAC APPLICATION (FAN-POWERED VAV BOX) | 2032 | SC D | MW | After Competition Groups | 0.17496 | 26014.6315 | 0.026015 | 989.8199 | 0.00017676 | 53 | Commercial_2032_SC D_MW_After Competition Groups_53 | ECM MOTORS FOR HVAC APPLICATION (FAN-POWERED VAV BOX) | 0.01768% | 0.026015 | 0.17496 | Commercial_2032_SC D_MW_After Competition Groups_ECM MOTORS FOR HVAC APPLICATION (FAN-POWERED VAV BOX)
Commercial | Com ¦ PTAC (12 EER/10,000 BTU) | 2032 | SC D | MW | After Competition Groups | 0.15277 | 20471.9565 | 0.020472 | 989.8199 | 0.00015434 | 54 | Commercial_2032_SC D_MW_After Competition Groups_54 | PTAC (12 EER/10,000 BTU) | 0.01543% | 0.020472 | 0.15277 | Commercial_2032_SC D_MW_After Competition Groups_PTAC (12 EER/10,000 BTU)
Commercial | Com ¦ CEE Tier 2/Energy Star Clothes Washers | 2032 | SC D | MW | After Competition Groups | 0.11752 | 6999.4503 | 0.0069995 | 989.8199 | 0.00011873 | 55 | Commercial_2032_SC D_MW_After Competition Groups_55 | CEE Tier 2/Energy Star Clothes Washers | 0.01187% | 0.0069995 | 0.11752 | Commercial_2032_SC D_MW_After Competition Groups_CEE Tier 2/Energy Star Clothes Washers
Commercial | Com ¦ Solar Water Preheat (Pools/DHW) | 2032 | SC D | MW | After Competition Groups | 0.0993 | 3544.987 | 0.003545 | 989.8199 | 0.00010032 | 56 | Commercial_2032_SC D_MW_After Competition Groups_56 | Solar Water Preheat (Pools/DHW) | 0.01003% | 0.003545 | 0.0993 | Commercial_2032_SC D_MW_After Competition Groups_Solar Water Preheat (Pools/DHW)
Commercial | Com ¦ HVAC Optimization | 2032 | SC D | MW | After Competition Groups | 0.094262 | 212.0347 | 0.00021203 | 989.8199 | 9.5232e-05 | 57 | Commercial_2032_SC D_MW_After Competition Groups_57 | HVAC Optimization | 0.009523% | 0.00021203 | 0.094262 | Commercial_2032_SC D_MW_After Competition Groups_HVAC Optimization
Commercial | Com ¦ Auto Off Time Switch or Time Clock control | 2032 | SC D | MW | After Competition Groups | 0.094064 | 90.2579 | 9.0258e-05 | 989.8199 | 9.5031e-05 | 58 | Commercial_2032_SC D_MW_After Competition Groups_58 | Auto Off Time Switch or Time Clock control | 0.009503% | 9.0258e-05 | 0.094064 | Commercial_2032_SC D_MW_After Competition Groups_Auto Off Time Switch or Time Clock control
Commercial | Com ¦ Notched V belts for HVAC Systems | 2032 | SC D | MW | After Competition Groups | 0.086631 | 7985.6075 | 0.0079856 | 989.8199 | 8.7521e-05 | 59 | Commercial_2032_SC D_MW_After Competition Groups_59 | Notched V belts for HVAC Systems | 0.008752% | 0.0079856 | 0.086631 | Commercial_2032_SC D_MW_After Competition Groups_Notched V belts for HVAC Systems
Commercial | Com ¦ Demand controlled Circulating Systems | 2032 | SC D | MW | After Competition Groups | 0.080118 | 11383.7494 | 0.011384 | 989.8199 | 8.0942e-05 | 60 | Commercial_2032_SC D_MW_After Competition Groups_60 | Demand controlled Circulating Systems | 0.008094% | 0.011384 | 0.080118 | Commercial_2032_SC D_MW_After Competition Groups_Demand controlled Circulating Systems
Commercial | Com ¦ Low Flow Pre-Rinse Spray Nozzle | 2032 | SC D | MW | After Competition Groups | 0.064805 | 2065.0801 | 0.0020651 | 989.8199 | 6.5471e-05 | 61 | Commercial_2032_SC D_MW_After Competition Groups_61 | Low Flow Pre-Rinse Spray Nozzle | 0.006547% | 0.0020651 | 0.064805 | Commercial_2032_SC D_MW_After Competition Groups_Low Flow Pre-Rinse Spray Nozzle
Commercial | Com ¦ Commercial Hot Food Holding Cabinets | 2032 | SC D | MW | After Competition Groups | 0.051295 | 3485.3576 | 0.0034854 | 989.8199 | 5.1822e-05 | 62 | Commercial_2032_SC D_MW_After Competition Groups_62 | Commercial Hot Food Holding Cabinets | 0.005182% | 0.0034854 | 0.051295 | Commercial_2032_SC D_MW_After Competition Groups_Commercial Hot Food Holding Cabinets
Commercial | Com ¦ LED RECESSED DOWNLIGHTS | 2032 | SC D | MW | After Competition Groups | 0.038386 | 12600.4006 | 0.0126 | 989.8199 | 3.8781e-05 | 63 | Commercial_2032_SC D_MW_After Competition Groups_63 | LED RECESSED DOWNLIGHTS | 0.003878% | 0.0126 | 0.038386 | Commercial_2032_SC D_MW_After Competition Groups_LED RECESSED DOWNLIGHTS
Commercial | Com ¦ Condensing Unit Heaters or other Efficient Unit Heating System | 2032 | SC D | MW | After Competition Groups | 0.026805 | 0 | 0 | 989.8199 | 2.7081e-05 | 64 | Commercial_2032_SC D_MW_After Competition Groups_64 | Condensing Unit Heaters or other Efficient Unit Heating System | 0.002708% | 0 | 0.026805 | Commercial_2032_SC D_MW_After Competition Groups_Condensing Unit Heaters or other Efficient Unit Heating System
Commercial | Com ¦ Wall Insulation | 2032 | SC D | MW | After Competition Groups | 0.025971 | 93.5096 | 9.351e-05 | 989.8199 | 2.6238e-05 | 65 | Commercial_2032_SC D_MW_After Competition Groups_65 | Wall Insulation | 0.002624% | 9.351e-05 | 0.025971 | Commercial_2032_SC D_MW_After Competition Groups_Wall Insulation
Commercial | Com ¦ Room AC (w/ louvered sides) 14 SEER from 12 SEER code | 2032 | SC D | MW | After Competition Groups | 0.025213 | 4397.6237 | 0.0043976 | 989.8199 | 2.5473e-05 | 66 | Commercial_2032_SC D_MW_After Competition Groups_66 | Room AC (w/ louvered sides) 14 SEER from 12 SEER code | 0.002547% | 0.0043976 | 0.025213 | Commercial_2032_SC D_MW_After Competition Groups_Room AC (w/ louvered sides) 14 SEER from 12 SEER code
Commercial | Com ¦ High Efficiency Small Instantaneous Water Heater | 2032 | SC D | MW | After Competition Groups | 0.023078 | 8005.5852 | 0.0080056 | 989.8199 | 2.3316e-05 | 67 | Commercial_2032_SC D_MW_After Competition Groups_67 | High Efficiency Small Instantaneous Water Heater | 0.002332% | 0.0080056 | 0.023078 | Commercial_2032_SC D_MW_After Competition Groups_High Efficiency Small Instantaneous Water Heater
Commercial | Com ¦ VSD Air Compressor | 2032 | SC D | MW | After Competition Groups | 0.019877 | 572.3308 | 0.00057233 | 989.8199 | 2.0082e-05 | 68 | Commercial_2032_SC D_MW_After Competition Groups_68 | VSD Air Compressor | 0.002008% | 0.00057233 | 0.019877 | Commercial_2032_SC D_MW_After Competition Groups_VSD Air Compressor
Commercial | Com ¦ Air Curtains | 2032 | SC D | MW | After Competition Groups | 0.019014 | 2717.564 | 0.0027176 | 989.8199 | 1.921e-05 | 69 | Commercial_2032_SC D_MW_After Competition Groups_69 | Air Curtains | 0.001921% | 0.0027176 | 0.019014 | Commercial_2032_SC D_MW_After Competition Groups_Air Curtains
Commercial | Com ¦ High Efficiency Chiller (avg of water and air cooled) | 2032 | SC D | MW | After Competition Groups | 0.014491 | 1878.5781 | 0.0018786 | 989.8199 | 1.464e-05 | 70 | Commercial_2032_SC D_MW_After Competition Groups_70 | High Efficiency Chiller (avg of water and air cooled) | 0.001464% | 0.0018786 | 0.014491 | Commercial_2032_SC D_MW_After Competition Groups_High Efficiency Chiller (avg of water and air cooled)
Commercial | Com ¦ Energy Recovery Ventilation and Ventilation (Enhanced) | 2032 | SC D | MW | After Competition Groups | 0.0079971 | 0 | 0 | 989.8199 | 8.0794e-06 | 71 | Commercial_2032_SC D_MW_After Competition Groups_71 | Energy Recovery Ventilation and Ventilation (Enhanced) | 0.0008079% | 0 | 0.0079971 | Commercial_2032_SC D_MW_After Competition Groups_Energy Recovery Ventilation and Ventilation (Enhanced)
Commercial | Com ¦ Efficient compressor motor | 2032 | SC D | MW | After Competition Groups | 0.0043911 | 4678.9072 | 0.0046789 | 989.8199 | 4.4363e-06 | 72 | Commercial_2032_SC D_MW_After Competition Groups_72 | Efficient compressor motor | 0.0004436% | 0.0046789 | 0.0043911 | Commercial_2032_SC D_MW_After Competition Groups_Efficient compressor motor
Commercial | Com ¦ EC Plug Fan for Data Center (under cabinet) | 2032 | SC D | MW | After Competition Groups | 0.0029309 | 710.7188 | 0.00071072 | 989.8199 | 2.9611e-06 | 73 | Commercial_2032_SC D_MW_After Competition Groups_73 | EC Plug Fan for Data Center (under cabinet) | 0.0002961% | 0.00071072 | 0.0029309 | Commercial_2032_SC D_MW_After Competition Groups_EC Plug Fan for Data Center (under cabinet)
Commercial | Com ¦ LLLC - High Impact Application | 2032 | SC D | MW | After Competition Groups | 0.00077178 | 0.095665 | 9.5665e-08 | 989.8199 | 7.7972e-07 | 74 | Commercial_2032_SC D_MW_After Competition Groups_74 | LLLC - High Impact Application | 7.797e-05% | 9.5665e-08 | 0.00077178 | Commercial_2032_SC D_MW_After Competition Groups_LLLC - High Impact Application
Commercial | Com ¦ Electric Convection Combination Ovens | 2032 | SC D | MW | After Competition Groups | 0.00030796 | 3.5668 | 3.5668e-06 | 989.8199 | 3.1113e-07 | 75 | Commercial_2032_SC D_MW_After Competition Groups_75 | Electric Convection Combination Ovens | 3.111e-05% | 3.5668e-06 | 0.00030796 | Commercial_2032_SC D_MW_After Competition Groups_Electric Convection Combination Ovens
Commercial | Com ¦ LLLC - Low Impact Application | 2032 | SC D | MW | After Competition Groups | 8.9242e-05 | 1.208 | 1.208e-06 | 989.8199 | 9.016e-08 | 76 | Commercial_2032_SC D_MW_After Competition Groups_76 | LLLC - Low Impact Application | 9.016e-06% | 1.208e-06 | 8.9242e-05 | Commercial_2032_SC D_MW_After Competition Groups_LLLC - Low Impact Application
Commercial | Com ¦ Networked/Connected - Low Impact Application | 2032 | SC D | MW | After Competition Groups | 1.9269e-08 | 0.00012101 | 1.2101e-10 | 989.8199 | 1.9468e-11 | 77 | Commercial_2032_SC D_MW_After Competition Groups_77 | Networked/Connected - Low Impact Application | 1.947e-09% | 1.2101e-10 | 1.9269e-08 | Commercial_2032_SC D_MW_After Competition Groups_Networked/Connected - Low Impact Application
Commercial | Com ¦ Networked/Connected - High Impact Application | 2032 | SC D | MW | After Competition Groups | 2.8827e-09 | 4.3504e-06 | 4.3504e-12 | 989.8199 | 2.9123e-12 | 78 | Commercial_2032_SC D_MW_After Competition Groups_78 | Networked/Connected - High Impact Application | 2.912e-10% | 4.3504e-12 | 2.8827e-09 | Commercial_2032_SC D_MW_After Competition Groups_Networked/Connected - High Impact Application
Commercial | Com ¦ Indoor Daylight Sensors/Photocell Dimming Control | 2032 | SC D | MW | After Competition Groups | 0 | 0 | 0 | 989.8199 | 0 | 79 | Commercial_2032_SC D_MW_After Competition Groups_79 | Indoor Daylight Sensors/Photocell Dimming Control | 0% | 0 | 0 | Commercial_2032_SC D_MW_After Competition Groups_Indoor Daylight Sensors/Photocell Dimming Control
Commercial | Com ¦ Variable Refrigerant Flow Heat Pump | 2032 | SC D | MW | After Competition Groups | 0 | 0 | 0 | 989.8199 | 0 | 80 | Commercial_2032_SC D_MW_After Competition Groups_80 | Variable Refrigerant Flow Heat Pump | 0% | 0 | 0 | Commercial_2032_SC D_MW_After Competition Groups_Variable Refrigerant Flow Heat Pump
Commercial | Com ¦ Central Lighting Control System | 2032 | Technical | MW | After Competition Groups | 238.1475 | 0 | 0 | 2564.0292 | 0.09288 | 1 | Commercial_2032_Technical_MW_After Competition Groups_1 | Central Lighting Control System | 9.288% | 0 | 238.1475 | Commercial_2032_Technical_MW_After Competition Groups_Central Lighting Control System
Commercial | Com ¦ Building Recommissioning, Operations and Maintenance (O&M) Improvements | 2032 | Technical | MW | After Competition Groups | 237.8812 | 0 | 0 | 2564.0292 | 0.092776 | 2 | Commercial_2032_Technical_MW_After Competition Groups_2 | Building Recommissioning, Operations and Maintenance (O&M) Improvements | 9.278% | 0 | 237.8812 | Commercial_2032_Technical_MW_After Competition Groups_Building Recommissioning, Operations and Maintenance (O&M) Improvements
Commercial | Com ¦ Education and Capacity Building/Energy Behavior | 2032 | Technical | MW | After Competition Groups | 214.4102 | 0 | 0 | 2564.0292 | 0.083622 | 3 | Commercial_2032_Technical_MW_After Competition Groups_3 | Education and Capacity Building/Energy Behavior | 8.362% | 0 | 214.4102 | Commercial_2032_Technical_MW_After Competition Groups_Education and Capacity Building/Energy Behavior
Commercial | Com ¦ High Efficiency Air Source Heat Pump | 2032 | Technical | MW | After Competition Groups | 177.7818 | 0 | 0 | 2564.0292 | 0.069337 | 4 | Commercial_2032_Technical_MW_After Competition Groups_4 | High Efficiency Air Source Heat Pump | 6.934% | 0 | 177.7818 | Commercial_2032_Technical_MW_After Competition Groups_High Efficiency Air Source Heat Pump
Commercial | Com ¦ LED Low/High Bay | 2032 | Technical | MW | After Competition Groups | 171.0279 | 0 | 0 | 2564.0292 | 0.066703 | 5 | Commercial_2032_Technical_MW_After Competition Groups_5 | LED Low/High Bay | 6.67% | 0 | 171.0279 | Commercial_2032_Technical_MW_After Competition Groups_LED Low/High Bay
Commercial | Com ¦ Variable Refrigerant Flow Heat Pump | 2032 | Technical | MW | After Competition Groups | 141.168 | 0 | 0 | 2564.0292 | 0.055057 | 6 | Commercial_2032_Technical_MW_After Competition Groups_6 | Variable Refrigerant Flow Heat Pump | 5.506% | 0 | 141.168 | Commercial_2032_Technical_MW_After Competition Groups_Variable Refrigerant Flow Heat Pump
Commercial | Com ¦ ENERGY STAR LED LAMPS (REFLECTOR LAMPs/MR16/PAR 16) | 2032 | Technical | MW | After Competition Groups | 136.2205 | 0 | 0 | 2564.0292 | 0.053128 | 7 | Commercial_2032_Technical_MW_After Competition Groups_7 | ENERGY STAR LED LAMPS (REFLECTOR LAMPs/MR16/PAR 16) | 5.313% | 0 | 136.2205 | Commercial_2032_Technical_MW_After Competition Groups_ENERGY STAR LED LAMPS (REFLECTOR LAMPs/MR16/PAR 16)
Commercial | Com ¦ LED Troffer/Surface/Suspended | 2032 | Technical | MW | After Competition Groups | 127.3748 | 0 | 0 | 2564.0292 | 0.049678 | 8 | Commercial_2032_Technical_MW_After Competition Groups_8 | LED Troffer/Surface/Suspended | 4.968% | 0 | 127.3748 | Commercial_2032_Technical_MW_After Competition Groups_LED Troffer/Surface/Suspended
Commercial | Com ¦ Unitary Air-Conditioning Unit | 2032 | Technical | MW | After Competition Groups | 118.3781 | 0 | 0 | 2564.0292 | 0.046169 | 9 | Commercial_2032_Technical_MW_After Competition Groups_9 | Unitary Air-Conditioning Unit | 4.617% | 0 | 118.3781 | Commercial_2032_Technical_MW_After Competition Groups_Unitary Air-Conditioning Unit
Commercial | Com ¦ Advanced BAS/Controllers | 2032 | Technical | MW | After Competition Groups | 96.2678 | 0 | 0 | 2564.0292 | 0.037545 | 10 | Commercial_2032_Technical_MW_After Competition Groups_10 | Advanced BAS/Controllers | 3.755% | 0 | 96.2678 | Commercial_2032_Technical_MW_After Competition Groups_Advanced BAS/Controllers
Commercial | Com ¦ LED Replacement Lamp (Tube) | 2032 | Technical | MW | After Competition Groups | 86.8272 | 0 | 0 | 2564.0292 | 0.033864 | 11 | Commercial_2032_Technical_MW_After Competition Groups_11 | LED Replacement Lamp (Tube) | 3.386% | 0 | 86.8272 | Commercial_2032_Technical_MW_After Competition Groups_LED Replacement Lamp (Tube)
Commercial | Com ¦ Smart Strip Plug Outlets | 2032 | Technical | MW | After Competition Groups | 69.6011 | 0 | 0 | 2564.0292 | 0.027145 | 12 | Commercial_2032_Technical_MW_After Competition Groups_12 | Smart Strip Plug Outlets | 2.715% | 0 | 69.6011 | Commercial_2032_Technical_MW_After Competition Groups_Smart Strip Plug Outlets
Commercial | Com ¦ Refrigerated Display Case Doors | 2032 | Technical | MW | After Competition Groups | 51.5244 | 0 | 0 | 2564.0292 | 0.020095 | 13 | Commercial_2032_Technical_MW_After Competition Groups_13 | Refrigerated Display Case Doors | 2.01% | 0 | 51.5244 | Commercial_2032_Technical_MW_After Competition Groups_Refrigerated Display Case Doors
Commercial | Com ¦ Adaptive Thermostats | 2032 | Technical | MW | After Competition Groups | 42.7025 | 0 | 0 | 2564.0292 | 0.016654 | 14 | Commercial_2032_Technical_MW_After Competition Groups_14 | Adaptive Thermostats | 1.665% | 0 | 42.7025 | Commercial_2032_Technical_MW_After Competition Groups_Adaptive Thermostats
Commercial | Com ¦ Data Center Storage/Server Virtualization | 2032 | Technical | MW | After Competition Groups | 37.1385 | 0 | 0 | 2564.0292 | 0.014484 | 15 | Commercial_2032_Technical_MW_After Competition Groups_15 | Data Center Storage/Server Virtualization | 1.448% | 0 | 37.1385 | Commercial_2032_Technical_MW_After Competition Groups_Data Center Storage/Server Virtualization
Commercial | Com ¦ Demand Control Ventilation | 2032 | Technical | MW | After Competition Groups | 34.8725 | 0 | 0 | 2564.0292 | 0.013601 | 16 | Commercial_2032_Technical_MW_After Competition Groups_16 | Demand Control Ventilation | 1.36% | 0 | 34.8725 | Commercial_2032_Technical_MW_After Competition Groups_Demand Control Ventilation
Commercial | Com ¦ Reach-in Shaded Pole to ECM/PSC Evaporator Fan Motor | 2032 | Technical | MW | After Competition Groups | 33.9394 | 0 | 0 | 2564.0292 | 0.013237 | 17 | Commercial_2032_Technical_MW_After Competition Groups_17 | Reach-in Shaded Pole to ECM/PSC Evaporator Fan Motor | 1.324% | 0 | 33.9394 | Commercial_2032_Technical_MW_After Competition Groups_Reach-in Shaded Pole to ECM/PSC Evaporator Fan Motor
Commercial | Com ¦ Strip Curtains | 2032 | Technical | MW | After Competition Groups | 31.7552 | 0 | 0 | 2564.0292 | 0.012385 | 18 | Commercial_2032_Technical_MW_After Competition Groups_18 | Strip Curtains | 1.238% | 0 | 31.7552 | Commercial_2032_Technical_MW_After Competition Groups_Strip Curtains
Commercial | Com ¦ Chilled Water Optimization | 2032 | Technical | MW | After Competition Groups | 29.0626 | 0 | 0 | 2564.0292 | 0.011335 | 19 | Commercial_2032_Technical_MW_After Competition Groups_19 | Chilled Water Optimization | 1.133% | 0 | 29.0626 | Commercial_2032_Technical_MW_After Competition Groups_Chilled Water Optimization
Commercial | Com ¦ Furnace Tune-Up | 2032 | Technical | MW | After Competition Groups | 28.4068 | 0 | 0 | 2564.0292 | 0.011079 | 20 | Commercial_2032_Technical_MW_After Competition Groups_20 | Furnace Tune-Up | 1.108% | 0 | 28.4068 | Commercial_2032_Technical_MW_After Competition Groups_Furnace Tune-Up
Commercial | Com ¦ LED or Equivalent Sign Lighting | 2032 | Technical | MW | After Competition Groups | 27.3665 | 0 | 0 | 2564.0292 | 0.010673 | 21 | Commercial_2032_Technical_MW_After Competition Groups_21 | LED or Equivalent Sign Lighting | 1.067% | 0 | 27.3665 | Commercial_2032_Technical_MW_After Competition Groups_LED or Equivalent Sign Lighting
Commercial | Com ¦ Adding reflective (White) roof treatment or a green roof | 2032 | Technical | MW | After Competition Groups | 25.4497 | 0 | 0 | 2564.0292 | 0.0099257 | 22 | Commercial_2032_Technical_MW_After Competition Groups_22 | Adding reflective (White) roof treatment or a green roof | 0.9926% | 0 | 25.4497 | Commercial_2032_Technical_MW_After Competition Groups_Adding reflective (White) roof treatment or a green roof
Commercial | Com ¦ Centrally controlled desktop PC/NETWORK PC POWER MANAGEMENT SOFTWARE | 2032 | Technical | MW | After Competition Groups | 24.7227 | 0 | 0 | 2564.0292 | 0.0096421 | 23 | Commercial_2032_Technical_MW_After Competition Groups_23 | Centrally controlled desktop PC/NETWORK PC POWER MANAGEMENT SOFTWARE | 0.9642% | 0 | 24.7227 | Commercial_2032_Technical_MW_After Competition Groups_Centrally controlled desktop PC/NETWORK PC POWER MANAGEMENT SOFTWARE
Commercial | Com ¦ Door Gasket Freezer/Refrigerator | 2032 | Technical | MW | After Competition Groups | 23.7709 | 0 | 0 | 2564.0292 | 0.0092709 | 24 | Commercial_2032_Technical_MW_After Competition Groups_24 | Door Gasket Freezer/Refrigerator | 0.9271% | 0 | 23.7709 | Commercial_2032_Technical_MW_After Competition Groups_Door Gasket Freezer/Refrigerator
Commercial | Com ¦ Refrigerated Display Case LED | 2032 | Technical | MW | After Competition Groups | 22.9157 | 0 | 0 | 2564.0292 | 0.0089374 | 25 | Commercial_2032_Technical_MW_After Competition Groups_25 | Refrigerated Display Case LED | 0.8937% | 0 | 22.9157 | Commercial_2032_Technical_MW_After Competition Groups_Refrigerated Display Case LED
Commercial | Com ¦ Refrigeration Optimization | 2032 | Technical | MW | After Competition Groups | 22.1443 | 0 | 0 | 2564.0292 | 0.0086365 | 26 | Commercial_2032_Technical_MW_After Competition Groups_26 | Refrigeration Optimization | 0.8637% | 0 | 22.1443 | Commercial_2032_Technical_MW_After Competition Groups_Refrigeration Optimization
Commercial | Com ¦ Variable Frequency Drive (VFD) | 2032 | Technical | MW | After Competition Groups | 19.7716 | 0 | 0 | 2564.0292 | 0.0077112 | 27 | Commercial_2032_Technical_MW_After Competition Groups_27 | Variable Frequency Drive (VFD) | 0.7711% | 0 | 19.7716 | Commercial_2032_Technical_MW_After Competition Groups_Variable Frequency Drive (VFD)
Commercial | Com ¦ HOTEL OCCUPANCY CONTROLS (HVAC + LIGHTING) | 2032 | Technical | MW | After Competition Groups | 19.5709 | 0 | 0 | 2564.0292 | 0.0076329 | 28 | Commercial_2032_Technical_MW_After Competition Groups_28 | HOTEL OCCUPANCY CONTROLS (HVAC + LIGHTING) | 0.7633% | 0 | 19.5709 | Commercial_2032_Technical_MW_After Competition Groups_HOTEL OCCUPANCY CONTROLS (HVAC + LIGHTING)
Commercial | Com ¦ VFD on Pumps | 2032 | Technical | MW | After Competition Groups | 18.5039 | 0 | 0 | 2564.0292 | 0.0072167 | 29 | Commercial_2032_Technical_MW_After Competition Groups_29 | VFD on Pumps | 0.7217% | 0 | 18.5039 | Commercial_2032_Technical_MW_After Competition Groups_VFD on Pumps
Commercial | Com ¦ ENERGY STAR LED LAMPS (General Service Lamps) | 2032 | Technical | MW | After Competition Groups | 16.2876 | 0 | 0 | 2564.0292 | 0.0063523 | 30 | Commercial_2032_Technical_MW_After Competition Groups_30 | ENERGY STAR LED LAMPS (General Service Lamps) | 0.6352% | 0 | 16.2876 | Commercial_2032_Technical_MW_After Competition Groups_ENERGY STAR LED LAMPS (General Service Lamps)
Commercial | Com ¦ ENERGY STAR FREEZER | 2032 | Technical | MW | After Competition Groups | 15.4274 | 0 | 0 | 2564.0292 | 0.0060168 | 31 | Commercial_2032_Technical_MW_After Competition Groups_31 | ENERGY STAR FREEZER | 0.6017% | 0 | 15.4274 | Commercial_2032_Technical_MW_After Competition Groups_ENERGY STAR FREEZER
Commercial | Com ¦ Air Handler with Dedicated Outdoor Air Systems | 2032 | Technical | MW | After Competition Groups | 15.0904 | 0 | 0 | 2564.0292 | 0.0058854 | 32 | Commercial_2032_Technical_MW_After Competition Groups_32 | Air Handler with Dedicated Outdoor Air Systems | 0.5885% | 0 | 15.0904 | Commercial_2032_Technical_MW_After Competition Groups_Air Handler with Dedicated Outdoor Air Systems
Commercial | Com ¦ Indoor Daylight Sensors/Photocell Dimming Control | 2032 | Technical | MW | After Competition Groups | 14.7897 | 0 | 0 | 2564.0292 | 0.0057682 | 33 | Commercial_2032_Technical_MW_After Competition Groups_33 | Indoor Daylight Sensors/Photocell Dimming Control | 0.5768% | 0 | 14.7897 | Commercial_2032_Technical_MW_After Competition Groups_Indoor Daylight Sensors/Photocell Dimming Control
Commercial | Com ¦ ENERGY STAR ICE MACHINES - Ice Making Head | 2032 | Technical | MW | After Competition Groups | 13.7066 | 0 | 0 | 2564.0292 | 0.0053457 | 34 | Commercial_2032_Technical_MW_After Competition Groups_34 | ENERGY STAR ICE MACHINES - Ice Making Head | 0.5346% | 0 | 13.7066 | Commercial_2032_Technical_MW_After Competition Groups_ENERGY STAR ICE MACHINES - Ice Making Head
Commercial | Com ¦ Demand Control Kitchen Ventilation | 2032 | Technical | MW | After Competition Groups | 12.1013 | 0 | 0 | 2564.0292 | 0.0047197 | 35 | Commercial_2032_Technical_MW_After Competition Groups_35 | Demand Control Kitchen Ventilation | 0.472% | 0 | 12.1013 | Commercial_2032_Technical_MW_After Competition Groups_Demand Control Kitchen Ventilation
Commercial | Com ¦ Occupancy Sensors | 2032 | Technical | MW | After Competition Groups | 10.3091 | 0 | 0 | 2564.0292 | 0.0040207 | 36 | Commercial_2032_Technical_MW_After Competition Groups_36 | Occupancy Sensors | 0.4021% | 0 | 10.3091 | Commercial_2032_Technical_MW_After Competition Groups_Occupancy Sensors
Commercial | Com ¦ ECM MOTORS FOR EVAPORATOR FANS for refrigeration (WALK-IN) | 2032 | Technical | MW | After Competition Groups | 10.2852 | 0 | 0 | 2564.0292 | 0.0040114 | 37 | Commercial_2032_Technical_MW_After Competition Groups_37 | ECM MOTORS FOR EVAPORATOR FANS for refrigeration (WALK-IN) | 0.4011% | 0 | 10.2852 | Commercial_2032_Technical_MW_After Competition Groups_ECM MOTORS FOR EVAPORATOR FANS for refrigeration (WALK-IN)
Commercial | Com ¦ High R-Value Glass Doors/no-heat glass door | 2032 | Technical | MW | After Competition Groups | 9.7347 | 0 | 0 | 2564.0292 | 0.0037967 | 38 | Commercial_2032_Technical_MW_After Competition Groups_38 | High R-Value Glass Doors/no-heat glass door | 0.3797% | 0 | 9.7347 | Commercial_2032_Technical_MW_After Competition Groups_High R-Value Glass Doors/no-heat glass door
Commercial | Com ¦ Water Source Heat Pump (4 ton) | 2032 | Technical | MW | After Competition Groups | 9.6168 | 0 | 0 | 2564.0292 | 0.0037507 | 39 | Commercial_2032_Technical_MW_After Competition Groups_39 | Water Source Heat Pump (4 ton) | 0.3751% | 0 | 9.6168 | Commercial_2032_Technical_MW_After Competition Groups_Water Source Heat Pump (4 ton)
Commercial | Com ¦ Freezer Case Light Sensor | 2032 | Technical | MW | After Competition Groups | 8.8989 | 0 | 0 | 2564.0292 | 0.0034707 | 40 | Commercial_2032_Technical_MW_After Competition Groups_40 | Freezer Case Light Sensor | 0.3471% | 0 | 8.8989 | Commercial_2032_Technical_MW_After Competition Groups_Freezer Case Light Sensor
Commercial | Com ¦ Evaporator Fan Controls | 2032 | Technical | MW | After Competition Groups | 8.6698 | 0 | 0 | 2564.0292 | 0.0033813 | 41 | Commercial_2032_Technical_MW_After Competition Groups_41 | Evaporator Fan Controls | 0.3381% | 0 | 8.6698 | Commercial_2032_Technical_MW_After Competition Groups_Evaporator Fan Controls
Commercial | Com ¦ ENERGY STAR Refrigerator | 2032 | Technical | MW | After Competition Groups | 7.4384 | 0 | 0 | 2564.0292 | 0.0029011 | 42 | Commercial_2032_Technical_MW_After Competition Groups_42 | ENERGY STAR Refrigerator | 0.2901% | 0 | 7.4384 | Commercial_2032_Technical_MW_After Competition Groups_ENERGY STAR Refrigerator
Commercial | Com ¦ Condensing Make Up Air Unit | 2032 | Technical | MW | After Competition Groups | 7.0075 | 0 | 0 | 2564.0292 | 0.002733 | 43 | Commercial_2032_Technical_MW_After Competition Groups_43 | Condensing Make Up Air Unit | 0.2733% | 0 | 7.0075 | Commercial_2032_Technical_MW_After Competition Groups_Condensing Make Up Air Unit
Commercial | Com ¦ LED EXTERIOR AREA LIGHTS - LED fixture (200W) | 2032 | Technical | MW | After Competition Groups | 6.8764 | 0 | 0 | 2564.0292 | 0.0026819 | 44 | Commercial_2032_Technical_MW_After Competition Groups_44 | LED EXTERIOR AREA LIGHTS - LED fixture (200W) | 0.2682% | 0 | 6.8764 | Commercial_2032_Technical_MW_After Competition Groups_LED EXTERIOR AREA LIGHTS - LED fixture (200W)
Commercial | Com ¦ ENERGY STAR Griddle (74% eff) | 2032 | Technical | MW | After Competition Groups | 6.8357 | 0 | 0 | 2564.0292 | 0.002666 | 45 | Commercial_2032_Technical_MW_After Competition Groups_45 | ENERGY STAR Griddle (74% eff) | 0.2666% | 0 | 6.8357 | Commercial_2032_Technical_MW_After Competition Groups_ENERGY STAR Griddle (74% eff)
Commercial | Com ¦ Super-High Efficiency Furnaces (Emerging Tech) | 2032 | Technical | MW | After Competition Groups | 6.7011 | 0 | 0 | 2564.0292 | 0.0026135 | 46 | Commercial_2032_Technical_MW_After Competition Groups_46 | Super-High Efficiency Furnaces (Emerging Tech) | 0.2614% | 0 | 6.7011 | Commercial_2032_Technical_MW_After Competition Groups_Super-High Efficiency Furnaces (Emerging Tech)
Commercial | Com ¦ LED parking lot fixture | 2032 | Technical | MW | After Competition Groups | 6.5695 | 0 | 0 | 2564.0292 | 0.0025622 | 47 | Commercial_2032_Technical_MW_After Competition Groups_47 | LED parking lot fixture | 0.2562% | 0 | 6.5695 | Commercial_2032_Technical_MW_After Competition Groups_LED parking lot fixture
Commercial | Com ¦ Refrigeration Commissioning | 2032 | Technical | MW | After Competition Groups | 6.0385 | 0 | 0 | 2564.0292 | 0.0023551 | 48 | Commercial_2032_Technical_MW_After Competition Groups_48 | Refrigeration Commissioning | 0.2355% | 0 | 6.0385 | Commercial_2032_Technical_MW_After Competition Groups_Refrigeration Commissioning
Commercial | Com ¦ Elec Storage WH 2.30 Et | 2032 | Technical | MW | After Competition Groups | 5.2906 | 0 | 0 | 2564.0292 | 0.0020634 | 49 | Commercial_2032_Technical_MW_After Competition Groups_49 | Elec Storage WH 2.30 Et | 0.2063% | 0 | 5.2906 | Commercial_2032_Technical_MW_After Competition Groups_Elec Storage WH 2.30 Et
Commercial | Com ¦ Duct Insulation, R8 | 2032 | Technical | MW | After Competition Groups | 5.2148 | 0 | 0 | 2564.0292 | 0.0020338 | 50 | Commercial_2032_Technical_MW_After Competition Groups_50 | Duct Insulation, R8 | 0.2034% | 0 | 5.2148 | Commercial_2032_Technical_MW_After Competition Groups_Duct Insulation, R8
Commercial | Com ¦ BEVERAGE VENDING MACHINE CONTROLS | 2032 | Technical | MW | After Competition Groups | 4.9229 | 0 | 0 | 2564.0292 | 0.00192 | 51 | Commercial_2032_Technical_MW_After Competition Groups_51 | BEVERAGE VENDING MACHINE CONTROLS | 0.192% | 0 | 4.9229 | Commercial_2032_Technical_MW_After Competition Groups_BEVERAGE VENDING MACHINE CONTROLS
Commercial | Com ¦ LED street light fixture | 2032 | Technical | MW | After Competition Groups | 4.1693 | 0 | 0 | 2564.0292 | 0.0016261 | 52 | Commercial_2032_Technical_MW_After Competition Groups_52 | LED street light fixture | 0.1626% | 0 | 4.1693 | Commercial_2032_Technical_MW_After Competition Groups_LED street light fixture
Commercial | Com ¦ Roof Insulation/Ceiling Insulation (R25 Code to R35) | 2032 | Technical | MW | After Competition Groups | 4.0607 | 0 | 0 | 2564.0292 | 0.0015837 | 53 | Commercial_2032_Technical_MW_After Competition Groups_53 | Roof Insulation/Ceiling Insulation (R25 Code to R35) | 0.1584% | 0 | 4.0607 | Commercial_2032_Technical_MW_After Competition Groups_Roof Insulation/Ceiling Insulation (R25 Code to R35)
Commercial | Com ¦ Anti-sweat heat (ASH) controls - Cooler/Freezer | 2032 | Technical | MW | After Competition Groups | 3.3103 | 0 | 0 | 2564.0292 | 0.001291 | 54 | Commercial_2032_Technical_MW_After Competition Groups_54 | Anti-sweat heat (ASH) controls - Cooler/Freezer | 0.1291% | 0 | 3.3103 | Commercial_2032_Technical_MW_After Competition Groups_Anti-sweat heat (ASH) controls - Cooler/Freezer
Commercial | Com ¦ CO Sensors for parking garage exhaust fans | 2032 | Technical | MW | After Competition Groups | 3.3037 | 0 | 0 | 2564.0292 | 0.0012885 | 55 | Commercial_2032_Technical_MW_After Competition Groups_55 | CO Sensors for parking garage exhaust fans | 0.1288% | 0 | 3.3037 | Commercial_2032_Technical_MW_After Competition Groups_CO Sensors for parking garage exhaust fans
Commercial | Com ¦ Temperature Adjustment in Commercial Freezers | 2032 | Technical | MW | After Competition Groups | 3.1696 | 0 | 0 | 2564.0292 | 0.0012362 | 56 | Commercial_2032_Technical_MW_After Competition Groups_56 | Temperature Adjustment in Commercial Freezers | 0.1236% | 0 | 3.1696 | Commercial_2032_Technical_MW_After Competition Groups_Temperature Adjustment in Commercial Freezers
Commercial | Com ¦ Vertical Night Covers | 2032 | Technical | MW | After Competition Groups | 2.6212 | 0 | 0 | 2564.0292 | 0.0010223 | 57 | Commercial_2032_Technical_MW_After Competition Groups_57 | Vertical Night Covers | 0.1022% | 0 | 2.6212 | Commercial_2032_Technical_MW_After Competition Groups_Vertical Night Covers
Commercial | Com ¦ Energy Efficient Laboratory Fume Hood | 2032 | Technical | MW | After Competition Groups | 2.5628 | 0 | 0 | 2564.0292 | 0.00099951 | 58 | Commercial_2032_Technical_MW_After Competition Groups_58 | Energy Efficient Laboratory Fume Hood | 0.09995% | 0 | 2.5628 | Commercial_2032_Technical_MW_After Competition Groups_Energy Efficient Laboratory Fume Hood
Commercial | Com ¦ Ground Source Heat Pump | 2032 | Technical | MW | After Competition Groups | 2.4937 | 0 | 0 | 2564.0292 | 0.00097259 | 59 | Commercial_2032_Technical_MW_After Competition Groups_59 | Ground Source Heat Pump | 0.09726% | 0 | 2.4937 | Commercial_2032_Technical_MW_After Competition Groups_Ground Source Heat Pump
Commercial | Com ¦ Water Heating (DHW) Pipe Insulation (Add 3/4\ Foam)" | 2032 | Technical | MW | After Competition Groups | 2.0003 | 0 | 0 | 2564.0292 | 0.00078013 | 60 | Commercial_2032_Technical_MW_After Competition Groups_60 | Water Heating (DHW) Pipe Insulation (Add 3/4\ Foam)" | 0.07801% | 0 | 2.0003 | Commercial_2032_Technical_MW_After Competition Groups_Water Heating (DHW) Pipe Insulation (Add 3/4\ Foam)"
Commercial | Com ¦ ENERGY STAR Fryer (84% eff) | 2032 | Technical | MW | After Competition Groups | 1.9832 | 0 | 0 | 2564.0292 | 0.00077348 | 61 | Commercial_2032_Technical_MW_After Competition Groups_61 | ENERGY STAR Fryer (84% eff) | 0.07735% | 0 | 1.9832 | Commercial_2032_Technical_MW_After Competition Groups_ENERGY STAR Fryer (84% eff)
Commercial | Com ¦ Outside Air Economizer | 2032 | Technical | MW | After Competition Groups | 1.929 | 0 | 0 | 2564.0292 | 0.00075232 | 62 | Commercial_2032_Technical_MW_After Competition Groups_62 | Outside Air Economizer | 0.07523% | 0 | 1.929 | Commercial_2032_Technical_MW_After Competition Groups_Outside Air Economizer
Commercial | Com ¦ Room AC (w/ louvered sides) 14 SEER from 12 SEER code | 2032 | Technical | MW | After Competition Groups | 1.6659 | 0 | 0 | 2564.0292 | 0.00064971 | 63 | Commercial_2032_Technical_MW_After Competition Groups_63 | Room AC (w/ louvered sides) 14 SEER from 12 SEER code | 0.06497% | 0 | 1.6659 | Commercial_2032_Technical_MW_After Competition Groups_Room AC (w/ louvered sides) 14 SEER from 12 SEER code
Commercial | Com ¦ ENERGY STAR Dishwasher | 2032 | Technical | MW | After Competition Groups | 1.4605 | 0 | 0 | 2564.0292 | 0.00056962 | 64 | Commercial_2032_Technical_MW_After Competition Groups_64 | ENERGY STAR Dishwasher | 0.05696% | 0 | 1.4605 | Commercial_2032_Technical_MW_After Competition Groups_ENERGY STAR Dishwasher
Commercial | Com ¦ LED RECESSED DOWNLIGHTS | 2032 | Technical | MW | After Competition Groups | 1.3925 | 0 | 0 | 2564.0292 | 0.00054311 | 65 | Commercial_2032_Technical_MW_After Competition Groups_65 | LED RECESSED DOWNLIGHTS | 0.05431% | 0 | 1.3925 | Commercial_2032_Technical_MW_After Competition Groups_LED RECESSED DOWNLIGHTS
Commercial | Com ¦ Suction Pipe Insulation Freezer/Refrigerator | 2032 | Technical | MW | After Competition Groups | 1.3623 | 0 | 0 | 2564.0292 | 0.00053131 | 66 | Commercial_2032_Technical_MW_After Competition Groups_66 | Suction Pipe Insulation Freezer/Refrigerator | 0.05313% | 0 | 1.3623 | Commercial_2032_Technical_MW_After Competition Groups_Suction Pipe Insulation Freezer/Refrigerator
Commercial | Com ¦ ENERGY STAR Steam Cookers | 2032 | Technical | MW | After Competition Groups | 1.2997 | 0 | 0 | 2564.0292 | 0.00050689 | 67 | Commercial_2032_Technical_MW_After Competition Groups_67 | ENERGY STAR Steam Cookers | 0.05069% | 0 | 1.2997 | Commercial_2032_Technical_MW_After Competition Groups_ENERGY STAR Steam Cookers
Commercial | Com ¦ Evaporator Coil Defrost (Cooler) | 2032 | Technical | MW | After Competition Groups | 1.159 | 0 | 0 | 2564.0292 | 0.00045203 | 68 | Commercial_2032_Technical_MW_After Competition Groups_68 | Evaporator Coil Defrost (Cooler) | 0.0452% | 0 | 1.159 | Commercial_2032_Technical_MW_After Competition Groups_Evaporator Coil Defrost (Cooler)
Commercial | Com ¦ Ozone Laundry Treatment | 2032 | Technical | MW | After Competition Groups | 0.78539 | 0 | 0 | 2564.0292 | 0.00030631 | 69 | Commercial_2032_Technical_MW_After Competition Groups_69 | Ozone Laundry Treatment | 0.03063% | 0 | 0.78539 | Commercial_2032_Technical_MW_After Competition Groups_Ozone Laundry Treatment
Commercial | Com ¦ Thermostat Setback | 2032 | Technical | MW | After Competition Groups | 0.76091 | 0 | 0 | 2564.0292 | 0.00029677 | 70 | Commercial_2032_Technical_MW_After Competition Groups_70 | Thermostat Setback | 0.02968% | 0 | 0.76091 | Commercial_2032_Technical_MW_After Competition Groups_Thermostat Setback
Commercial | Com ¦ SYNCHRONOUS BELT | 2032 | Technical | MW | After Competition Groups | 0.71881 | 0 | 0 | 2564.0292 | 0.00028034 | 71 | Commercial_2032_Technical_MW_After Competition Groups_71 | SYNCHRONOUS BELT | 0.02803% | 0 | 0.71881 | Commercial_2032_Technical_MW_After Competition Groups_SYNCHRONOUS BELT
Commercial | Com ¦ PTAC (12 EER/10,000 BTU) | 2032 | Technical | MW | After Competition Groups | 0.63204 | 0 | 0 | 2564.0292 | 0.0002465 | 72 | Commercial_2032_Technical_MW_After Competition Groups_72 | PTAC (12 EER/10,000 BTU) | 0.02465% | 0 | 0.63204 | Commercial_2032_Technical_MW_After Competition Groups_PTAC (12 EER/10,000 BTU)
Commercial | Com ¦ Wall Insulation | 2032 | Technical | MW | After Competition Groups | 0.62747 | 0 | 0 | 2564.0292 | 0.00024472 | 73 | Commercial_2032_Technical_MW_After Competition Groups_73 | Wall Insulation | 0.02447% | 0 | 0.62747 | Commercial_2032_Technical_MW_After Competition Groups_Wall Insulation
Commercial | Com ¦ Solar Preheat Make up Air | 2032 | Technical | MW | After Competition Groups | 0.61964 | 0 | 0 | 2564.0292 | 0.00024167 | 74 | Commercial_2032_Technical_MW_After Competition Groups_74 | Solar Preheat Make up Air | 0.02417% | 0 | 0.61964 | Commercial_2032_Technical_MW_After Competition Groups_Solar Preheat Make up Air
Commercial | Com ¦ Efficient compressor motor | 2032 | Technical | MW | After Competition Groups | 0.47163 | 0 | 0 | 2564.0292 | 0.00018394 | 75 | Commercial_2032_Technical_MW_After Competition Groups_75 | Efficient compressor motor | 0.01839% | 0 | 0.47163 | Commercial_2032_Technical_MW_After Competition Groups_Efficient compressor motor
Commercial | Com ¦ Solar Water Preheat (Pools/DHW) | 2032 | Technical | MW | After Competition Groups | 0.40758 | 0 | 0 | 2564.0292 | 0.00015896 | 76 | Commercial_2032_Technical_MW_After Competition Groups_76 | Solar Water Preheat (Pools/DHW) | 0.0159% | 0 | 0.40758 | Commercial_2032_Technical_MW_After Competition Groups_Solar Water Preheat (Pools/DHW)
Commercial | Com ¦ High Efficiency Chiller (avg of water and air cooled) | 2032 | Technical | MW | After Competition Groups | 0.40236 | 0 | 0 | 2564.0292 | 0.00015693 | 77 | Commercial_2032_Technical_MW_After Competition Groups_77 | High Efficiency Chiller (avg of water and air cooled) | 0.01569% | 0 | 0.40236 | Commercial_2032_Technical_MW_After Competition Groups_High Efficiency Chiller (avg of water and air cooled)
Commercial | COM ¦ Ductless Mini-Split Heat Pumps | 2032 | Technical | MW | After Competition Groups | 0.39314 | 0 | 0 | 2564.0292 | 0.00015333 | 78 | Commercial_2032_Technical_MW_After Competition Groups_78 | Ductless Mini-Split Heat Pumps | 0.01533% | 0 | 0.39314 | Commercial_2032_Technical_MW_After Competition Groups_Ductless Mini-Split Heat Pumps
Commercial | Com ¦ ECM MOTORS FOR HVAC APPLICATION (FAN-POWERED VAV BOX) | 2032 | Technical | MW | After Competition Groups | 0.31929 | 0 | 0 | 2564.0292 | 0.00012453 | 79 | Commercial_2032_Technical_MW_After Competition Groups_79 | ECM MOTORS FOR HVAC APPLICATION (FAN-POWERED VAV BOX) | 0.01245% | 0 | 0.31929 | Commercial_2032_Technical_MW_After Competition Groups_ECM MOTORS FOR HVAC APPLICATION (FAN-POWERED VAV BOX)
Commercial | Com ¦ Commercial Hot Food Holding Cabinets | 2032 | Technical | MW | After Competition Groups | 0.29824 | 0 | 0 | 2564.0292 | 0.00011632 | 80 | Commercial_2032_Technical_MW_After Competition Groups_80 | Commercial Hot Food Holding Cabinets | 0.01163% | 0 | 0.29824 | Commercial_2032_Technical_MW_After Competition Groups_Commercial Hot Food Holding Cabinets
Commercial | Com ¦ HVAC Optimization | 2032 | Technical | MW | After Competition Groups | 0.24019 | 0 | 0 | 2564.0292 | 9.3677e-05 | 81 | Commercial_2032_Technical_MW_After Competition Groups_81 | HVAC Optimization | 0.009368% | 0 | 0.24019 | Commercial_2032_Technical_MW_After Competition Groups_HVAC Optimization
Commercial | Com ¦ Auto Off Time Switch or Time Clock control | 2032 | Technical | MW | After Competition Groups | 0.19397 | 0 | 0 | 2564.0292 | 7.5652e-05 | 82 | Commercial_2032_Technical_MW_After Competition Groups_82 | Auto Off Time Switch or Time Clock control | 0.007565% | 0 | 0.19397 | Commercial_2032_Technical_MW_After Competition Groups_Auto Off Time Switch or Time Clock control
Commercial | Com ¦ CEE Tier 2/Energy Star Clothes Washers | 2032 | Technical | MW | After Competition Groups | 0.18081 | 0 | 0 | 2564.0292 | 7.0518e-05 | 83 | Commercial_2032_Technical_MW_After Competition Groups_83 | CEE Tier 2/Energy Star Clothes Washers | 0.007052% | 0 | 0.18081 | Commercial_2032_Technical_MW_After Competition Groups_CEE Tier 2/Energy Star Clothes Washers
Commercial | Com ¦ Demand controlled Circulating Systems | 2032 | Technical | MW | After Competition Groups | 0.12834 | 0 | 0 | 2564.0292 | 5.0052e-05 | 84 | Commercial_2032_Technical_MW_After Competition Groups_84 | Demand controlled Circulating Systems | 0.005005% | 0 | 0.12834 | Commercial_2032_Technical_MW_After Competition Groups_Demand controlled Circulating Systems
Commercial | Com ¦ Heat Pump Water Heater (50 Gallons) | 2032 | Technical | MW | After Competition Groups | 0.12231 | 0 | 0 | 2564.0292 | 4.7701e-05 | 85 | Commercial_2032_Technical_MW_After Competition Groups_85 | Heat Pump Water Heater (50 Gallons) | 0.00477% | 0 | 0.12231 | Commercial_2032_Technical_MW_After Competition Groups_Heat Pump Water Heater (50 Gallons)
Commercial | Com ¦ Low Flow Pre-Rinse Spray Nozzle | 2032 | Technical | MW | After Competition Groups | 0.11013 | 0 | 0 | 2564.0292 | 4.295e-05 | 86 | Commercial_2032_Technical_MW_After Competition Groups_86 | Low Flow Pre-Rinse Spray Nozzle | 0.004295% | 0 | 0.11013 | Commercial_2032_Technical_MW_After Competition Groups_Low Flow Pre-Rinse Spray Nozzle
Commercial | Com ¦ Condensing Unit Heaters or other Efficient Unit Heating System | 2032 | Technical | MW | After Competition Groups | 0.044696 | 0 | 0 | 2564.0292 | 1.7432e-05 | 87 | Commercial_2032_Technical_MW_After Competition Groups_87 | Condensing Unit Heaters or other Efficient Unit Heating System | 0.001743% | 0 | 0.044696 | Commercial_2032_Technical_MW_After Competition Groups_Condensing Unit Heaters or other Efficient Unit Heating System
Commercial | Com ¦ VSD Air Compressor | 2032 | Technical | MW | After Competition Groups | 0.032626 | 0 | 0 | 2564.0292 | 1.2724e-05 | 88 | Commercial_2032_Technical_MW_After Competition Groups_88 | VSD Air Compressor | 0.001272% | 0 | 0.032626 | Commercial_2032_Technical_MW_After Competition Groups_VSD Air Compressor
Commercial | Com ¦ eCube | 2032 | Technical | MW | After Competition Groups | 0.030925 | 0 | 0 | 2564.0292 | 1.2061e-05 | 89 | Commercial_2032_Technical_MW_After Competition Groups_89 | eCube | 0.001206% | 0 | 0.030925 | Commercial_2032_Technical_MW_After Competition Groups_eCube
Commercial | Com ¦ EC Plug Fan for Data Center (under cabinet) | 2032 | Technical | MW | After Competition Groups | 0.024408 | 0 | 0 | 2564.0292 | 9.5194e-06 | 90 | Commercial_2032_Technical_MW_After Competition Groups_90 | EC Plug Fan for Data Center (under cabinet) | 0.0009519% | 0 | 0.024408 | Commercial_2032_Technical_MW_After Competition Groups_EC Plug Fan for Data Center (under cabinet)
Commercial | Com ¦ Exterior Photocell | 2032 | Technical | MW | After Competition Groups | 0.01454 | 0 | 0 | 2564.0292 | 5.6706e-06 | 91 | Commercial_2032_Technical_MW_After Competition Groups_91 | Exterior Photocell | 0.0005671% | 0 | 0.01454 | Commercial_2032_Technical_MW_After Competition Groups_Exterior Photocell
Commercial | Com ¦ Air Curtains | 2032 | Technical | MW | After Competition Groups | 0.0073043 | 0 | 0 | 2564.0292 | 2.8488e-06 | 92 | Commercial_2032_Technical_MW_After Competition Groups_92 | Air Curtains | 0.0002849% | 0 | 0.0073043 | Commercial_2032_Technical_MW_After Competition Groups_Air Curtains
Commercial | Com ¦ High Efficiency Induction Cooking | 2032 | Technical | MW | After Competition Groups | 0.0013945 | 0 | 0 | 2564.0292 | 5.4386e-07 | 93 | Commercial_2032_Technical_MW_After Competition Groups_93 | High Efficiency Induction Cooking | 5.439e-05% | 0 | 0.0013945 | Commercial_2032_Technical_MW_After Competition Groups_High Efficiency Induction Cooking
Commercial | Com ¦ Electric Convection Combination Ovens | 2032 | Technical | MW | After Competition Groups | 0.00040932 | 0 | 0 | 2564.0292 | 1.5964e-07 | 94 | Commercial_2032_Technical_MW_After Competition Groups_94 | Electric Convection Combination Ovens | 1.596e-05% | 0 | 0.00040932 | Commercial_2032_Technical_MW_After Competition Groups_Electric Convection Combination Ovens
Commercial | Com ¦ Building Recommissioning, Operations and Maintenance (O&M) Improvements | 2033 | Economic | MW | After Competition Groups | 233.0998 | 0 | 0 | 1911.0322 | 0.12198 | 1 | Commercial_2033_Economic_MW_After Competition Groups_1 | Building Recommissioning, Operations and Maintenance (O&M) Improvements | 12.2% | 0 | 233.0998 | Commercial_2033_Economic_MW_After Competition Groups_Building Recommissioning, Operations and Maintenance (O&M) Improvements
Commercial | Com ¦ Education and Capacity Building/Energy Behavior | 2033 | Economic | MW | After Competition Groups | 209.3539 | 0 | 0 | 1911.0322 | 0.10955 | 2 | Commercial_2033_Economic_MW_After Competition Groups_2 | Education and Capacity Building/Energy Behavior | 10.96% | 0 | 209.3539 | Commercial_2033_Economic_MW_After Competition Groups_Education and Capacity Building/Energy Behavior
Commercial | Com ¦ High Efficiency Air Source Heat Pump | 2033 | Economic | MW | After Competition Groups | 186.726 | 0 | 0 | 1911.0322 | 0.097709 | 3 | Commercial_2033_Economic_MW_After Competition Groups_3 | High Efficiency Air Source Heat Pump | 9.771% | 0 | 186.726 | Commercial_2033_Economic_MW_After Competition Groups_High Efficiency Air Source Heat Pump
Commercial | Com ¦ LED Low/High Bay | 2033 | Economic | MW | After Competition Groups | 167.5902 | 0 | 0 | 1911.0322 | 0.087696 | 4 | Commercial_2033_Economic_MW_After Competition Groups_4 | LED Low/High Bay | 8.77% | 0 | 167.5902 | Commercial_2033_Economic_MW_After Competition Groups_LED Low/High Bay
Commercial | Com ¦ LED Troffer/Surface/Suspended | 2033 | Economic | MW | After Competition Groups | 124.8146 | 0 | 0 | 1911.0322 | 0.065313 | 5 | Commercial_2033_Economic_MW_After Competition Groups_5 | LED Troffer/Surface/Suspended | 6.531% | 0 | 124.8146 | Commercial_2033_Economic_MW_After Competition Groups_LED Troffer/Surface/Suspended
Commercial | Com ¦ Unitary Air-Conditioning Unit | 2033 | Economic | MW | After Competition Groups | 123.7269 | 0 | 0 | 1911.0322 | 0.064743 | 6 | Commercial_2033_Economic_MW_After Competition Groups_6 | Unitary Air-Conditioning Unit | 6.474% | 0 | 123.7269 | Commercial_2033_Economic_MW_After Competition Groups_Unitary Air-Conditioning Unit
Commercial | Com ¦ ENERGY STAR LED LAMPS (REFLECTOR LAMPs/MR16/PAR 16) | 2033 | Economic | MW | After Competition Groups | 123.3117 | 0 | 0 | 1911.0322 | 0.064526 | 7 | Commercial_2033_Economic_MW_After Competition Groups_7 | ENERGY STAR LED LAMPS (REFLECTOR LAMPs/MR16/PAR 16) | 6.453% | 0 | 123.3117 | Commercial_2033_Economic_MW_After Competition Groups_ENERGY STAR LED LAMPS (REFLECTOR LAMPs/MR16/PAR 16)
Commercial | Com ¦ Advanced BAS/Controllers | 2033 | Economic | MW | After Competition Groups | 96.7125 | 0 | 0 | 1911.0322 | 0.050607 | 8 | Commercial_2033_Economic_MW_After Competition Groups_8 | Advanced BAS/Controllers | 5.061% | 0 | 96.7125 | Commercial_2033_Economic_MW_After Competition Groups_Advanced BAS/Controllers
Commercial | Com ¦ LED Replacement Lamp (Tube) | 2033 | Economic | MW | After Competition Groups | 91.0975 | 0 | 0 | 1911.0322 | 0.047669 | 9 | Commercial_2033_Economic_MW_After Competition Groups_9 | LED Replacement Lamp (Tube) | 4.767% | 0 | 91.0975 | Commercial_2033_Economic_MW_After Competition Groups_LED Replacement Lamp (Tube)
Commercial | Com ¦ Adaptive Thermostats | 2033 | Economic | MW | After Competition Groups | 43.0495 | 0 | 0 | 1911.0322 | 0.022527 | 10 | Commercial_2033_Economic_MW_After Competition Groups_10 | Adaptive Thermostats | 2.253% | 0 | 43.0495 | Commercial_2033_Economic_MW_After Competition Groups_Adaptive Thermostats
Commercial | Com ¦ Refrigerated Display Case Doors | 2033 | Economic | MW | After Competition Groups | 40.9585 | 0 | 0 | 1911.0322 | 0.021433 | 11 | Commercial_2033_Economic_MW_After Competition Groups_11 | Refrigerated Display Case Doors | 2.143% | 0 | 40.9585 | Commercial_2033_Economic_MW_After Competition Groups_Refrigerated Display Case Doors
Commercial | Com ¦ Data Center Storage/Server Virtualization | 2033 | Economic | MW | After Competition Groups | 37.307 | 0 | 0 | 1911.0322 | 0.019522 | 12 | Commercial_2033_Economic_MW_After Competition Groups_12 | Data Center Storage/Server Virtualization | 1.952% | 0 | 37.307 | Commercial_2033_Economic_MW_After Competition Groups_Data Center Storage/Server Virtualization
Commercial | Com ¦ Reach-in Shaded Pole to ECM/PSC Evaporator Fan Motor | 2033 | Economic | MW | After Competition Groups | 35.6095 | 0 | 0 | 1911.0322 | 0.018634 | 13 | Commercial_2033_Economic_MW_After Competition Groups_13 | Reach-in Shaded Pole to ECM/PSC Evaporator Fan Motor | 1.863% | 0 | 35.6095 | Commercial_2033_Economic_MW_After Competition Groups_Reach-in Shaded Pole to ECM/PSC Evaporator Fan Motor
Commercial | Com ¦ Demand Control Ventilation | 2033 | Economic | MW | After Competition Groups | 34.9124 | 0 | 0 | 1911.0322 | 0.018269 | 14 | Commercial_2033_Economic_MW_After Competition Groups_14 | Demand Control Ventilation | 1.827% | 0 | 34.9124 | Commercial_2033_Economic_MW_After Competition Groups_Demand Control Ventilation
Commercial | Com ¦ Strip Curtains | 2033 | Economic | MW | After Competition Groups | 31.9764 | 0 | 0 | 1911.0322 | 0.016733 | 15 | Commercial_2033_Economic_MW_After Competition Groups_15 | Strip Curtains | 1.673% | 0 | 31.9764 | Commercial_2033_Economic_MW_After Competition Groups_Strip Curtains
Commercial | Com ¦ Chilled Water Optimization | 2033 | Economic | MW | After Competition Groups | 30.5885 | 0 | 0 | 1911.0322 | 0.016006 | 16 | Commercial_2033_Economic_MW_After Competition Groups_16 | Chilled Water Optimization | 1.601% | 0 | 30.5885 | Commercial_2033_Economic_MW_After Competition Groups_Chilled Water Optimization
Commercial | Com ¦ Furnace Tune-Up | 2033 | Economic | MW | After Competition Groups | 27.8358 | 0 | 0 | 1911.0322 | 0.014566 | 17 | Commercial_2033_Economic_MW_After Competition Groups_17 | Furnace Tune-Up | 1.457% | 0 | 27.8358 | Commercial_2033_Economic_MW_After Competition Groups_Furnace Tune-Up
Commercial | Com ¦ LED or Equivalent Sign Lighting | 2033 | Economic | MW | After Competition Groups | 27.6411 | 0 | 0 | 1911.0322 | 0.014464 | 18 | Commercial_2033_Economic_MW_After Competition Groups_18 | LED or Equivalent Sign Lighting | 1.446% | 0 | 27.6411 | Commercial_2033_Economic_MW_After Competition Groups_LED or Equivalent Sign Lighting
Commercial | Com ¦ Centrally controlled desktop PC/NETWORK PC POWER MANAGEMENT SOFTWARE | 2033 | Economic | MW | After Competition Groups | 24.9435 | 0 | 0 | 1911.0322 | 0.013052 | 19 | Commercial_2033_Economic_MW_After Competition Groups_19 | Centrally controlled desktop PC/NETWORK PC POWER MANAGEMENT SOFTWARE | 1.305% | 0 | 24.9435 | Commercial_2033_Economic_MW_After Competition Groups_Centrally controlled desktop PC/NETWORK PC POWER MANAGEMENT SOFTWARE
Commercial | Com ¦ Variable Frequency Drive (VFD) | 2033 | Economic | MW | After Competition Groups | 19.3742 | 0 | 0 | 1911.0322 | 0.010138 | 20 | Commercial_2033_Economic_MW_After Competition Groups_20 | Variable Frequency Drive (VFD) | 1.014% | 0 | 19.3742 | Commercial_2033_Economic_MW_After Competition Groups_Variable Frequency Drive (VFD)
Commercial | Com ¦ VFD on Pumps | 2033 | Economic | MW | After Competition Groups | 18.132 | 0 | 0 | 1911.0322 | 0.009488 | 21 | Commercial_2033_Economic_MW_After Competition Groups_21 | VFD on Pumps | 0.9488% | 0 | 18.132 | Commercial_2033_Economic_MW_After Competition Groups_VFD on Pumps
Commercial | Com ¦ Refrigerated Display Case LED | 2033 | Economic | MW | After Competition Groups | 17.7271 | 0 | 0 | 1911.0322 | 0.0092762 | 22 | Commercial_2033_Economic_MW_After Competition Groups_22 | Refrigerated Display Case LED | 0.9276% | 0 | 17.7271 | Commercial_2033_Economic_MW_After Competition Groups_Refrigerated Display Case LED
Commercial | Com ¦ ENERGY STAR LED LAMPS (General Service Lamps) | 2033 | Economic | MW | After Competition Groups | 16.3063 | 0 | 0 | 1911.0322 | 0.0085327 | 23 | Commercial_2033_Economic_MW_After Competition Groups_23 | ENERGY STAR LED LAMPS (General Service Lamps) | 0.8533% | 0 | 16.3063 | Commercial_2033_Economic_MW_After Competition Groups_ENERGY STAR LED LAMPS (General Service Lamps)
Commercial | Com ¦ Air Handler with Dedicated Outdoor Air Systems | 2033 | Economic | MW | After Competition Groups | 14.7871 | 0 | 0 | 1911.0322 | 0.0077378 | 24 | Commercial_2033_Economic_MW_After Competition Groups_24 | Air Handler with Dedicated Outdoor Air Systems | 0.7738% | 0 | 14.7871 | Commercial_2033_Economic_MW_After Competition Groups_Air Handler with Dedicated Outdoor Air Systems
Commercial | Com ¦ Demand Control Kitchen Ventilation | 2033 | Economic | MW | After Competition Groups | 11.4734 | 0 | 0 | 1911.0322 | 0.0060037 | 25 | Commercial_2033_Economic_MW_After Competition Groups_25 | Demand Control Kitchen Ventilation | 0.6004% | 0 | 11.4734 | Commercial_2033_Economic_MW_After Competition Groups_Demand Control Kitchen Ventilation
Commercial | Com ¦ Occupancy Sensors | 2033 | Economic | MW | After Competition Groups | 10.3925 | 0 | 0 | 1911.0322 | 0.0054382 | 26 | Commercial_2033_Economic_MW_After Competition Groups_26 | Occupancy Sensors | 0.5438% | 0 | 10.3925 | Commercial_2033_Economic_MW_After Competition Groups_Occupancy Sensors
Commercial | Com ¦ Water Source Heat Pump (4 ton) | 2033 | Economic | MW | After Competition Groups | 10.0905 | 0 | 0 | 1911.0322 | 0.0052801 | 27 | Commercial_2033_Economic_MW_After Competition Groups_27 | Water Source Heat Pump (4 ton) | 0.528% | 0 | 10.0905 | Commercial_2033_Economic_MW_After Competition Groups_Water Source Heat Pump (4 ton)
Commercial | Com ¦ ECM MOTORS FOR EVAPORATOR FANS for refrigeration (WALK-IN) | 2033 | Economic | MW | After Competition Groups | 10.0785 | 0 | 0 | 1911.0322 | 0.0052739 | 28 | Commercial_2033_Economic_MW_After Competition Groups_28 | ECM MOTORS FOR EVAPORATOR FANS for refrigeration (WALK-IN) | 0.5274% | 0 | 10.0785 | Commercial_2033_Economic_MW_After Competition Groups_ECM MOTORS FOR EVAPORATOR FANS for refrigeration (WALK-IN)
Commercial | Com ¦ Freezer Case Light Sensor | 2033 | Economic | MW | After Competition Groups | 8.7201 | 0 | 0 | 1911.0322 | 0.004563 | 29 | Commercial_2033_Economic_MW_After Competition Groups_29 | Freezer Case Light Sensor | 0.4563% | 0 | 8.7201 | Commercial_2033_Economic_MW_After Competition Groups_Freezer Case Light Sensor
Commercial | Com ¦ Evaporator Fan Controls | 2033 | Economic | MW | After Competition Groups | 8.4955 | 0 | 0 | 1911.0322 | 0.0044455 | 30 | Commercial_2033_Economic_MW_After Competition Groups_30 | Evaporator Fan Controls | 0.4446% | 0 | 8.4955 | Commercial_2033_Economic_MW_After Competition Groups_Evaporator Fan Controls
Commercial | Com ¦ ENERGY STAR Griddle (74% eff) | 2033 | Economic | MW | After Competition Groups | 7.1394 | 0 | 0 | 1911.0322 | 0.0037359 | 31 | Commercial_2033_Economic_MW_After Competition Groups_31 | ENERGY STAR Griddle (74% eff) | 0.3736% | 0 | 7.1394 | Commercial_2033_Economic_MW_After Competition Groups_ENERGY STAR Griddle (74% eff)
Commercial | Com ¦ LED EXTERIOR AREA LIGHTS - LED fixture (200W) | 2033 | Economic | MW | After Competition Groups | 6.9287 | 0 | 0 | 1911.0322 | 0.0036256 | 32 | Commercial_2033_Economic_MW_After Competition Groups_32 | LED EXTERIOR AREA LIGHTS - LED fixture (200W) | 0.3626% | 0 | 6.9287 | Commercial_2033_Economic_MW_After Competition Groups_LED EXTERIOR AREA LIGHTS - LED fixture (200W)
Commercial | Com ¦ LED parking lot fixture | 2033 | Economic | MW | After Competition Groups | 6.6117 | 0 | 0 | 1911.0322 | 0.0034598 | 33 | Commercial_2033_Economic_MW_After Competition Groups_33 | LED parking lot fixture | 0.346% | 0 | 6.6117 | Commercial_2033_Economic_MW_After Competition Groups_LED parking lot fixture
Commercial | Com ¦ Door Gasket Freezer/Refrigerator | 2033 | Economic | MW | After Competition Groups | 5.989 | 0 | 0 | 1911.0322 | 0.0031339 | 34 | Commercial_2033_Economic_MW_After Competition Groups_34 | Door Gasket Freezer/Refrigerator | 0.3134% | 0 | 5.989 | Commercial_2033_Economic_MW_After Competition Groups_Door Gasket Freezer/Refrigerator
Commercial | Com ¦ Elec Storage WH 2.30 Et | 2033 | Economic | MW | After Competition Groups | 5.436 | 0 | 0 | 1911.0322 | 0.0028445 | 35 | Commercial_2033_Economic_MW_After Competition Groups_35 | Elec Storage WH 2.30 Et | 0.2845% | 0 | 5.436 | Commercial_2033_Economic_MW_After Competition Groups_Elec Storage WH 2.30 Et
Commercial | Com ¦ Duct Insulation, R8 | 2033 | Economic | MW | After Competition Groups | 5.11 | 0 | 0 | 1911.0322 | 0.0026739 | 36 | Commercial_2033_Economic_MW_After Competition Groups_36 | Duct Insulation, R8 | 0.2674% | 0 | 5.11 | Commercial_2033_Economic_MW_After Competition Groups_Duct Insulation, R8
Commercial | Com ¦ BEVERAGE VENDING MACHINE CONTROLS | 2033 | Economic | MW | After Competition Groups | 4.9647 | 0 | 0 | 1911.0322 | 0.0025979 | 37 | Commercial_2033_Economic_MW_After Competition Groups_37 | BEVERAGE VENDING MACHINE CONTROLS | 0.2598% | 0 | 4.9647 | Commercial_2033_Economic_MW_After Competition Groups_BEVERAGE VENDING MACHINE CONTROLS
Commercial | Com ¦ LED street light fixture | 2033 | Economic | MW | After Competition Groups | 4.2136 | 0 | 0 | 1911.0322 | 0.0022049 | 38 | Commercial_2033_Economic_MW_After Competition Groups_38 | LED street light fixture | 0.2205% | 0 | 4.2136 | Commercial_2033_Economic_MW_After Competition Groups_LED street light fixture
Commercial | Com ¦ CO Sensors for parking garage exhaust fans | 2033 | Economic | MW | After Competition Groups | 3.3327 | 0 | 0 | 1911.0322 | 0.0017439 | 39 | Commercial_2033_Economic_MW_After Competition Groups_39 | CO Sensors for parking garage exhaust fans | 0.1744% | 0 | 3.3327 | Commercial_2033_Economic_MW_After Competition Groups_CO Sensors for parking garage exhaust fans
Commercial | Com ¦ Temperature Adjustment in Commercial Freezers | 2033 | Economic | MW | After Competition Groups | 3.1059 | 0 | 0 | 1911.0322 | 0.0016253 | 40 | Commercial_2033_Economic_MW_After Competition Groups_40 | Temperature Adjustment in Commercial Freezers | 0.1625% | 0 | 3.1059 | Commercial_2033_Economic_MW_After Competition Groups_Temperature Adjustment in Commercial Freezers
Commercial | Com ¦ Vertical Night Covers | 2033 | Economic | MW | After Competition Groups | 2.5685 | 0 | 0 | 1911.0322 | 0.001344 | 41 | Commercial_2033_Economic_MW_After Competition Groups_41 | Vertical Night Covers | 0.1344% | 0 | 2.5685 | Commercial_2033_Economic_MW_After Competition Groups_Vertical Night Covers
Commercial | Com ¦ Energy Efficient Laboratory Fume Hood | 2033 | Economic | MW | After Competition Groups | 2.5113 | 0 | 0 | 1911.0322 | 0.0013141 | 42 | Commercial_2033_Economic_MW_After Competition Groups_42 | Energy Efficient Laboratory Fume Hood | 0.1314% | 0 | 2.5113 | Commercial_2033_Economic_MW_After Competition Groups_Energy Efficient Laboratory Fume Hood
Commercial | Com ¦ ENERGY STAR Fryer (84% eff) | 2033 | Economic | MW | After Competition Groups | 2.0735 | 0 | 0 | 1911.0322 | 0.001085 | 43 | Commercial_2033_Economic_MW_After Competition Groups_43 | ENERGY STAR Fryer (84% eff) | 0.1085% | 0 | 2.0735 | Commercial_2033_Economic_MW_After Competition Groups_ENERGY STAR Fryer (84% eff)
Commercial | Com ¦ Water Heating (DHW) Pipe Insulation (Add 3/4\ Foam)" | 2033 | Economic | MW | After Competition Groups | 1.9601 | 0 | 0 | 1911.0322 | 0.0010257 | 44 | Commercial_2033_Economic_MW_After Competition Groups_44 | Water Heating (DHW) Pipe Insulation (Add 3/4\ Foam)" | 0.1026% | 0 | 1.9601 | Commercial_2033_Economic_MW_After Competition Groups_Water Heating (DHW) Pipe Insulation (Add 3/4\ Foam)"
Commercial | Com ¦ Outside Air Economizer | 2033 | Economic | MW | After Competition Groups | 1.9448 | 0 | 0 | 1911.0322 | 0.0010177 | 45 | Commercial_2033_Economic_MW_After Competition Groups_45 | Outside Air Economizer | 0.1018% | 0 | 1.9448 | Commercial_2033_Economic_MW_After Competition Groups_Outside Air Economizer
Commercial | Com ¦ ENERGY STAR Dishwasher | 2033 | Economic | MW | After Competition Groups | 1.4894 | 0 | 0 | 1911.0322 | 0.00077936 | 46 | Commercial_2033_Economic_MW_After Competition Groups_46 | ENERGY STAR Dishwasher | 0.07794% | 0 | 1.4894 | Commercial_2033_Economic_MW_After Competition Groups_ENERGY STAR Dishwasher
Commercial | Com ¦ ENERGY STAR Steam Cookers | 2033 | Economic | MW | After Competition Groups | 1.3584 | 0 | 0 | 1911.0322 | 0.00071081 | 47 | Commercial_2033_Economic_MW_After Competition Groups_47 | ENERGY STAR Steam Cookers | 0.07108% | 0 | 1.3584 | Commercial_2033_Economic_MW_After Competition Groups_ENERGY STAR Steam Cookers
Commercial | Com ¦ Suction Pipe Insulation Freezer/Refrigerator | 2033 | Economic | MW | After Competition Groups | 1.3349 | 0 | 0 | 1911.0322 | 0.00069853 | 48 | Commercial_2033_Economic_MW_After Competition Groups_48 | Suction Pipe Insulation Freezer/Refrigerator | 0.06985% | 0 | 1.3349 | Commercial_2033_Economic_MW_After Competition Groups_Suction Pipe Insulation Freezer/Refrigerator
Commercial | Com ¦ Condensing Make Up Air Unit | 2033 | Economic | MW | After Competition Groups | 0.95538 | 0 | 0 | 1911.0322 | 0.00049993 | 49 | Commercial_2033_Economic_MW_After Competition Groups_49 | Condensing Make Up Air Unit | 0.04999% | 0 | 0.95538 | Commercial_2033_Economic_MW_After Competition Groups_Condensing Make Up Air Unit
Commercial | Com ¦ Ozone Laundry Treatment | 2033 | Economic | MW | After Competition Groups | 0.79029 | 0 | 0 | 1911.0322 | 0.00041354 | 50 | Commercial_2033_Economic_MW_After Competition Groups_50 | Ozone Laundry Treatment | 0.04135% | 0 | 0.79029 | Commercial_2033_Economic_MW_After Competition Groups_Ozone Laundry Treatment
Commercial | Com ¦ Thermostat Setback | 2033 | Economic | MW | After Competition Groups | 0.7775 | 0 | 0 | 1911.0322 | 0.00040685 | 51 | Commercial_2033_Economic_MW_After Competition Groups_51 | Thermostat Setback | 0.04068% | 0 | 0.7775 | Commercial_2033_Economic_MW_After Competition Groups_Thermostat Setback
Commercial | Com ¦ PTAC (12 EER/10,000 BTU) | 2033 | Economic | MW | After Competition Groups | 0.63373 | 0 | 0 | 1911.0322 | 0.00033162 | 52 | Commercial_2033_Economic_MW_After Competition Groups_52 | PTAC (12 EER/10,000 BTU) | 0.03316% | 0 | 0.63373 | Commercial_2033_Economic_MW_After Competition Groups_PTAC (12 EER/10,000 BTU)
Commercial | Com ¦ Solar Water Preheat (Pools/DHW) | 2033 | Economic | MW | After Competition Groups | 0.42799 | 0 | 0 | 1911.0322 | 0.00022396 | 53 | Commercial_2033_Economic_MW_After Competition Groups_53 | Solar Water Preheat (Pools/DHW) | 0.0224% | 0 | 0.42799 | Commercial_2033_Economic_MW_After Competition Groups_Solar Water Preheat (Pools/DHW)
Commercial | COM ¦ Ductless Mini-Split Heat Pumps | 2033 | Economic | MW | After Competition Groups | 0.41267 | 0 | 0 | 1911.0322 | 0.00021594 | 54 | Commercial_2033_Economic_MW_After Competition Groups_54 | Ductless Mini-Split Heat Pumps | 0.02159% | 0 | 0.41267 | Commercial_2033_Economic_MW_After Competition Groups_Ductless Mini-Split Heat Pumps
Commercial | Com ¦ ECM MOTORS FOR HVAC APPLICATION (FAN-POWERED VAV BOX) | 2033 | Economic | MW | After Competition Groups | 0.31982 | 0 | 0 | 1911.0322 | 0.00016735 | 55 | Commercial_2033_Economic_MW_After Competition Groups_55 | ECM MOTORS FOR HVAC APPLICATION (FAN-POWERED VAV BOX) | 0.01674% | 0 | 0.31982 | Commercial_2033_Economic_MW_After Competition Groups_ECM MOTORS FOR HVAC APPLICATION (FAN-POWERED VAV BOX)
Commercial | Com ¦ Notched V belts for HVAC Systems | 2033 | Economic | MW | After Competition Groups | 0.27216 | 0 | 0 | 1911.0322 | 0.00014242 | 56 | Commercial_2033_Economic_MW_After Competition Groups_56 | Notched V belts for HVAC Systems | 0.01424% | 0 | 0.27216 | Commercial_2033_Economic_MW_After Competition Groups_Notched V belts for HVAC Systems
Commercial | Com ¦ Efficient compressor motor | 2033 | Economic | MW | After Competition Groups | 0.26216 | 0 | 0 | 1911.0322 | 0.00013718 | 57 | Commercial_2033_Economic_MW_After Competition Groups_57 | Efficient compressor motor | 0.01372% | 0 | 0.26216 | Commercial_2033_Economic_MW_After Competition Groups_Efficient compressor motor
Commercial | Com ¦ Auto Off Time Switch or Time Clock control | 2033 | Economic | MW | After Competition Groups | 0.19554 | 0 | 0 | 1911.0322 | 0.00010232 | 58 | Commercial_2033_Economic_MW_After Competition Groups_58 | Auto Off Time Switch or Time Clock control | 0.01023% | 0 | 0.19554 | Commercial_2033_Economic_MW_After Competition Groups_Auto Off Time Switch or Time Clock control
Commercial | Com ¦ CEE Tier 2/Energy Star Clothes Washers | 2033 | Economic | MW | After Competition Groups | 0.18669 | 0 | 0 | 1911.0322 | 9.7689e-05 | 59 | Commercial_2033_Economic_MW_After Competition Groups_59 | CEE Tier 2/Energy Star Clothes Washers | 0.009769% | 0 | 0.18669 | Commercial_2033_Economic_MW_After Competition Groups_CEE Tier 2/Energy Star Clothes Washers
Commercial | Com ¦ HVAC Optimization | 2033 | Economic | MW | After Competition Groups | 0.13802 | 0 | 0 | 1911.0322 | 7.2224e-05 | 60 | Commercial_2033_Economic_MW_After Competition Groups_60 | HVAC Optimization | 0.007222% | 0 | 0.13802 | Commercial_2033_Economic_MW_After Competition Groups_HVAC Optimization
Commercial | Com ¦ Demand controlled Circulating Systems | 2033 | Economic | MW | After Competition Groups | 0.12576 | 0 | 0 | 1911.0322 | 6.5805e-05 | 61 | Commercial_2033_Economic_MW_After Competition Groups_61 | Demand controlled Circulating Systems | 0.006581% | 0 | 0.12576 | Commercial_2033_Economic_MW_After Competition Groups_Demand controlled Circulating Systems
Commercial | Com ¦ Commercial Hot Food Holding Cabinets | 2033 | Economic | MW | After Competition Groups | 0.11817 | 0 | 0 | 1911.0322 | 6.1838e-05 | 62 | Commercial_2033_Economic_MW_After Competition Groups_62 | Commercial Hot Food Holding Cabinets | 0.006184% | 0 | 0.11817 | Commercial_2033_Economic_MW_After Competition Groups_Commercial Hot Food Holding Cabinets
Commercial | Com ¦ Low Flow Pre-Rinse Spray Nozzle | 2033 | Economic | MW | After Competition Groups | 0.11114 | 0 | 0 | 1911.0322 | 5.8156e-05 | 63 | Commercial_2033_Economic_MW_After Competition Groups_63 | Low Flow Pre-Rinse Spray Nozzle | 0.005816% | 0 | 0.11114 | Commercial_2033_Economic_MW_After Competition Groups_Low Flow Pre-Rinse Spray Nozzle
Commercial | Com ¦ Room AC (w/ louvered sides) 14 SEER from 12 SEER code | 2033 | Economic | MW | After Competition Groups | 0.096501 | 0 | 0 | 1911.0322 | 5.0497e-05 | 64 | Commercial_2033_Economic_MW_After Competition Groups_64 | Room AC (w/ louvered sides) 14 SEER from 12 SEER code | 0.00505% | 0 | 0.096501 | Commercial_2033_Economic_MW_After Competition Groups_Room AC (w/ louvered sides) 14 SEER from 12 SEER code
Commercial | Com ¦ Energy Recovery Ventilation and Ventilation (Enhanced) | 2033 | Economic | MW | After Competition Groups | 0.063175 | 0 | 0 | 1911.0322 | 3.3058e-05 | 65 | Commercial_2033_Economic_MW_After Competition Groups_65 | Energy Recovery Ventilation and Ventilation (Enhanced) | 0.003306% | 0 | 0.063175 | Commercial_2033_Economic_MW_After Competition Groups_Energy Recovery Ventilation and Ventilation (Enhanced)
Commercial | Com ¦ LED RECESSED DOWNLIGHTS | 2033 | Economic | MW | After Competition Groups | 0.051816 | 0 | 0 | 1911.0322 | 2.7114e-05 | 66 | Commercial_2033_Economic_MW_After Competition Groups_66 | LED RECESSED DOWNLIGHTS | 0.002711% | 0 | 0.051816 | Commercial_2033_Economic_MW_After Competition Groups_LED RECESSED DOWNLIGHTS
Commercial | Com ¦ Wall Insulation | 2033 | Economic | MW | After Competition Groups | 0.046939 | 0 | 0 | 1911.0322 | 2.4562e-05 | 67 | Commercial_2033_Economic_MW_After Competition Groups_67 | Wall Insulation | 0.002456% | 0 | 0.046939 | Commercial_2033_Economic_MW_After Competition Groups_Wall Insulation
Commercial | Com ¦ High Efficiency Chiller (avg of water and air cooled) | 2033 | Economic | MW | After Competition Groups | 0.046129 | 0 | 0 | 1911.0322 | 2.4138e-05 | 68 | Commercial_2033_Economic_MW_After Competition Groups_68 | High Efficiency Chiller (avg of water and air cooled) | 0.002414% | 0 | 0.046129 | Commercial_2033_Economic_MW_After Competition Groups_High Efficiency Chiller (avg of water and air cooled)
Commercial | Com ¦ Condensing Unit Heaters or other Efficient Unit Heating System | 2033 | Economic | MW | After Competition Groups | 0.043797 | 0 | 0 | 1911.0322 | 2.2918e-05 | 69 | Commercial_2033_Economic_MW_After Competition Groups_69 | Condensing Unit Heaters or other Efficient Unit Heating System | 0.002292% | 0 | 0.043797 | Commercial_2033_Economic_MW_After Competition Groups_Condensing Unit Heaters or other Efficient Unit Heating System
Commercial | Com ¦ VSD Air Compressor | 2033 | Economic | MW | After Competition Groups | 0.034134 | 0 | 0 | 1911.0322 | 1.7862e-05 | 70 | Commercial_2033_Economic_MW_After Competition Groups_70 | VSD Air Compressor | 0.001786% | 0 | 0.034134 | Commercial_2033_Economic_MW_After Competition Groups_VSD Air Compressor
Commercial | Com ¦ EC Plug Fan for Data Center (under cabinet) | 2033 | Economic | MW | After Competition Groups | 0.0099229 | 0 | 0 | 1911.0322 | 5.1924e-06 | 71 | Commercial_2033_Economic_MW_After Competition Groups_71 | EC Plug Fan for Data Center (under cabinet) | 0.0005192% | 0 | 0.0099229 | Commercial_2033_Economic_MW_After Competition Groups_EC Plug Fan for Data Center (under cabinet)
Commercial | Com ¦ Air Curtains | 2033 | Economic | MW | After Competition Groups | 0.0074195 | 0 | 0 | 1911.0322 | 3.8825e-06 | 72 | Commercial_2033_Economic_MW_After Competition Groups_72 | Air Curtains | 0.0003882% | 0 | 0.0074195 | Commercial_2033_Economic_MW_After Competition Groups_Air Curtains
Commercial | Com ¦ Electric Convection Combination Ovens | 2033 | Economic | MW | After Competition Groups | 0.00042802 | 0 | 0 | 1911.0322 | 2.2397e-07 | 73 | Commercial_2033_Economic_MW_After Competition Groups_73 | Electric Convection Combination Ovens | 2.24e-05% | 0 | 0.00042802 | Commercial_2033_Economic_MW_After Competition Groups_Electric Convection Combination Ovens
Commercial | Com ¦ Indoor Daylight Sensors/Photocell Dimming Control | 2033 | Economic | MW | After Competition Groups | 0 | 0 | 0 | 1911.0322 | 0 | 74 | Commercial_2033_Economic_MW_After Competition Groups_74 | Indoor Daylight Sensors/Photocell Dimming Control | 0% | 0 | 0 | Commercial_2033_Economic_MW_After Competition Groups_Indoor Daylight Sensors/Photocell Dimming Control
Commercial | Com ¦ Variable Refrigerant Flow Heat Pump | 2033 | Economic | MW | After Competition Groups | 0 | 0 | 0 | 1911.0322 | 0 | 75 | Commercial_2033_Economic_MW_After Competition Groups_75 | Variable Refrigerant Flow Heat Pump | 0% | 0 | 0 | Commercial_2033_Economic_MW_After Competition Groups_Variable Refrigerant Flow Heat Pump
Commercial | Com ¦ LED Low/High Bay | 2033 | SC A | MW | After Competition Groups | 147.2194 | 0 | 0 | 1041.7533 | 0.14132 | 1 | Commercial_2033_SC A_MW_After Competition Groups_1 | LED Low/High Bay | 14.13% | 0 | 147.2194 | Commercial_2033_SC A_MW_After Competition Groups_LED Low/High Bay
Commercial | Com ¦ LED Troffer/Surface/Suspended | 2033 | SC A | MW | After Competition Groups | 125.5471 | 0 | 0 | 1041.7533 | 0.12052 | 2 | Commercial_2033_SC A_MW_After Competition Groups_2 | LED Troffer/Surface/Suspended | 12.05% | 0 | 125.5471 | Commercial_2033_SC A_MW_After Competition Groups_LED Troffer/Surface/Suspended
Commercial | Com ¦ ENERGY STAR LED LAMPS (REFLECTOR LAMPs/MR16/PAR 16) | 2033 | SC A | MW | After Competition Groups | 122.3977 | 0 | 0 | 1041.7533 | 0.11749 | 3 | Commercial_2033_SC A_MW_After Competition Groups_3 | ENERGY STAR LED LAMPS (REFLECTOR LAMPs/MR16/PAR 16) | 11.75% | 0 | 122.3977 | Commercial_2033_SC A_MW_After Competition Groups_ENERGY STAR LED LAMPS (REFLECTOR LAMPs/MR16/PAR 16)
Commercial | Com ¦ LED Replacement Lamp (Tube) | 2033 | SC A | MW | After Competition Groups | 75.85 | 0 | 0 | 1041.7533 | 0.07281 | 4 | Commercial_2033_SC A_MW_After Competition Groups_4 | LED Replacement Lamp (Tube) | 7.281% | 0 | 75.85 | Commercial_2033_SC A_MW_After Competition Groups_LED Replacement Lamp (Tube)
Commercial | Com ¦ High Efficiency Air Source Heat Pump | 2033 | SC A | MW | After Competition Groups | 71.9719 | 0 | 0 | 1041.7533 | 0.069087 | 5 | Commercial_2033_SC A_MW_After Competition Groups_5 | High Efficiency Air Source Heat Pump | 6.909% | 0 | 71.9719 | Commercial_2033_SC A_MW_After Competition Groups_High Efficiency Air Source Heat Pump
Commercial | Com ¦ Building Recommissioning, Operations and Maintenance (O&M) Improvements | 2033 | SC A | MW | After Competition Groups | 66.7474 | 0 | 0 | 1041.7533 | 0.064072 | 6 | Commercial_2033_SC A_MW_After Competition Groups_6 | Building Recommissioning, Operations and Maintenance (O&M) Improvements | 6.407% | 0 | 66.7474 | Commercial_2033_SC A_MW_After Competition Groups_Building Recommissioning, Operations and Maintenance (O&M) Improvements
Commercial | Com ¦ Education and Capacity Building/Energy Behavior | 2033 | SC A | MW | After Competition Groups | 36.2149 | 0 | 0 | 1041.7533 | 0.034763 | 7 | Commercial_2033_SC A_MW_After Competition Groups_7 | Education and Capacity Building/Energy Behavior | 3.476% | 0 | 36.2149 | Commercial_2033_SC A_MW_After Competition Groups_Education and Capacity Building/Energy Behavior
Commercial | Com ¦ Advanced BAS/Controllers | 2033 | SC A | MW | After Competition Groups | 35.3865 | 0 | 0 | 1041.7533 | 0.033968 | 8 | Commercial_2033_SC A_MW_After Competition Groups_8 | Advanced BAS/Controllers | 3.397% | 0 | 35.3865 | Commercial_2033_SC A_MW_After Competition Groups_Advanced BAS/Controllers
Commercial | Com ¦ Data Center Storage/Server Virtualization | 2033 | SC A | MW | After Competition Groups | 26.4654 | 0 | 0 | 1041.7533 | 0.025405 | 9 | Commercial_2033_SC A_MW_After Competition Groups_9 | Data Center Storage/Server Virtualization | 2.54% | 0 | 26.4654 | Commercial_2033_SC A_MW_After Competition Groups_Data Center Storage/Server Virtualization
Commercial | Com ¦ Reach-in Shaded Pole to ECM/PSC Evaporator Fan Motor | 2033 | SC A | MW | After Competition Groups | 25.7517 | 0 | 0 | 1041.7533 | 0.02472 | 10 | Commercial_2033_SC A_MW_After Competition Groups_10 | Reach-in Shaded Pole to ECM/PSC Evaporator Fan Motor | 2.472% | 0 | 25.7517 | Commercial_2033_SC A_MW_After Competition Groups_Reach-in Shaded Pole to ECM/PSC Evaporator Fan Motor
Commercial | Com ¦ Unitary Air-Conditioning Unit | 2033 | SC A | MW | After Competition Groups | 24.1872 | 0 | 0 | 1041.7533 | 0.023218 | 11 | Commercial_2033_SC A_MW_After Competition Groups_11 | Unitary Air-Conditioning Unit | 2.322% | 0 | 24.1872 | Commercial_2033_SC A_MW_After Competition Groups_Unitary Air-Conditioning Unit
Commercial | Com ¦ Adaptive Thermostats | 2033 | SC A | MW | After Competition Groups | 24.1078 | 0 | 0 | 1041.7533 | 0.023142 | 12 | Commercial_2033_SC A_MW_After Competition Groups_12 | Adaptive Thermostats | 2.314% | 0 | 24.1078 | Commercial_2033_SC A_MW_After Competition Groups_Adaptive Thermostats
Commercial | Com ¦ Refrigerated Display Case Doors | 2033 | SC A | MW | After Competition Groups | 21.9109 | 0 | 0 | 1041.7533 | 0.021033 | 13 | Commercial_2033_SC A_MW_After Competition Groups_13 | Refrigerated Display Case Doors | 2.103% | 0 | 21.9109 | Commercial_2033_SC A_MW_After Competition Groups_Refrigerated Display Case Doors
Commercial | Com ¦ Strip Curtains | 2033 | SC A | MW | After Competition Groups | 21.4279 | 0 | 0 | 1041.7533 | 0.020569 | 14 | Commercial_2033_SC A_MW_After Competition Groups_14 | Strip Curtains | 2.057% | 0 | 21.4279 | Commercial_2033_SC A_MW_After Competition Groups_Strip Curtains
Commercial | Com ¦ LED or Equivalent Sign Lighting | 2033 | SC A | MW | After Competition Groups | 19.1749 | 0 | 0 | 1041.7533 | 0.018406 | 15 | Commercial_2033_SC A_MW_After Competition Groups_15 | LED or Equivalent Sign Lighting | 1.841% | 0 | 19.1749 | Commercial_2033_SC A_MW_After Competition Groups_LED or Equivalent Sign Lighting
Commercial | Com ¦ Furnace Tune-Up | 2033 | SC A | MW | After Competition Groups | 18.384 | 0 | 0 | 1041.7533 | 0.017647 | 16 | Commercial_2033_SC A_MW_After Competition Groups_16 | Furnace Tune-Up | 1.765% | 0 | 18.384 | Commercial_2033_SC A_MW_After Competition Groups_Furnace Tune-Up
Commercial | Com ¦ Centrally controlled desktop PC/NETWORK PC POWER MANAGEMENT SOFTWARE | 2033 | SC A | MW | After Competition Groups | 15.2502 | 0 | 0 | 1041.7533 | 0.014639 | 17 | Commercial_2033_SC A_MW_After Competition Groups_17 | Centrally controlled desktop PC/NETWORK PC POWER MANAGEMENT SOFTWARE | 1.464% | 0 | 15.2502 | Commercial_2033_SC A_MW_After Competition Groups_Centrally controlled desktop PC/NETWORK PC POWER MANAGEMENT SOFTWARE
Commercial | Com ¦ ENERGY STAR LED LAMPS (General Service Lamps) | 2033 | SC A | MW | After Competition Groups | 14.9924 | 0 | 0 | 1041.7533 | 0.014392 | 18 | Commercial_2033_SC A_MW_After Competition Groups_18 | ENERGY STAR LED LAMPS (General Service Lamps) | 1.439% | 0 | 14.9924 | Commercial_2033_SC A_MW_After Competition Groups_ENERGY STAR LED LAMPS (General Service Lamps)
Commercial | Com ¦ Chilled Water Optimization | 2033 | SC A | MW | After Competition Groups | 13.8797 | 0 | 0 | 1041.7533 | 0.013323 | 19 | Commercial_2033_SC A_MW_After Competition Groups_19 | Chilled Water Optimization | 1.332% | 0 | 13.8797 | Commercial_2033_SC A_MW_After Competition Groups_Chilled Water Optimization
Commercial | Com ¦ Demand Control Ventilation | 2033 | SC A | MW | After Competition Groups | 13.5143 | 0 | 0 | 1041.7533 | 0.012973 | 20 | Commercial_2033_SC A_MW_After Competition Groups_20 | Demand Control Ventilation | 1.297% | 0 | 13.5143 | Commercial_2033_SC A_MW_After Competition Groups_Demand Control Ventilation
Commercial | Com ¦ Variable Frequency Drive (VFD) | 2033 | SC A | MW | After Competition Groups | 12.937 | 0 | 0 | 1041.7533 | 0.012419 | 21 | Commercial_2033_SC A_MW_After Competition Groups_21 | Variable Frequency Drive (VFD) | 1.242% | 0 | 12.937 | Commercial_2033_SC A_MW_After Competition Groups_Variable Frequency Drive (VFD)
Commercial | Com ¦ VFD on Pumps | 2033 | SC A | MW | After Competition Groups | 12.0199 | 0 | 0 | 1041.7533 | 0.011538 | 22 | Commercial_2033_SC A_MW_After Competition Groups_22 | VFD on Pumps | 1.154% | 0 | 12.0199 | Commercial_2033_SC A_MW_After Competition Groups_VFD on Pumps
Commercial | Com ¦ Refrigerated Display Case LED | 2033 | SC A | MW | After Competition Groups | 8.747 | 0 | 0 | 1041.7533 | 0.0083964 | 23 | Commercial_2033_SC A_MW_After Competition Groups_23 | Refrigerated Display Case LED | 0.8396% | 0 | 8.747 | Commercial_2033_SC A_MW_After Competition Groups_Refrigerated Display Case LED
Commercial | Com ¦ ECM MOTORS FOR EVAPORATOR FANS for refrigeration (WALK-IN) | 2033 | SC A | MW | After Competition Groups | 6.633 | 0 | 0 | 1041.7533 | 0.0063671 | 24 | Commercial_2033_SC A_MW_After Competition Groups_24 | ECM MOTORS FOR EVAPORATOR FANS for refrigeration (WALK-IN) | 0.6367% | 0 | 6.633 | Commercial_2033_SC A_MW_After Competition Groups_ECM MOTORS FOR EVAPORATOR FANS for refrigeration (WALK-IN)
Commercial | Com ¦ LED EXTERIOR AREA LIGHTS - LED fixture (200W) | 2033 | SC A | MW | After Competition Groups | 6.5294 | 0 | 0 | 1041.7533 | 0.0062677 | 25 | Commercial_2033_SC A_MW_After Competition Groups_25 | LED EXTERIOR AREA LIGHTS - LED fixture (200W) | 0.6268% | 0 | 6.5294 | Commercial_2033_SC A_MW_After Competition Groups_LED EXTERIOR AREA LIGHTS - LED fixture (200W)
Commercial | Com ¦ LED parking lot fixture | 2033 | SC A | MW | After Competition Groups | 6.2668 | 0 | 0 | 1041.7533 | 0.0060156 | 26 | Commercial_2033_SC A_MW_After Competition Groups_26 | LED parking lot fixture | 0.6016% | 0 | 6.2668 | Commercial_2033_SC A_MW_After Competition Groups_LED parking lot fixture
Commercial | Com ¦ Door Gasket Freezer/Refrigerator | 2033 | SC A | MW | After Competition Groups | 6.1956 | 0 | 0 | 1041.7533 | 0.0059473 | 27 | Commercial_2033_SC A_MW_After Competition Groups_27 | Door Gasket Freezer/Refrigerator | 0.5947% | 0 | 6.1956 | Commercial_2033_SC A_MW_After Competition Groups_Door Gasket Freezer/Refrigerator
Commercial | Com ¦ Air Handler with Dedicated Outdoor Air Systems | 2033 | SC A | MW | After Competition Groups | 5.7554 | 0 | 0 | 1041.7533 | 0.0055247 | 28 | Commercial_2033_SC A_MW_After Competition Groups_28 | Air Handler with Dedicated Outdoor Air Systems | 0.5525% | 0 | 5.7554 | Commercial_2033_SC A_MW_After Competition Groups_Air Handler with Dedicated Outdoor Air Systems
Commercial | Com ¦ Demand Control Kitchen Ventilation | 2033 | SC A | MW | After Competition Groups | 5.7087 | 0 | 0 | 1041.7533 | 0.0054799 | 29 | Commercial_2033_SC A_MW_After Competition Groups_29 | Demand Control Kitchen Ventilation | 0.548% | 0 | 5.7087 | Commercial_2033_SC A_MW_After Competition Groups_Demand Control Kitchen Ventilation
Commercial | Com ¦ Evaporator Fan Controls | 2033 | SC A | MW | After Competition Groups | 5.5751 | 0 | 0 | 1041.7533 | 0.0053516 | 30 | Commercial_2033_SC A_MW_After Competition Groups_30 | Evaporator Fan Controls | 0.5352% | 0 | 5.5751 | Commercial_2033_SC A_MW_After Competition Groups_Evaporator Fan Controls
Commercial | Com ¦ ENERGY STAR Griddle (74% eff) | 2033 | SC A | MW | After Competition Groups | 4.7872 | 0 | 0 | 1041.7533 | 0.0045953 | 31 | Commercial_2033_SC A_MW_After Competition Groups_31 | ENERGY STAR Griddle (74% eff) | 0.4595% | 0 | 4.7872 | Commercial_2033_SC A_MW_After Competition Groups_ENERGY STAR Griddle (74% eff)
Commercial | Com ¦ Freezer Case Light Sensor | 2033 | SC A | MW | After Competition Groups | 4.6893 | 0 | 0 | 1041.7533 | 0.0045013 | 32 | Commercial_2033_SC A_MW_After Competition Groups_32 | Freezer Case Light Sensor | 0.4501% | 0 | 4.6893 | Commercial_2033_SC A_MW_After Competition Groups_Freezer Case Light Sensor
Commercial | Com ¦ Occupancy Sensors | 2033 | SC A | MW | After Competition Groups | 4.0736 | 0 | 0 | 1041.7533 | 0.0039103 | 33 | Commercial_2033_SC A_MW_After Competition Groups_33 | Occupancy Sensors | 0.391% | 0 | 4.0736 | Commercial_2033_SC A_MW_After Competition Groups_Occupancy Sensors
Commercial | Com ¦ LED street light fixture | 2033 | SC A | MW | After Competition Groups | 3.9173 | 0 | 0 | 1041.7533 | 0.0037603 | 34 | Commercial_2033_SC A_MW_After Competition Groups_34 | LED street light fixture | 0.376% | 0 | 3.9173 | Commercial_2033_SC A_MW_After Competition Groups_LED street light fixture
Commercial | Com ¦ Duct Insulation, R8 | 2033 | SC A | MW | After Competition Groups | 3.345 | 0 | 0 | 1041.7533 | 0.0032109 | 35 | Commercial_2033_SC A_MW_After Competition Groups_35 | Duct Insulation, R8 | 0.3211% | 0 | 3.345 | Commercial_2033_SC A_MW_After Competition Groups_Duct Insulation, R8
Commercial | Com ¦ Water Source Heat Pump (4 ton) | 2033 | SC A | MW | After Competition Groups | 3.2825 | 0 | 0 | 1041.7533 | 0.0031509 | 36 | Commercial_2033_SC A_MW_After Competition Groups_36 | Water Source Heat Pump (4 ton) | 0.3151% | 0 | 3.2825 | Commercial_2033_SC A_MW_After Competition Groups_Water Source Heat Pump (4 ton)
Commercial | Com ¦ BEVERAGE VENDING MACHINE CONTROLS | 2033 | SC A | MW | After Competition Groups | 2.366 | 0 | 0 | 1041.7533 | 0.0022712 | 37 | Commercial_2033_SC A_MW_After Competition Groups_37 | BEVERAGE VENDING MACHINE CONTROLS | 0.2271% | 0 | 2.366 | Commercial_2033_SC A_MW_After Competition Groups_BEVERAGE VENDING MACHINE CONTROLS
Commercial | Com ¦ Elec Storage WH 2.30 Et | 2033 | SC A | MW | After Competition Groups | 2.2147 | 0 | 0 | 1041.7533 | 0.0021259 | 38 | Commercial_2033_SC A_MW_After Competition Groups_38 | Elec Storage WH 2.30 Et | 0.2126% | 0 | 2.2147 | Commercial_2033_SC A_MW_After Competition Groups_Elec Storage WH 2.30 Et
Commercial | Com ¦ Temperature Adjustment in Commercial Freezers | 2033 | SC A | MW | After Competition Groups | 2.0402 | 0 | 0 | 1041.7533 | 0.0019584 | 39 | Commercial_2033_SC A_MW_After Competition Groups_39 | Temperature Adjustment in Commercial Freezers | 0.1958% | 0 | 2.0402 | Commercial_2033_SC A_MW_After Competition Groups_Temperature Adjustment in Commercial Freezers
Commercial | Com ¦ Vertical Night Covers | 2033 | SC A | MW | After Competition Groups | 1.6513 | 0 | 0 | 1041.7533 | 0.0015851 | 40 | Commercial_2033_SC A_MW_After Competition Groups_40 | Vertical Night Covers | 0.1585% | 0 | 1.6513 | Commercial_2033_SC A_MW_After Competition Groups_Vertical Night Covers
Commercial | Com ¦ CO Sensors for parking garage exhaust fans | 2033 | SC A | MW | After Competition Groups | 1.6387 | 0 | 0 | 1041.7533 | 0.0015731 | 41 | Commercial_2033_SC A_MW_After Competition Groups_41 | CO Sensors for parking garage exhaust fans | 0.1573% | 0 | 1.6387 | Commercial_2033_SC A_MW_After Competition Groups_CO Sensors for parking garage exhaust fans
Commercial | Com ¦ Energy Efficient Laboratory Fume Hood | 2033 | SC A | MW | After Competition Groups | 1.5127 | 0 | 0 | 1041.7533 | 0.0014521 | 42 | Commercial_2033_SC A_MW_After Competition Groups_42 | Energy Efficient Laboratory Fume Hood | 0.1452% | 0 | 1.5127 | Commercial_2033_SC A_MW_After Competition Groups_Energy Efficient Laboratory Fume Hood
Commercial | Com ¦ ENERGY STAR Fryer (84% eff) | 2033 | SC A | MW | After Competition Groups | 1.4201 | 0 | 0 | 1041.7533 | 0.0013631 | 43 | Commercial_2033_SC A_MW_After Competition Groups_43 | ENERGY STAR Fryer (84% eff) | 0.1363% | 0 | 1.4201 | Commercial_2033_SC A_MW_After Competition Groups_ENERGY STAR Fryer (84% eff)
Commercial | Com ¦ Outside Air Economizer | 2033 | SC A | MW | After Competition Groups | 1.3325 | 0 | 0 | 1041.7533 | 0.0012791 | 44 | Commercial_2033_SC A_MW_After Competition Groups_44 | Outside Air Economizer | 0.1279% | 0 | 1.3325 | Commercial_2033_SC A_MW_After Competition Groups_Outside Air Economizer
Commercial | Com ¦ Water Heating (DHW) Pipe Insulation (Add 3/4\ Foam)" | 2033 | SC A | MW | After Competition Groups | 1.2935 | 0 | 0 | 1041.7533 | 0.0012417 | 45 | Commercial_2033_SC A_MW_After Competition Groups_45 | Water Heating (DHW) Pipe Insulation (Add 3/4\ Foam)" | 0.1242% | 0 | 1.2935 | Commercial_2033_SC A_MW_After Competition Groups_Water Heating (DHW) Pipe Insulation (Add 3/4\ Foam)"
Commercial | Com ¦ ENERGY STAR Steam Cookers | 2033 | SC A | MW | After Competition Groups | 0.91134 | 0 | 0 | 1041.7533 | 0.00087481 | 46 | Commercial_2033_SC A_MW_After Competition Groups_46 | ENERGY STAR Steam Cookers | 0.08748% | 0 | 0.91134 | Commercial_2033_SC A_MW_After Competition Groups_ENERGY STAR Steam Cookers
Commercial | Com ¦ Suction Pipe Insulation Freezer/Refrigerator | 2033 | SC A | MW | After Competition Groups | 0.84946 | 0 | 0 | 1041.7533 | 0.00081541 | 47 | Commercial_2033_SC A_MW_After Competition Groups_47 | Suction Pipe Insulation Freezer/Refrigerator | 0.08154% | 0 | 0.84946 | Commercial_2033_SC A_MW_After Competition Groups_Suction Pipe Insulation Freezer/Refrigerator
Commercial | Com ¦ Thermostat Setback | 2033 | SC A | MW | After Competition Groups | 0.68775 | 0 | 0 | 1041.7533 | 0.00066019 | 48 | Commercial_2033_SC A_MW_After Competition Groups_48 | Thermostat Setback | 0.06602% | 0 | 0.68775 | Commercial_2033_SC A_MW_After Competition Groups_Thermostat Setback
Commercial | Com ¦ ENERGY STAR Dishwasher | 2033 | SC A | MW | After Competition Groups | 0.647 | 0 | 0 | 1041.7533 | 0.00062107 | 49 | Commercial_2033_SC A_MW_After Competition Groups_49 | ENERGY STAR Dishwasher | 0.06211% | 0 | 0.647 | Commercial_2033_SC A_MW_After Competition Groups_ENERGY STAR Dishwasher
Commercial | Com ¦ Condensing Make Up Air Unit | 2033 | SC A | MW | After Competition Groups | 0.41089 | 0 | 0 | 1041.7533 | 0.00039443 | 50 | Commercial_2033_SC A_MW_After Competition Groups_50 | Condensing Make Up Air Unit | 0.03944% | 0 | 0.41089 | Commercial_2033_SC A_MW_After Competition Groups_Condensing Make Up Air Unit
Commercial | Com ¦ Ozone Laundry Treatment | 2033 | SC A | MW | After Competition Groups | 0.35659 | 0 | 0 | 1041.7533 | 0.0003423 | 51 | Commercial_2033_SC A_MW_After Competition Groups_51 | Ozone Laundry Treatment | 0.03423% | 0 | 0.35659 | Commercial_2033_SC A_MW_After Competition Groups_Ozone Laundry Treatment
Commercial | COM ¦ Ductless Mini-Split Heat Pumps | 2033 | SC A | MW | After Competition Groups | 0.20458 | 0 | 0 | 1041.7533 | 0.00019638 | 52 | Commercial_2033_SC A_MW_After Competition Groups_52 | Ductless Mini-Split Heat Pumps | 0.01964% | 0 | 0.20458 | Commercial_2033_SC A_MW_After Competition Groups_Ductless Mini-Split Heat Pumps
Commercial | Com ¦ ECM MOTORS FOR HVAC APPLICATION (FAN-POWERED VAV BOX) | 2033 | SC A | MW | After Competition Groups | 0.19869 | 0 | 0 | 1041.7533 | 0.00019073 | 53 | Commercial_2033_SC A_MW_After Competition Groups_53 | ECM MOTORS FOR HVAC APPLICATION (FAN-POWERED VAV BOX) | 0.01907% | 0 | 0.19869 | Commercial_2033_SC A_MW_After Competition Groups_ECM MOTORS FOR HVAC APPLICATION (FAN-POWERED VAV BOX)
Commercial | Com ¦ PTAC (12 EER/10,000 BTU) | 2033 | SC A | MW | After Competition Groups | 0.16824 | 0 | 0 | 1041.7533 | 0.0001615 | 54 | Commercial_2033_SC A_MW_After Competition Groups_54 | PTAC (12 EER/10,000 BTU) | 0.01615% | 0 | 0.16824 | Commercial_2033_SC A_MW_After Competition Groups_PTAC (12 EER/10,000 BTU)
Commercial | Com ¦ CEE Tier 2/Energy Star Clothes Washers | 2033 | SC A | MW | After Competition Groups | 0.12737 | 0 | 0 | 1041.7533 | 0.00012226 | 55 | Commercial_2033_SC A_MW_After Competition Groups_55 | CEE Tier 2/Energy Star Clothes Washers | 0.01223% | 0 | 0.12737 | Commercial_2033_SC A_MW_After Competition Groups_CEE Tier 2/Energy Star Clothes Washers
Commercial | Com ¦ Solar Water Preheat (Pools/DHW) | 2033 | SC A | MW | After Competition Groups | 0.11653 | 0 | 0 | 1041.7533 | 0.00011186 | 56 | Commercial_2033_SC A_MW_After Competition Groups_56 | Solar Water Preheat (Pools/DHW) | 0.01119% | 0 | 0.11653 | Commercial_2033_SC A_MW_After Competition Groups_Solar Water Preheat (Pools/DHW)
Commercial | Com ¦ Notched V belts for HVAC Systems | 2033 | SC A | MW | After Competition Groups | 0.10514 | 0 | 0 | 1041.7533 | 0.00010093 | 57 | Commercial_2033_SC A_MW_After Competition Groups_57 | Notched V belts for HVAC Systems | 0.01009% | 0 | 0.10514 | Commercial_2033_SC A_MW_After Competition Groups_Notched V belts for HVAC Systems
Commercial | Com ¦ Auto Off Time Switch or Time Clock control | 2033 | SC A | MW | After Competition Groups | 0.10287 | 0 | 0 | 1041.7533 | 9.8745e-05 | 58 | Commercial_2033_SC A_MW_After Competition Groups_58 | Auto Off Time Switch or Time Clock control | 0.009875% | 0 | 0.10287 | Commercial_2033_SC A_MW_After Competition Groups_Auto Off Time Switch or Time Clock control
Commercial | Com ¦ HVAC Optimization | 2033 | SC A | MW | After Competition Groups | 0.099121 | 0 | 0 | 1041.7533 | 9.5148e-05 | 59 | Commercial_2033_SC A_MW_After Competition Groups_59 | HVAC Optimization | 0.009515% | 0 | 0.099121 | Commercial_2033_SC A_MW_After Competition Groups_HVAC Optimization
Commercial | Com ¦ Demand controlled Circulating Systems | 2033 | SC A | MW | After Competition Groups | 0.087509 | 0 | 0 | 1041.7533 | 8.4002e-05 | 60 | Commercial_2033_SC A_MW_After Competition Groups_60 | Demand controlled Circulating Systems | 0.0084% | 0 | 0.087509 | Commercial_2033_SC A_MW_After Competition Groups_Demand controlled Circulating Systems
Commercial | Com ¦ Low Flow Pre-Rinse Spray Nozzle | 2033 | SC A | MW | After Competition Groups | 0.068042 | 0 | 0 | 1041.7533 | 6.5315e-05 | 61 | Commercial_2033_SC A_MW_After Competition Groups_61 | Low Flow Pre-Rinse Spray Nozzle | 0.006531% | 0 | 0.068042 | Commercial_2033_SC A_MW_After Competition Groups_Low Flow Pre-Rinse Spray Nozzle
Commercial | Com ¦ Commercial Hot Food Holding Cabinets | 2033 | SC A | MW | After Competition Groups | 0.056718 | 0 | 0 | 1041.7533 | 5.4445e-05 | 62 | Commercial_2033_SC A_MW_After Competition Groups_62 | Commercial Hot Food Holding Cabinets | 0.005444% | 0 | 0.056718 | Commercial_2033_SC A_MW_After Competition Groups_Commercial Hot Food Holding Cabinets
Commercial | Com ¦ LED RECESSED DOWNLIGHTS | 2033 | SC A | MW | After Competition Groups | 0.050487 | 0 | 0 | 1041.7533 | 4.8463e-05 | 63 | Commercial_2033_SC A_MW_After Competition Groups_63 | LED RECESSED DOWNLIGHTS | 0.004846% | 0 | 0.050487 | Commercial_2033_SC A_MW_After Competition Groups_LED RECESSED DOWNLIGHTS
Commercial | Com ¦ High Efficiency Small Instantaneous Water Heater | 2033 | SC A | MW | After Competition Groups | 0.032147 | 0 | 0 | 1041.7533 | 3.0858e-05 | 64 | Commercial_2033_SC A_MW_After Competition Groups_64 | High Efficiency Small Instantaneous Water Heater | 0.003086% | 0 | 0.032147 | Commercial_2033_SC A_MW_After Competition Groups_High Efficiency Small Instantaneous Water Heater
Commercial | Com ¦ Wall Insulation | 2033 | SC A | MW | After Competition Groups | 0.030046 | 0 | 0 | 1041.7533 | 2.8842e-05 | 65 | Commercial_2033_SC A_MW_After Competition Groups_65 | Wall Insulation | 0.002884% | 0 | 0.030046 | Commercial_2033_SC A_MW_After Competition Groups_Wall Insulation
Commercial | Com ¦ Condensing Unit Heaters or other Efficient Unit Heating System | 2033 | SC A | MW | After Competition Groups | 0.029089 | 0 | 0 | 1041.7533 | 2.7923e-05 | 66 | Commercial_2033_SC A_MW_After Competition Groups_66 | Condensing Unit Heaters or other Efficient Unit Heating System | 0.002792% | 0 | 0.029089 | Commercial_2033_SC A_MW_After Competition Groups_Condensing Unit Heaters or other Efficient Unit Heating System
Commercial | Com ¦ Air Curtains | 2033 | SC A | MW | After Competition Groups | 0.02224 | 0 | 0 | 1041.7533 | 2.1349e-05 | 67 | Commercial_2033_SC A_MW_After Competition Groups_67 | Air Curtains | 0.002135% | 0 | 0.02224 | Commercial_2033_SC A_MW_After Competition Groups_Air Curtains
Commercial | Com ¦ Room AC (w/ louvered sides) 14 SEER from 12 SEER code | 2033 | SC A | MW | After Competition Groups | 0.021732 | 0 | 0 | 1041.7533 | 2.0861e-05 | 68 | Commercial_2033_SC A_MW_After Competition Groups_68 | Room AC (w/ louvered sides) 14 SEER from 12 SEER code | 0.002086% | 0 | 0.021732 | Commercial_2033_SC A_MW_After Competition Groups_Room AC (w/ louvered sides) 14 SEER from 12 SEER code
Commercial | Com ¦ VSD Air Compressor | 2033 | SC A | MW | After Competition Groups | 0.021431 | 0 | 0 | 1041.7533 | 2.0572e-05 | 69 | Commercial_2033_SC A_MW_After Competition Groups_69 | VSD Air Compressor | 0.002057% | 0 | 0.021431 | Commercial_2033_SC A_MW_After Competition Groups_VSD Air Compressor
Commercial | Com ¦ Efficient compressor motor | 2033 | SC A | MW | After Competition Groups | 0.010661 | 0 | 0 | 1041.7533 | 1.0234e-05 | 70 | Commercial_2033_SC A_MW_After Competition Groups_70 | Efficient compressor motor | 0.001023% | 0 | 0.010661 | Commercial_2033_SC A_MW_After Competition Groups_Efficient compressor motor
Commercial | Com ¦ Energy Recovery Ventilation and Ventilation (Enhanced) | 2033 | SC A | MW | After Competition Groups | 0.010311 | 0 | 0 | 1041.7533 | 9.8974e-06 | 71 | Commercial_2033_SC A_MW_After Competition Groups_71 | Energy Recovery Ventilation and Ventilation (Enhanced) | 0.0009897% | 0 | 0.010311 | Commercial_2033_SC A_MW_After Competition Groups_Energy Recovery Ventilation and Ventilation (Enhanced)
Commercial | Com ¦ High Efficiency Chiller (avg of water and air cooled) | 2033 | SC A | MW | After Competition Groups | 0.0036333 | 0 | 0 | 1041.7533 | 3.4877e-06 | 72 | Commercial_2033_SC A_MW_After Competition Groups_72 | High Efficiency Chiller (avg of water and air cooled) | 0.0003488% | 0 | 0.0036333 | Commercial_2033_SC A_MW_After Competition Groups_High Efficiency Chiller (avg of water and air cooled)
Commercial | Com ¦ EC Plug Fan for Data Center (under cabinet) | 2033 | SC A | MW | After Competition Groups | 0.0035795 | 0 | 0 | 1041.7533 | 3.436e-06 | 73 | Commercial_2033_SC A_MW_After Competition Groups_73 | EC Plug Fan for Data Center (under cabinet) | 0.0003436% | 0 | 0.0035795 | Commercial_2033_SC A_MW_After Competition Groups_EC Plug Fan for Data Center (under cabinet)
Commercial | Com ¦ LLLC - Low Impact Application | 2033 | SC A | MW | After Competition Groups | 0.0032331 | 0 | 0 | 1041.7533 | 3.1035e-06 | 74 | Commercial_2033_SC A_MW_After Competition Groups_74 | LLLC - Low Impact Application | 0.0003104% | 0 | 0.0032331 | Commercial_2033_SC A_MW_After Competition Groups_LLLC - Low Impact Application
Commercial | Com ¦ LLLC - High Impact Application | 2033 | SC A | MW | After Competition Groups | 0.0029087 | 0 | 0 | 1041.7533 | 2.7921e-06 | 75 | Commercial_2033_SC A_MW_After Competition Groups_75 | LLLC - High Impact Application | 0.0002792% | 0 | 0.0029087 | Commercial_2033_SC A_MW_After Competition Groups_LLLC - High Impact Application
Commercial | Com ¦ Electric Convection Combination Ovens | 2033 | SC A | MW | After Competition Groups | 0.00032671 | 0 | 0 | 1041.7533 | 3.1361e-07 | 76 | Commercial_2033_SC A_MW_After Competition Groups_76 | Electric Convection Combination Ovens | 3.136e-05% | 0 | 0.00032671 | Commercial_2033_SC A_MW_After Competition Groups_Electric Convection Combination Ovens
Commercial | Com ¦ Networked/Connected - High Impact Application | 2033 | SC A | MW | After Competition Groups | 6.1734e-05 | 0 | 0 | 1041.7533 | 5.926e-08 | 77 | Commercial_2033_SC A_MW_After Competition Groups_77 | Networked/Connected - High Impact Application | 5.926e-06% | 0 | 6.1734e-05 | Commercial_2033_SC A_MW_After Competition Groups_Networked/Connected - High Impact Application
Commercial | Com ¦ Networked/Connected - Low Impact Application | 2033 | SC A | MW | After Competition Groups | 2.8364e-06 | 0 | 0 | 1041.7533 | 2.7227e-09 | 78 | Commercial_2033_SC A_MW_After Competition Groups_78 | Networked/Connected - Low Impact Application | 2.723e-07% | 0 | 2.8364e-06 | Commercial_2033_SC A_MW_After Competition Groups_Networked/Connected - Low Impact Application
Commercial | Com ¦ Indoor Daylight Sensors/Photocell Dimming Control | 2033 | SC A | MW | After Competition Groups | 0 | 0 | 0 | 1041.7533 | 0 | 79 | Commercial_2033_SC A_MW_After Competition Groups_79 | Indoor Daylight Sensors/Photocell Dimming Control | 0% | 0 | 0 | Commercial_2033_SC A_MW_After Competition Groups_Indoor Daylight Sensors/Photocell Dimming Control
Commercial | Com ¦ Variable Refrigerant Flow Heat Pump | 2033 | SC A | MW | After Competition Groups | 0 | 0 | 0 | 1041.7533 | 0 | 80 | Commercial_2033_SC A_MW_After Competition Groups_80 | Variable Refrigerant Flow Heat Pump | 0% | 0 | 0 | Commercial_2033_SC A_MW_After Competition Groups_Variable Refrigerant Flow Heat Pump
Commercial | Com ¦ Education and Capacity Building/Energy Behavior | 2033 | SC B | MW | After Competition Groups | 181.0747 | 0 | 0 | 1507.7793 | 0.12009 | 1 | Commercial_2033_SC B_MW_After Competition Groups_1 | Education and Capacity Building/Energy Behavior | 12.01% | 0 | 181.0747 | Commercial_2033_SC B_MW_After Competition Groups_Education and Capacity Building/Energy Behavior
Commercial | Com ¦ LED Low/High Bay | 2033 | SC B | MW | After Competition Groups | 159.6132 | 0 | 0 | 1507.7793 | 0.10586 | 2 | Commercial_2033_SC B_MW_After Competition Groups_2 | LED Low/High Bay | 10.59% | 0 | 159.6132 | Commercial_2033_SC B_MW_After Competition Groups_LED Low/High Bay
Commercial | Com ¦ Building Recommissioning, Operations and Maintenance (O&M) Improvements | 2033 | SC B | MW | After Competition Groups | 139.268 | 0 | 0 | 1507.7793 | 0.092366 | 3 | Commercial_2033_SC B_MW_After Competition Groups_3 | Building Recommissioning, Operations and Maintenance (O&M) Improvements | 9.237% | 0 | 139.268 | Commercial_2033_SC B_MW_After Competition Groups_Building Recommissioning, Operations and Maintenance (O&M) Improvements
Commercial | Com ¦ LED Troffer/Surface/Suspended | 2033 | SC B | MW | After Competition Groups | 128.36 | 0 | 0 | 1507.7793 | 0.085132 | 4 | Commercial_2033_SC B_MW_After Competition Groups_4 | LED Troffer/Surface/Suspended | 8.513% | 0 | 128.36 | Commercial_2033_SC B_MW_After Competition Groups_LED Troffer/Surface/Suspended
Commercial | Com ¦ ENERGY STAR LED LAMPS (REFLECTOR LAMPs/MR16/PAR 16) | 2033 | SC B | MW | After Competition Groups | 122.3977 | 0 | 0 | 1507.7793 | 0.081177 | 5 | Commercial_2033_SC B_MW_After Competition Groups_5 | ENERGY STAR LED LAMPS (REFLECTOR LAMPs/MR16/PAR 16) | 8.118% | 0 | 122.3977 | Commercial_2033_SC B_MW_After Competition Groups_ENERGY STAR LED LAMPS (REFLECTOR LAMPs/MR16/PAR 16)
Commercial | Com ¦ LED Replacement Lamp (Tube) | 2033 | SC B | MW | After Competition Groups | 75.85 | 0 | 0 | 1507.7793 | 0.050306 | 6 | Commercial_2033_SC B_MW_After Competition Groups_6 | LED Replacement Lamp (Tube) | 5.031% | 0 | 75.85 | Commercial_2033_SC B_MW_After Competition Groups_LED Replacement Lamp (Tube)
Commercial | Com ¦ Unitary Air-Conditioning Unit | 2033 | SC B | MW | After Competition Groups | 74.9659 | 0 | 0 | 1507.7793 | 0.049719 | 7 | Commercial_2033_SC B_MW_After Competition Groups_7 | Unitary Air-Conditioning Unit | 4.972% | 0 | 74.9659 | Commercial_2033_SC B_MW_After Competition Groups_Unitary Air-Conditioning Unit
Commercial | Com ¦ High Efficiency Air Source Heat Pump | 2033 | SC B | MW | After Competition Groups | 71.9717 | 0 | 0 | 1507.7793 | 0.047734 | 8 | Commercial_2033_SC B_MW_After Competition Groups_8 | High Efficiency Air Source Heat Pump | 4.773% | 0 | 71.9717 | Commercial_2033_SC B_MW_After Competition Groups_High Efficiency Air Source Heat Pump
Commercial | Com ¦ Advanced BAS/Controllers | 2033 | SC B | MW | After Competition Groups | 62.193 | 0 | 0 | 1507.7793 | 0.041248 | 9 | Commercial_2033_SC B_MW_After Competition Groups_9 | Advanced BAS/Controllers | 4.125% | 0 | 62.193 | Commercial_2033_SC B_MW_After Competition Groups_Advanced BAS/Controllers
Commercial | Com ¦ Adaptive Thermostats | 2033 | SC B | MW | After Competition Groups | 40.1564 | 0 | 0 | 1507.7793 | 0.026633 | 10 | Commercial_2033_SC B_MW_After Competition Groups_10 | Adaptive Thermostats | 2.663% | 0 | 40.1564 | Commercial_2033_SC B_MW_After Competition Groups_Adaptive Thermostats
Commercial | Com ¦ Refrigerated Display Case Doors | 2033 | SC B | MW | After Competition Groups | 33.915 | 0 | 0 | 1507.7793 | 0.022493 | 11 | Commercial_2033_SC B_MW_After Competition Groups_11 | Refrigerated Display Case Doors | 2.249% | 0 | 33.915 | Commercial_2033_SC B_MW_After Competition Groups_Refrigerated Display Case Doors
Commercial | Com ¦ Strip Curtains | 2033 | SC B | MW | After Competition Groups | 30.7971 | 0 | 0 | 1507.7793 | 0.020425 | 12 | Commercial_2033_SC B_MW_After Competition Groups_12 | Strip Curtains | 2.043% | 0 | 30.7971 | Commercial_2033_SC B_MW_After Competition Groups_Strip Curtains
Commercial | Com ¦ Furnace Tune-Up | 2033 | SC B | MW | After Competition Groups | 30.1679 | 0 | 0 | 1507.7793 | 0.020008 | 13 | Commercial_2033_SC B_MW_After Competition Groups_13 | Furnace Tune-Up | 2.001% | 0 | 30.1679 | Commercial_2033_SC B_MW_After Competition Groups_Furnace Tune-Up
Commercial | Com ¦ Data Center Storage/Server Virtualization | 2033 | SC B | MW | After Competition Groups | 29.2979 | 0 | 0 | 1507.7793 | 0.019431 | 14 | Commercial_2033_SC B_MW_After Competition Groups_14 | Data Center Storage/Server Virtualization | 1.943% | 0 | 29.2979 | Commercial_2033_SC B_MW_After Competition Groups_Data Center Storage/Server Virtualization
Commercial | Com ¦ Demand Control Ventilation | 2033 | SC B | MW | After Competition Groups | 28.2752 | 0 | 0 | 1507.7793 | 0.018753 | 15 | Commercial_2033_SC B_MW_After Competition Groups_15 | Demand Control Ventilation | 1.875% | 0 | 28.2752 | Commercial_2033_SC B_MW_After Competition Groups_Demand Control Ventilation
Commercial | Com ¦ Reach-in Shaded Pole to ECM/PSC Evaporator Fan Motor | 2033 | SC B | MW | After Competition Groups | 27.5639 | 0 | 0 | 1507.7793 | 0.018281 | 16 | Commercial_2033_SC B_MW_After Competition Groups_16 | Reach-in Shaded Pole to ECM/PSC Evaporator Fan Motor | 1.828% | 0 | 27.5639 | Commercial_2033_SC B_MW_After Competition Groups_Reach-in Shaded Pole to ECM/PSC Evaporator Fan Motor
Commercial | Com ¦ LED or Equivalent Sign Lighting | 2033 | SC B | MW | After Competition Groups | 25.8926 | 0 | 0 | 1507.7793 | 0.017173 | 17 | Commercial_2033_SC B_MW_After Competition Groups_17 | LED or Equivalent Sign Lighting | 1.717% | 0 | 25.8926 | Commercial_2033_SC B_MW_After Competition Groups_LED or Equivalent Sign Lighting
Commercial | Com ¦ Centrally controlled desktop PC/NETWORK PC POWER MANAGEMENT SOFTWARE | 2033 | SC B | MW | After Competition Groups | 21.5313 | 0 | 0 | 1507.7793 | 0.01428 | 18 | Commercial_2033_SC B_MW_After Competition Groups_18 | Centrally controlled desktop PC/NETWORK PC POWER MANAGEMENT SOFTWARE | 1.428% | 0 | 21.5313 | Commercial_2033_SC B_MW_After Competition Groups_Centrally controlled desktop PC/NETWORK PC POWER MANAGEMENT SOFTWARE
Commercial | Com ¦ Variable Frequency Drive (VFD) | 2033 | SC B | MW | After Competition Groups | 21.0679 | 0 | 0 | 1507.7793 | 0.013973 | 19 | Commercial_2033_SC B_MW_After Competition Groups_19 | Variable Frequency Drive (VFD) | 1.397% | 0 | 21.0679 | Commercial_2033_SC B_MW_After Competition Groups_Variable Frequency Drive (VFD)
Commercial | Com ¦ VFD on Pumps | 2033 | SC B | MW | After Competition Groups | 19.705 | 0 | 0 | 1507.7793 | 0.013069 | 20 | Commercial_2033_SC B_MW_After Competition Groups_20 | VFD on Pumps | 1.307% | 0 | 19.705 | Commercial_2033_SC B_MW_After Competition Groups_VFD on Pumps
Commercial | Com ¦ Chilled Water Optimization | 2033 | SC B | MW | After Competition Groups | 18.1777 | 0 | 0 | 1507.7793 | 0.012056 | 21 | Commercial_2033_SC B_MW_After Competition Groups_21 | Chilled Water Optimization | 1.206% | 0 | 18.1777 | Commercial_2033_SC B_MW_After Competition Groups_Chilled Water Optimization
Commercial | Com ¦ Air Handler with Dedicated Outdoor Air Systems | 2033 | SC B | MW | After Competition Groups | 16.0161 | 0 | 0 | 1507.7793 | 0.010622 | 22 | Commercial_2033_SC B_MW_After Competition Groups_22 | Air Handler with Dedicated Outdoor Air Systems | 1.062% | 0 | 16.0161 | Commercial_2033_SC B_MW_After Competition Groups_Air Handler with Dedicated Outdoor Air Systems
Commercial | Com ¦ Refrigerated Display Case LED | 2033 | SC B | MW | After Competition Groups | 15.2421 | 0 | 0 | 1507.7793 | 0.010109 | 23 | Commercial_2033_SC B_MW_After Competition Groups_23 | Refrigerated Display Case LED | 1.011% | 0 | 15.2421 | Commercial_2033_SC B_MW_After Competition Groups_Refrigerated Display Case LED
Commercial | Com ¦ ENERGY STAR LED LAMPS (General Service Lamps) | 2033 | SC B | MW | After Competition Groups | 14.9924 | 0 | 0 | 1507.7793 | 0.0099434 | 24 | Commercial_2033_SC B_MW_After Competition Groups_24 | ENERGY STAR LED LAMPS (General Service Lamps) | 0.9943% | 0 | 14.9924 | Commercial_2033_SC B_MW_After Competition Groups_ENERGY STAR LED LAMPS (General Service Lamps)
Commercial | Com ¦ Door Gasket Freezer/Refrigerator | 2033 | SC B | MW | After Competition Groups | 10.919 | 0 | 0 | 1507.7793 | 0.0072418 | 25 | Commercial_2033_SC B_MW_After Competition Groups_25 | Door Gasket Freezer/Refrigerator | 0.7242% | 0 | 10.919 | Commercial_2033_SC B_MW_After Competition Groups_Door Gasket Freezer/Refrigerator
Commercial | Com ¦ ECM MOTORS FOR EVAPORATOR FANS for refrigeration (WALK-IN) | 2033 | SC B | MW | After Competition Groups | 10.9113 | 0 | 0 | 1507.7793 | 0.0072366 | 26 | Commercial_2033_SC B_MW_After Competition Groups_26 | ECM MOTORS FOR EVAPORATOR FANS for refrigeration (WALK-IN) | 0.7237% | 0 | 10.9113 | Commercial_2033_SC B_MW_After Competition Groups_ECM MOTORS FOR EVAPORATOR FANS for refrigeration (WALK-IN)
Commercial | Com ¦ Freezer Case Light Sensor | 2033 | SC B | MW | After Competition Groups | 9.4323 | 0 | 0 | 1507.7793 | 0.0062557 | 27 | Commercial_2033_SC B_MW_After Competition Groups_27 | Freezer Case Light Sensor | 0.6256% | 0 | 9.4323 | Commercial_2033_SC B_MW_After Competition Groups_Freezer Case Light Sensor
Commercial | Com ¦ Evaporator Fan Controls | 2033 | SC B | MW | After Competition Groups | 9.1895 | 0 | 0 | 1507.7793 | 0.0060947 | 28 | Commercial_2033_SC B_MW_After Competition Groups_28 | Evaporator Fan Controls | 0.6095% | 0 | 9.1895 | Commercial_2033_SC B_MW_After Competition Groups_Evaporator Fan Controls
Commercial | Com ¦ Demand Control Kitchen Ventilation | 2033 | SC B | MW | After Competition Groups | 9.0232 | 0 | 0 | 1507.7793 | 0.0059844 | 29 | Commercial_2033_SC B_MW_After Competition Groups_29 | Demand Control Kitchen Ventilation | 0.5984% | 0 | 9.0232 | Commercial_2033_SC B_MW_After Competition Groups_Demand Control Kitchen Ventilation
Commercial | Com ¦ LED EXTERIOR AREA LIGHTS - LED fixture (200W) | 2033 | SC B | MW | After Competition Groups | 6.5356 | 0 | 0 | 1507.7793 | 0.0043346 | 30 | Commercial_2033_SC B_MW_After Competition Groups_30 | LED EXTERIOR AREA LIGHTS - LED fixture (200W) | 0.4335% | 0 | 6.5356 | Commercial_2033_SC B_MW_After Competition Groups_LED EXTERIOR AREA LIGHTS - LED fixture (200W)
Commercial | Com ¦ LED parking lot fixture | 2033 | SC B | MW | After Competition Groups | 6.2668 | 0 | 0 | 1507.7793 | 0.0041563 | 31 | Commercial_2033_SC B_MW_After Competition Groups_31 | LED parking lot fixture | 0.4156% | 0 | 6.2668 | Commercial_2033_SC B_MW_After Competition Groups_LED parking lot fixture
Commercial | Com ¦ Water Source Heat Pump (4 ton) | 2033 | SC B | MW | After Competition Groups | 6.1177 | 0 | 0 | 1507.7793 | 0.0040574 | 32 | Commercial_2033_SC B_MW_After Competition Groups_32 | Water Source Heat Pump (4 ton) | 0.4057% | 0 | 6.1177 | Commercial_2033_SC B_MW_After Competition Groups_Water Source Heat Pump (4 ton)
Commercial | Com ¦ Duct Insulation, R8 | 2033 | SC B | MW | After Competition Groups | 5.556 | 0 | 0 | 1507.7793 | 0.0036849 | 33 | Commercial_2033_SC B_MW_After Competition Groups_33 | Duct Insulation, R8 | 0.3685% | 0 | 5.556 | Commercial_2033_SC B_MW_After Competition Groups_Duct Insulation, R8
Commercial | Com ¦ ENERGY STAR Griddle (74% eff) | 2033 | SC B | MW | After Competition Groups | 4.7872 | 0 | 0 | 1507.7793 | 0.003175 | 34 | Commercial_2033_SC B_MW_After Competition Groups_34 | ENERGY STAR Griddle (74% eff) | 0.3175% | 0 | 4.7872 | Commercial_2033_SC B_MW_After Competition Groups_ENERGY STAR Griddle (74% eff)
Commercial | Com ¦ Occupancy Sensors | 2033 | SC B | MW | After Competition Groups | 4.0736 | 0 | 0 | 1507.7793 | 0.0027017 | 35 | Commercial_2033_SC B_MW_After Competition Groups_35 | Occupancy Sensors | 0.2702% | 0 | 4.0736 | Commercial_2033_SC B_MW_After Competition Groups_Occupancy Sensors
Commercial | Com ¦ BEVERAGE VENDING MACHINE CONTROLS | 2033 | SC B | MW | After Competition Groups | 4.0301 | 0 | 0 | 1507.7793 | 0.0026728 | 36 | Commercial_2033_SC B_MW_After Competition Groups_36 | BEVERAGE VENDING MACHINE CONTROLS | 0.2673% | 0 | 4.0301 | Commercial_2033_SC B_MW_After Competition Groups_BEVERAGE VENDING MACHINE CONTROLS
Commercial | Com ¦ LED street light fixture | 2033 | SC B | MW | After Competition Groups | 3.9479 | 0 | 0 | 1507.7793 | 0.0026184 | 37 | Commercial_2033_SC B_MW_After Competition Groups_37 | LED street light fixture | 0.2618% | 0 | 3.9479 | Commercial_2033_SC B_MW_After Competition Groups_LED street light fixture
Commercial | Com ¦ Elec Storage WH 2.30 Et | 2033 | SC B | MW | After Competition Groups | 3.5558 | 0 | 0 | 1507.7793 | 0.0023583 | 38 | Commercial_2033_SC B_MW_After Competition Groups_38 | Elec Storage WH 2.30 Et | 0.2358% | 0 | 3.5558 | Commercial_2033_SC B_MW_After Competition Groups_Elec Storage WH 2.30 Et
Commercial | Com ¦ Temperature Adjustment in Commercial Freezers | 2033 | SC B | MW | After Competition Groups | 3.3606 | 0 | 0 | 1507.7793 | 0.0022289 | 39 | Commercial_2033_SC B_MW_After Competition Groups_39 | Temperature Adjustment in Commercial Freezers | 0.2229% | 0 | 3.3606 | Commercial_2033_SC B_MW_After Competition Groups_Temperature Adjustment in Commercial Freezers
Commercial | Com ¦ CO Sensors for parking garage exhaust fans | 2033 | SC B | MW | After Competition Groups | 2.901 | 0 | 0 | 1507.7793 | 0.001924 | 40 | Commercial_2033_SC B_MW_After Competition Groups_40 | CO Sensors for parking garage exhaust fans | 0.1924% | 0 | 2.901 | Commercial_2033_SC B_MW_After Competition Groups_CO Sensors for parking garage exhaust fans
Commercial | Com ¦ Vertical Night Covers | 2033 | SC B | MW | After Competition Groups | 2.7783 | 0 | 0 | 1507.7793 | 0.0018426 | 41 | Commercial_2033_SC B_MW_After Competition Groups_41 | Vertical Night Covers | 0.1843% | 0 | 2.7783 | Commercial_2033_SC B_MW_After Competition Groups_Vertical Night Covers
Commercial | Com ¦ Energy Efficient Laboratory Fume Hood | 2033 | SC B | MW | After Competition Groups | 2.6604 | 0 | 0 | 1507.7793 | 0.0017645 | 42 | Commercial_2033_SC B_MW_After Competition Groups_42 | Energy Efficient Laboratory Fume Hood | 0.1764% | 0 | 2.6604 | Commercial_2033_SC B_MW_After Competition Groups_Energy Efficient Laboratory Fume Hood
Commercial | Com ¦ Water Heating (DHW) Pipe Insulation (Add 3/4\ Foam)" | 2033 | SC B | MW | After Competition Groups | 2.1238 | 0 | 0 | 1507.7793 | 0.0014086 | 43 | Commercial_2033_SC B_MW_After Competition Groups_43 | Water Heating (DHW) Pipe Insulation (Add 3/4\ Foam)" | 0.1409% | 0 | 2.1238 | Commercial_2033_SC B_MW_After Competition Groups_Water Heating (DHW) Pipe Insulation (Add 3/4\ Foam)"
Commercial | Com ¦ Outside Air Economizer | 2033 | SC B | MW | After Competition Groups | 1.8914 | 0 | 0 | 1507.7793 | 0.0012544 | 44 | Commercial_2033_SC B_MW_After Competition Groups_44 | Outside Air Economizer | 0.1254% | 0 | 1.8914 | Commercial_2033_SC B_MW_After Competition Groups_Outside Air Economizer
Commercial | Com ¦ Suction Pipe Insulation Freezer/Refrigerator | 2033 | SC B | MW | After Competition Groups | 1.4446 | 0 | 0 | 1507.7793 | 0.0009581 | 45 | Commercial_2033_SC B_MW_After Competition Groups_45 | Suction Pipe Insulation Freezer/Refrigerator | 0.09581% | 0 | 1.4446 | Commercial_2033_SC B_MW_After Competition Groups_Suction Pipe Insulation Freezer/Refrigerator
Commercial | Com ¦ ENERGY STAR Fryer (84% eff) | 2033 | SC B | MW | After Competition Groups | 1.42 | 0 | 0 | 1507.7793 | 0.00094181 | 46 | Commercial_2033_SC B_MW_After Competition Groups_46 | ENERGY STAR Fryer (84% eff) | 0.09418% | 0 | 1.42 | Commercial_2033_SC B_MW_After Competition Groups_ENERGY STAR Fryer (84% eff)
Commercial | Com ¦ ENERGY STAR Steam Cookers | 2033 | SC B | MW | After Competition Groups | 0.91133 | 0 | 0 | 1507.7793 | 0.00060442 | 47 | Commercial_2033_SC B_MW_After Competition Groups_47 | ENERGY STAR Steam Cookers | 0.06044% | 0 | 0.91133 | Commercial_2033_SC B_MW_After Competition Groups_ENERGY STAR Steam Cookers
Commercial | Com ¦ Condensing Make Up Air Unit | 2033 | SC B | MW | After Competition Groups | 0.79618 | 0 | 0 | 1507.7793 | 0.00052805 | 48 | Commercial_2033_SC B_MW_After Competition Groups_48 | Condensing Make Up Air Unit | 0.0528% | 0 | 0.79618 | Commercial_2033_SC B_MW_After Competition Groups_Condensing Make Up Air Unit
Commercial | Com ¦ ENERGY STAR Dishwasher | 2033 | SC B | MW | After Competition Groups | 0.76161 | 0 | 0 | 1507.7793 | 0.00050512 | 49 | Commercial_2033_SC B_MW_After Competition Groups_49 | ENERGY STAR Dishwasher | 0.05051% | 0 | 0.76161 | Commercial_2033_SC B_MW_After Competition Groups_ENERGY STAR Dishwasher
Commercial | Com ¦ Ozone Laundry Treatment | 2033 | SC B | MW | After Competition Groups | 0.71434 | 0 | 0 | 1507.7793 | 0.00047377 | 50 | Commercial_2033_SC B_MW_After Competition Groups_50 | Ozone Laundry Treatment | 0.04738% | 0 | 0.71434 | Commercial_2033_SC B_MW_After Competition Groups_Ozone Laundry Treatment
Commercial | Com ¦ Thermostat Setback | 2033 | SC B | MW | After Competition Groups | 0.69249 | 0 | 0 | 1507.7793 | 0.00045928 | 51 | Commercial_2033_SC B_MW_After Competition Groups_51 | Thermostat Setback | 0.04593% | 0 | 0.69249 | Commercial_2033_SC B_MW_After Competition Groups_Thermostat Setback
Commercial | Com ¦ PTAC (12 EER/10,000 BTU) | 2033 | SC B | MW | After Competition Groups | 0.34827 | 0 | 0 | 1507.7793 | 0.00023098 | 52 | Commercial_2033_SC B_MW_After Competition Groups_52 | PTAC (12 EER/10,000 BTU) | 0.0231% | 0 | 0.34827 | Commercial_2033_SC B_MW_After Competition Groups_PTAC (12 EER/10,000 BTU)
Commercial | Com ¦ ECM MOTORS FOR HVAC APPLICATION (FAN-POWERED VAV BOX) | 2033 | SC B | MW | After Competition Groups | 0.29664 | 0 | 0 | 1507.7793 | 0.00019674 | 53 | Commercial_2033_SC B_MW_After Competition Groups_53 | ECM MOTORS FOR HVAC APPLICATION (FAN-POWERED VAV BOX) | 0.01967% | 0 | 0.29664 | Commercial_2033_SC B_MW_After Competition Groups_ECM MOTORS FOR HVAC APPLICATION (FAN-POWERED VAV BOX)
Commercial | COM ¦ Ductless Mini-Split Heat Pumps | 2033 | SC B | MW | After Competition Groups | 0.26532 | 0 | 0 | 1507.7793 | 0.00017596 | 54 | Commercial_2033_SC B_MW_After Competition Groups_54 | Ductless Mini-Split Heat Pumps | 0.0176% | 0 | 0.26532 | Commercial_2033_SC B_MW_After Competition Groups_Ductless Mini-Split Heat Pumps
Commercial | Com ¦ Solar Water Preheat (Pools/DHW) | 2033 | SC B | MW | After Competition Groups | 0.22614 | 0 | 0 | 1507.7793 | 0.00014998 | 55 | Commercial_2033_SC B_MW_After Competition Groups_55 | Solar Water Preheat (Pools/DHW) | 0.015% | 0 | 0.22614 | Commercial_2033_SC B_MW_After Competition Groups_Solar Water Preheat (Pools/DHW)
Commercial | Com ¦ Auto Off Time Switch or Time Clock control | 2033 | SC B | MW | After Competition Groups | 0.16841 | 0 | 0 | 1507.7793 | 0.00011169 | 56 | Commercial_2033_SC B_MW_After Competition Groups_56 | Auto Off Time Switch or Time Clock control | 0.01117% | 0 | 0.16841 | Commercial_2033_SC B_MW_After Competition Groups_Auto Off Time Switch or Time Clock control
Commercial | Com ¦ Notched V belts for HVAC Systems | 2033 | SC B | MW | After Competition Groups | 0.16525 | 0 | 0 | 1507.7793 | 0.0001096 | 57 | Commercial_2033_SC B_MW_After Competition Groups_57 | Notched V belts for HVAC Systems | 0.01096% | 0 | 0.16525 | Commercial_2033_SC B_MW_After Competition Groups_Notched V belts for HVAC Systems
Commercial | Com ¦ CEE Tier 2/Energy Star Clothes Washers | 2033 | SC B | MW | After Competition Groups | 0.14649 | 0 | 0 | 1507.7793 | 9.7154e-05 | 58 | Commercial_2033_SC B_MW_After Competition Groups_58 | CEE Tier 2/Energy Star Clothes Washers | 0.009715% | 0 | 0.14649 | Commercial_2033_SC B_MW_After Competition Groups_CEE Tier 2/Energy Star Clothes Washers
Commercial | Com ¦ Demand controlled Circulating Systems | 2033 | SC B | MW | After Competition Groups | 0.13851 | 0 | 0 | 1507.7793 | 9.1863e-05 | 59 | Commercial_2033_SC B_MW_After Competition Groups_59 | Demand controlled Circulating Systems | 0.009186% | 0 | 0.13851 | Commercial_2033_SC B_MW_After Competition Groups_Demand controlled Circulating Systems
Commercial | Com ¦ HVAC Optimization | 2033 | SC B | MW | After Competition Groups | 0.099121 | 0 | 0 | 1507.7793 | 6.574e-05 | 60 | Commercial_2033_SC B_MW_After Competition Groups_60 | HVAC Optimization | 0.006574% | 0 | 0.099121 | Commercial_2033_SC B_MW_After Competition Groups_HVAC Optimization
Commercial | Com ¦ Low Flow Pre-Rinse Spray Nozzle | 2033 | SC B | MW | After Competition Groups | 0.081308 | 0 | 0 | 1507.7793 | 5.3926e-05 | 61 | Commercial_2033_SC B_MW_After Competition Groups_61 | Low Flow Pre-Rinse Spray Nozzle | 0.005393% | 0 | 0.081308 | Commercial_2033_SC B_MW_After Competition Groups_Low Flow Pre-Rinse Spray Nozzle
Commercial | Com ¦ High Efficiency Small Instantaneous Water Heater | 2033 | SC B | MW | After Competition Groups | 0.081044 | 0 | 0 | 1507.7793 | 5.3751e-05 | 62 | Commercial_2033_SC B_MW_After Competition Groups_62 | High Efficiency Small Instantaneous Water Heater | 0.005375% | 0 | 0.081044 | Commercial_2033_SC B_MW_After Competition Groups_High Efficiency Small Instantaneous Water Heater
Commercial | Com ¦ Efficient compressor motor | 2033 | SC B | MW | After Competition Groups | 0.077139 | 0 | 0 | 1507.7793 | 5.1161e-05 | 63 | Commercial_2033_SC B_MW_After Competition Groups_63 | Efficient compressor motor | 0.005116% | 0 | 0.077139 | Commercial_2033_SC B_MW_After Competition Groups_Efficient compressor motor
Commercial | Com ¦ Commercial Hot Food Holding Cabinets | 2033 | SC B | MW | After Competition Groups | 0.075153 | 0 | 0 | 1507.7793 | 4.9844e-05 | 64 | Commercial_2033_SC B_MW_After Competition Groups_64 | Commercial Hot Food Holding Cabinets | 0.004984% | 0 | 0.075153 | Commercial_2033_SC B_MW_After Competition Groups_Commercial Hot Food Holding Cabinets
Commercial | Com ¦ LED RECESSED DOWNLIGHTS | 2033 | SC B | MW | After Competition Groups | 0.055689 | 0 | 0 | 1507.7793 | 3.6935e-05 | 65 | Commercial_2033_SC B_MW_After Competition Groups_65 | LED RECESSED DOWNLIGHTS | 0.003693% | 0 | 0.055689 | Commercial_2033_SC B_MW_After Competition Groups_LED RECESSED DOWNLIGHTS
Commercial | Com ¦ Room AC (w/ louvered sides) 14 SEER from 12 SEER code | 2033 | SC B | MW | After Competition Groups | 0.055496 | 0 | 0 | 1507.7793 | 3.6806e-05 | 66 | Commercial_2033_SC B_MW_After Competition Groups_66 | Room AC (w/ louvered sides) 14 SEER from 12 SEER code | 0.003681% | 0 | 0.055496 | Commercial_2033_SC B_MW_After Competition Groups_Room AC (w/ louvered sides) 14 SEER from 12 SEER code
Commercial | Com ¦ Wall Insulation | 2033 | SC B | MW | After Competition Groups | 0.050807 | 0 | 0 | 1507.7793 | 3.3697e-05 | 67 | Commercial_2033_SC B_MW_After Competition Groups_67 | Wall Insulation | 0.00337% | 0 | 0.050807 | Commercial_2033_SC B_MW_After Competition Groups_Wall Insulation
Commercial | Com ¦ Condensing Unit Heaters or other Efficient Unit Heating System | 2033 | SC B | MW | After Competition Groups | 0.047549 | 0 | 0 | 1507.7793 | 3.1536e-05 | 68 | Commercial_2033_SC B_MW_After Competition Groups_68 | Condensing Unit Heaters or other Efficient Unit Heating System | 0.003154% | 0 | 0.047549 | Commercial_2033_SC B_MW_After Competition Groups_Condensing Unit Heaters or other Efficient Unit Heating System
Commercial | Com ¦ Energy Recovery Ventilation and Ventilation (Enhanced) | 2033 | SC B | MW | After Competition Groups | 0.036465 | 0 | 0 | 1507.7793 | 2.4185e-05 | 69 | Commercial_2033_SC B_MW_After Competition Groups_69 | Energy Recovery Ventilation and Ventilation (Enhanced) | 0.002418% | 0 | 0.036465 | Commercial_2033_SC B_MW_After Competition Groups_Energy Recovery Ventilation and Ventilation (Enhanced)
Commercial | Com ¦ High Efficiency Chiller (avg of water and air cooled) | 2033 | SC B | MW | After Competition Groups | 0.03255 | 0 | 0 | 1507.7793 | 2.1588e-05 | 70 | Commercial_2033_SC B_MW_After Competition Groups_70 | High Efficiency Chiller (avg of water and air cooled) | 0.002159% | 0 | 0.03255 | Commercial_2033_SC B_MW_After Competition Groups_High Efficiency Chiller (avg of water and air cooled)
Commercial | Com ¦ VSD Air Compressor | 2033 | SC B | MW | After Competition Groups | 0.024595 | 0 | 0 | 1507.7793 | 1.6312e-05 | 71 | Commercial_2033_SC B_MW_After Competition Groups_71 | VSD Air Compressor | 0.001631% | 0 | 0.024595 | Commercial_2033_SC B_MW_After Competition Groups_VSD Air Compressor
Commercial | Com ¦ Air Curtains | 2033 | SC B | MW | After Competition Groups | 0.0066021 | 0 | 0 | 1507.7793 | 4.3787e-06 | 72 | Commercial_2033_SC B_MW_After Competition Groups_72 | Air Curtains | 0.0004379% | 0 | 0.0066021 | Commercial_2033_SC B_MW_After Competition Groups_Air Curtains
Commercial | Com ¦ EC Plug Fan for Data Center (under cabinet) | 2033 | SC B | MW | After Competition Groups | 0.0053224 | 0 | 0 | 1507.7793 | 3.53e-06 | 73 | Commercial_2033_SC B_MW_After Competition Groups_73 | EC Plug Fan for Data Center (under cabinet) | 0.000353% | 0 | 0.0053224 | Commercial_2033_SC B_MW_After Competition Groups_EC Plug Fan for Data Center (under cabinet)
Commercial | Com ¦ Electric Convection Combination Ovens | 2033 | SC B | MW | After Competition Groups | 0.00034883 | 0 | 0 | 1507.7793 | 2.3136e-07 | 74 | Commercial_2033_SC B_MW_After Competition Groups_74 | Electric Convection Combination Ovens | 2.314e-05% | 0 | 0.00034883 | Commercial_2033_SC B_MW_After Competition Groups_Electric Convection Combination Ovens
Commercial | Com ¦ LLLC - Low Impact Application | 2033 | SC B | MW | After Competition Groups | 4.1113e-19 | 0 | 0 | 1507.7793 | 2.7267e-22 | 75 | Commercial_2033_SC B_MW_After Competition Groups_75 | LLLC - Low Impact Application | 2.727e-20% | 0 | 4.1113e-19 | Commercial_2033_SC B_MW_After Competition Groups_LLLC - Low Impact Application
Commercial | Com ¦ LLLC - High Impact Application | 2033 | SC B | MW | After Competition Groups | 1.4359e-19 | 0 | 0 | 1507.7793 | 9.5232e-23 | 76 | Commercial_2033_SC B_MW_After Competition Groups_76 | LLLC - High Impact Application | 9.523e-21% | 0 | 1.4359e-19 | Commercial_2033_SC B_MW_After Competition Groups_LLLC - High Impact Application
Commercial | Com ¦ Networked/Connected - High Impact Application | 2033 | SC B | MW | After Competition Groups | 1.5708e-21 | 0 | 0 | 1507.7793 | 1.0418e-24 | 77 | Commercial_2033_SC B_MW_After Competition Groups_77 | Networked/Connected - High Impact Application | 1.042e-22% | 0 | 1.5708e-21 | Commercial_2033_SC B_MW_After Competition Groups_Networked/Connected - High Impact Application
Commercial | Com ¦ Networked/Connected - Low Impact Application | 2033 | SC B | MW | After Competition Groups | 9.0109e-22 | 0 | 0 | 1507.7793 | 5.9763e-25 | 78 | Commercial_2033_SC B_MW_After Competition Groups_78 | Networked/Connected - Low Impact Application | 5.976e-23% | 0 | 9.0109e-22 | Commercial_2033_SC B_MW_After Competition Groups_Networked/Connected - Low Impact Application
Commercial | Com ¦ Indoor Daylight Sensors/Photocell Dimming Control | 2033 | SC B | MW | After Competition Groups | 0 | 0 | 0 | 1507.7793 | 0 | 79 | Commercial_2033_SC B_MW_After Competition Groups_79 | Indoor Daylight Sensors/Photocell Dimming Control | 0% | 0 | 0 | Commercial_2033_SC B_MW_After Competition Groups_Indoor Daylight Sensors/Photocell Dimming Control
Commercial | Com ¦ Variable Refrigerant Flow Heat Pump | 2033 | SC B | MW | After Competition Groups | 0 | 0 | 0 | 1507.7793 | 0 | 80 | Commercial_2033_SC B_MW_After Competition Groups_80 | Variable Refrigerant Flow Heat Pump | 0% | 0 | 0 | Commercial_2033_SC B_MW_After Competition Groups_Variable Refrigerant Flow Heat Pump
Commercial | Com ¦ LED Low/High Bay | 2033 | SC C | MW | After Competition Groups | 159.4439 | 0 | 0 | 1120.61 | 0.14228 | 1 | Commercial_2033_SC C_MW_After Competition Groups_1 | LED Low/High Bay | 14.23% | 0 | 159.4439 | Commercial_2033_SC C_MW_After Competition Groups_LED Low/High Bay
Commercial | Com ¦ LED Troffer/Surface/Suspended | 2033 | SC C | MW | After Competition Groups | 128.2201 | 0 | 0 | 1120.61 | 0.11442 | 2 | Commercial_2033_SC C_MW_After Competition Groups_2 | LED Troffer/Surface/Suspended | 11.44% | 0 | 128.2201 | Commercial_2033_SC C_MW_After Competition Groups_LED Troffer/Surface/Suspended
Commercial | Com ¦ ENERGY STAR LED LAMPS (REFLECTOR LAMPs/MR16/PAR 16) | 2033 | SC C | MW | After Competition Groups | 122.3977 | 0 | 0 | 1120.61 | 0.10922 | 3 | Commercial_2033_SC C_MW_After Competition Groups_3 | ENERGY STAR LED LAMPS (REFLECTOR LAMPs/MR16/PAR 16) | 10.92% | 0 | 122.3977 | Commercial_2033_SC C_MW_After Competition Groups_ENERGY STAR LED LAMPS (REFLECTOR LAMPs/MR16/PAR 16)
Commercial | Com ¦ LED Replacement Lamp (Tube) | 2033 | SC C | MW | After Competition Groups | 75.85 | 0 | 0 | 1120.61 | 0.067686 | 4 | Commercial_2033_SC C_MW_After Competition Groups_4 | LED Replacement Lamp (Tube) | 6.769% | 0 | 75.85 | Commercial_2033_SC C_MW_After Competition Groups_LED Replacement Lamp (Tube)
Commercial | Com ¦ High Efficiency Air Source Heat Pump | 2033 | SC C | MW | After Competition Groups | 71.9719 | 0 | 0 | 1120.61 | 0.064226 | 5 | Commercial_2033_SC C_MW_After Competition Groups_5 | High Efficiency Air Source Heat Pump | 6.423% | 0 | 71.9719 | Commercial_2033_SC C_MW_After Competition Groups_High Efficiency Air Source Heat Pump
Commercial | Com ¦ Building Recommissioning, Operations and Maintenance (O&M) Improvements | 2033 | SC C | MW | After Competition Groups | 68.7224 | 0 | 0 | 1120.61 | 0.061326 | 6 | Commercial_2033_SC C_MW_After Competition Groups_6 | Building Recommissioning, Operations and Maintenance (O&M) Improvements | 6.133% | 0 | 68.7224 | Commercial_2033_SC C_MW_After Competition Groups_Building Recommissioning, Operations and Maintenance (O&M) Improvements
Commercial | Com ¦ Unitary Air-Conditioning Unit | 2033 | SC C | MW | After Competition Groups | 53.6706 | 0 | 0 | 1120.61 | 0.047894 | 7 | Commercial_2033_SC C_MW_After Competition Groups_7 | Unitary Air-Conditioning Unit | 4.789% | 0 | 53.6706 | Commercial_2033_SC C_MW_After Competition Groups_Unitary Air-Conditioning Unit
Commercial | Com ¦ Advanced BAS/Controllers | 2033 | SC C | MW | After Competition Groups | 37.4204 | 0 | 0 | 1120.61 | 0.033393 | 8 | Commercial_2033_SC C_MW_After Competition Groups_8 | Advanced BAS/Controllers | 3.339% | 0 | 37.4204 | Commercial_2033_SC C_MW_After Competition Groups_Advanced BAS/Controllers
Commercial | Com ¦ Education and Capacity Building/Energy Behavior | 2033 | SC C | MW | After Competition Groups | 36.2149 | 0 | 0 | 1120.61 | 0.032317 | 9 | Commercial_2033_SC C_MW_After Competition Groups_9 | Education and Capacity Building/Energy Behavior | 3.232% | 0 | 36.2149 | Commercial_2033_SC C_MW_After Competition Groups_Education and Capacity Building/Energy Behavior
Commercial | Com ¦ Refrigerated Display Case Doors | 2033 | SC C | MW | After Competition Groups | 27.754 | 0 | 0 | 1120.61 | 0.024767 | 10 | Commercial_2033_SC C_MW_After Competition Groups_10 | Refrigerated Display Case Doors | 2.477% | 0 | 27.754 | Commercial_2033_SC C_MW_After Competition Groups_Refrigerated Display Case Doors
Commercial | Com ¦ Adaptive Thermostats | 2033 | SC C | MW | After Competition Groups | 26.7368 | 0 | 0 | 1120.61 | 0.023859 | 11 | Commercial_2033_SC C_MW_After Competition Groups_11 | Adaptive Thermostats | 2.386% | 0 | 26.7368 | Commercial_2033_SC C_MW_After Competition Groups_Adaptive Thermostats
Commercial | Com ¦ Data Center Storage/Server Virtualization | 2033 | SC C | MW | After Competition Groups | 26.4654 | 0 | 0 | 1120.61 | 0.023617 | 12 | Commercial_2033_SC C_MW_After Competition Groups_12 | Data Center Storage/Server Virtualization | 2.362% | 0 | 26.4654 | Commercial_2033_SC C_MW_After Competition Groups_Data Center Storage/Server Virtualization
Commercial | Com ¦ LED or Equivalent Sign Lighting | 2033 | SC C | MW | After Competition Groups | 25.8926 | 0 | 0 | 1120.61 | 0.023106 | 13 | Commercial_2033_SC C_MW_After Competition Groups_13 | LED or Equivalent Sign Lighting | 2.311% | 0 | 25.8926 | Commercial_2033_SC C_MW_After Competition Groups_LED or Equivalent Sign Lighting
Commercial | Com ¦ Reach-in Shaded Pole to ECM/PSC Evaporator Fan Motor | 2033 | SC C | MW | After Competition Groups | 25.7517 | 0 | 0 | 1120.61 | 0.02298 | 14 | Commercial_2033_SC C_MW_After Competition Groups_14 | Reach-in Shaded Pole to ECM/PSC Evaporator Fan Motor | 2.298% | 0 | 25.7517 | Commercial_2033_SC C_MW_After Competition Groups_Reach-in Shaded Pole to ECM/PSC Evaporator Fan Motor
Commercial | Com ¦ Strip Curtains | 2033 | SC C | MW | After Competition Groups | 21.4286 | 0 | 0 | 1120.61 | 0.019122 | 15 | Commercial_2033_SC C_MW_After Competition Groups_15 | Strip Curtains | 1.912% | 0 | 21.4286 | Commercial_2033_SC C_MW_After Competition Groups_Strip Curtains
Commercial | Com ¦ Furnace Tune-Up | 2033 | SC C | MW | After Competition Groups | 18.384 | 0 | 0 | 1120.61 | 0.016405 | 16 | Commercial_2033_SC C_MW_After Competition Groups_16 | Furnace Tune-Up | 1.641% | 0 | 18.384 | Commercial_2033_SC C_MW_After Competition Groups_Furnace Tune-Up
Commercial | Com ¦ Chilled Water Optimization | 2033 | SC C | MW | After Competition Groups | 18.1782 | 0 | 0 | 1120.61 | 0.016222 | 17 | Commercial_2033_SC C_MW_After Competition Groups_17 | Chilled Water Optimization | 1.622% | 0 | 18.1782 | Commercial_2033_SC C_MW_After Competition Groups_Chilled Water Optimization
Commercial | Com ¦ Demand Control Ventilation | 2033 | SC C | MW | After Competition Groups | 16.8061 | 0 | 0 | 1120.61 | 0.014997 | 18 | Commercial_2033_SC C_MW_After Competition Groups_18 | Demand Control Ventilation | 1.5% | 0 | 16.8061 | Commercial_2033_SC C_MW_After Competition Groups_Demand Control Ventilation
Commercial | Com ¦ Centrally controlled desktop PC/NETWORK PC POWER MANAGEMENT SOFTWARE | 2033 | SC C | MW | After Competition Groups | 15.2502 | 0 | 0 | 1120.61 | 0.013609 | 19 | Commercial_2033_SC C_MW_After Competition Groups_19 | Centrally controlled desktop PC/NETWORK PC POWER MANAGEMENT SOFTWARE | 1.361% | 0 | 15.2502 | Commercial_2033_SC C_MW_After Competition Groups_Centrally controlled desktop PC/NETWORK PC POWER MANAGEMENT SOFTWARE
Commercial | Com ¦ ENERGY STAR LED LAMPS (General Service Lamps) | 2033 | SC C | MW | After Competition Groups | 14.9924 | 0 | 0 | 1120.61 | 0.013379 | 20 | Commercial_2033_SC C_MW_After Competition Groups_20 | ENERGY STAR LED LAMPS (General Service Lamps) | 1.338% | 0 | 14.9924 | Commercial_2033_SC C_MW_After Competition Groups_ENERGY STAR LED LAMPS (General Service Lamps)
Commercial | Com ¦ Variable Frequency Drive (VFD) | 2033 | SC C | MW | After Competition Groups | 12.937 | 0 | 0 | 1120.61 | 0.011545 | 21 | Commercial_2033_SC C_MW_After Competition Groups_21 | Variable Frequency Drive (VFD) | 1.154% | 0 | 12.937 | Commercial_2033_SC C_MW_After Competition Groups_Variable Frequency Drive (VFD)
Commercial | Com ¦ VFD on Pumps | 2033 | SC C | MW | After Competition Groups | 12.0835 | 0 | 0 | 1120.61 | 0.010783 | 22 | Commercial_2033_SC C_MW_After Competition Groups_22 | VFD on Pumps | 1.078% | 0 | 12.0835 | Commercial_2033_SC C_MW_After Competition Groups_VFD on Pumps
Commercial | Com ¦ Refrigerated Display Case LED | 2033 | SC C | MW | After Competition Groups | 10.9649 | 0 | 0 | 1120.61 | 0.0097847 | 23 | Commercial_2033_SC C_MW_After Competition Groups_23 | Refrigerated Display Case LED | 0.9785% | 0 | 10.9649 | Commercial_2033_SC C_MW_After Competition Groups_Refrigerated Display Case LED
Commercial | Com ¦ Air Handler with Dedicated Outdoor Air Systems | 2033 | SC C | MW | After Competition Groups | 7.2228 | 0 | 0 | 1120.61 | 0.0064454 | 24 | Commercial_2033_SC C_MW_After Competition Groups_24 | Air Handler with Dedicated Outdoor Air Systems | 0.6445% | 0 | 7.2228 | Commercial_2033_SC C_MW_After Competition Groups_Air Handler with Dedicated Outdoor Air Systems
Commercial | Com ¦ ECM MOTORS FOR EVAPORATOR FANS for refrigeration (WALK-IN) | 2033 | SC C | MW | After Competition Groups | 6.633 | 0 | 0 | 1120.61 | 0.0059191 | 25 | Commercial_2033_SC C_MW_After Competition Groups_25 | ECM MOTORS FOR EVAPORATOR FANS for refrigeration (WALK-IN) | 0.5919% | 0 | 6.633 | Commercial_2033_SC C_MW_After Competition Groups_ECM MOTORS FOR EVAPORATOR FANS for refrigeration (WALK-IN)
Commercial | Com ¦ Door Gasket Freezer/Refrigerator | 2033 | SC C | MW | After Competition Groups | 6.6146 | 0 | 0 | 1120.61 | 0.0059026 | 26 | Commercial_2033_SC C_MW_After Competition Groups_26 | Door Gasket Freezer/Refrigerator | 0.5903% | 0 | 6.6146 | Commercial_2033_SC C_MW_After Competition Groups_Door Gasket Freezer/Refrigerator
Commercial | Com ¦ LED EXTERIOR AREA LIGHTS - LED fixture (200W) | 2033 | SC C | MW | After Competition Groups | 6.5295 | 0 | 0 | 1120.61 | 0.0058267 | 27 | Commercial_2033_SC C_MW_After Competition Groups_27 | LED EXTERIOR AREA LIGHTS - LED fixture (200W) | 0.5827% | 0 | 6.5295 | Commercial_2033_SC C_MW_After Competition Groups_LED EXTERIOR AREA LIGHTS - LED fixture (200W)
Commercial | Com ¦ LED parking lot fixture | 2033 | SC C | MW | After Competition Groups | 6.2668 | 0 | 0 | 1120.61 | 0.0055923 | 28 | Commercial_2033_SC C_MW_After Competition Groups_28 | LED parking lot fixture | 0.5592% | 0 | 6.2668 | Commercial_2033_SC C_MW_After Competition Groups_LED parking lot fixture
Commercial | Com ¦ Demand Control Kitchen Ventilation | 2033 | SC C | MW | After Competition Groups | 5.9767 | 0 | 0 | 1120.61 | 0.0053334 | 29 | Commercial_2033_SC C_MW_After Competition Groups_29 | Demand Control Kitchen Ventilation | 0.5333% | 0 | 5.9767 | Commercial_2033_SC C_MW_After Competition Groups_Demand Control Kitchen Ventilation
Commercial | Com ¦ Freezer Case Light Sensor | 2033 | SC C | MW | After Competition Groups | 5.7224 | 0 | 0 | 1120.61 | 0.0051065 | 30 | Commercial_2033_SC C_MW_After Competition Groups_30 | Freezer Case Light Sensor | 0.5107% | 0 | 5.7224 | Commercial_2033_SC C_MW_After Competition Groups_Freezer Case Light Sensor
Commercial | Com ¦ Evaporator Fan Controls | 2033 | SC C | MW | After Competition Groups | 5.5751 | 0 | 0 | 1120.61 | 0.004975 | 31 | Commercial_2033_SC C_MW_After Competition Groups_31 | Evaporator Fan Controls | 0.4975% | 0 | 5.5751 | Commercial_2033_SC C_MW_After Competition Groups_Evaporator Fan Controls
Commercial | Com ¦ ENERGY STAR Griddle (74% eff) | 2033 | SC C | MW | After Competition Groups | 4.7872 | 0 | 0 | 1120.61 | 0.0042719 | 32 | Commercial_2033_SC C_MW_After Competition Groups_32 | ENERGY STAR Griddle (74% eff) | 0.4272% | 0 | 4.7872 | Commercial_2033_SC C_MW_After Competition Groups_ENERGY STAR Griddle (74% eff)
Commercial | Com ¦ Water Source Heat Pump (4 ton) | 2033 | SC C | MW | After Competition Groups | 4.3806 | 0 | 0 | 1120.61 | 0.0039091 | 33 | Commercial_2033_SC C_MW_After Competition Groups_33 | Water Source Heat Pump (4 ton) | 0.3909% | 0 | 4.3806 | Commercial_2033_SC C_MW_After Competition Groups_Water Source Heat Pump (4 ton)
Commercial | Com ¦ Occupancy Sensors | 2033 | SC C | MW | After Competition Groups | 4.0736 | 0 | 0 | 1120.61 | 0.0036351 | 34 | Commercial_2033_SC C_MW_After Competition Groups_34 | Occupancy Sensors | 0.3635% | 0 | 4.0736 | Commercial_2033_SC C_MW_After Competition Groups_Occupancy Sensors
Commercial | Com ¦ LED street light fixture | 2033 | SC C | MW | After Competition Groups | 3.9479 | 0 | 0 | 1120.61 | 0.003523 | 35 | Commercial_2033_SC C_MW_After Competition Groups_35 | LED street light fixture | 0.3523% | 0 | 3.9479 | Commercial_2033_SC C_MW_After Competition Groups_LED street light fixture
Commercial | Com ¦ Duct Insulation, R8 | 2033 | SC C | MW | After Competition Groups | 3.4091 | 0 | 0 | 1120.61 | 0.0030421 | 36 | Commercial_2033_SC C_MW_After Competition Groups_36 | Duct Insulation, R8 | 0.3042% | 0 | 3.4091 | Commercial_2033_SC C_MW_After Competition Groups_Duct Insulation, R8
Commercial | Com ¦ BEVERAGE VENDING MACHINE CONTROLS | 2033 | SC C | MW | After Competition Groups | 2.4031 | 0 | 0 | 1120.61 | 0.0021445 | 37 | Commercial_2033_SC C_MW_After Competition Groups_37 | BEVERAGE VENDING MACHINE CONTROLS | 0.2144% | 0 | 2.4031 | Commercial_2033_SC C_MW_After Competition Groups_BEVERAGE VENDING MACHINE CONTROLS
Commercial | Com ¦ Elec Storage WH 2.30 Et | 2033 | SC C | MW | After Competition Groups | 2.2192 | 0 | 0 | 1120.61 | 0.0019804 | 38 | Commercial_2033_SC C_MW_After Competition Groups_38 | Elec Storage WH 2.30 Et | 0.198% | 0 | 2.2192 | Commercial_2033_SC C_MW_After Competition Groups_Elec Storage WH 2.30 Et
Commercial | Com ¦ Temperature Adjustment in Commercial Freezers | 2033 | SC C | MW | After Competition Groups | 2.0402 | 0 | 0 | 1120.61 | 0.0018206 | 39 | Commercial_2033_SC C_MW_After Competition Groups_39 | Temperature Adjustment in Commercial Freezers | 0.1821% | 0 | 2.0402 | Commercial_2033_SC C_MW_After Competition Groups_Temperature Adjustment in Commercial Freezers
Commercial | Com ¦ CO Sensors for parking garage exhaust fans | 2033 | SC C | MW | After Competition Groups | 1.84 | 0 | 0 | 1120.61 | 0.0016419 | 40 | Commercial_2033_SC C_MW_After Competition Groups_40 | CO Sensors for parking garage exhaust fans | 0.1642% | 0 | 1.84 | Commercial_2033_SC C_MW_After Competition Groups_CO Sensors for parking garage exhaust fans
Commercial | Com ¦ Vertical Night Covers | 2033 | SC C | MW | After Competition Groups | 1.6855 | 0 | 0 | 1120.61 | 0.0015041 | 41 | Commercial_2033_SC C_MW_After Competition Groups_41 | Vertical Night Covers | 0.1504% | 0 | 1.6855 | Commercial_2033_SC C_MW_After Competition Groups_Vertical Night Covers
Commercial | Com ¦ Energy Efficient Laboratory Fume Hood | 2033 | SC C | MW | After Competition Groups | 1.6393 | 0 | 0 | 1120.61 | 0.0014628 | 42 | Commercial_2033_SC C_MW_After Competition Groups_42 | Energy Efficient Laboratory Fume Hood | 0.1463% | 0 | 1.6393 | Commercial_2033_SC C_MW_After Competition Groups_Energy Efficient Laboratory Fume Hood
Commercial | Com ¦ ENERGY STAR Fryer (84% eff) | 2033 | SC C | MW | After Competition Groups | 1.4201 | 0 | 0 | 1120.61 | 0.0012672 | 43 | Commercial_2033_SC C_MW_After Competition Groups_43 | ENERGY STAR Fryer (84% eff) | 0.1267% | 0 | 1.4201 | Commercial_2033_SC C_MW_After Competition Groups_ENERGY STAR Fryer (84% eff)
Commercial | Com ¦ Outside Air Economizer | 2033 | SC C | MW | After Competition Groups | 1.3325 | 0 | 0 | 1120.61 | 0.0011891 | 44 | Commercial_2033_SC C_MW_After Competition Groups_44 | Outside Air Economizer | 0.1189% | 0 | 1.3325 | Commercial_2033_SC C_MW_After Competition Groups_Outside Air Economizer
Commercial | Com ¦ Water Heating (DHW) Pipe Insulation (Add 3/4\ Foam)" | 2033 | SC C | MW | After Competition Groups | 1.2935 | 0 | 0 | 1120.61 | 0.0011543 | 45 | Commercial_2033_SC C_MW_After Competition Groups_45 | Water Heating (DHW) Pipe Insulation (Add 3/4\ Foam)" | 0.1154% | 0 | 1.2935 | Commercial_2033_SC C_MW_After Competition Groups_Water Heating (DHW) Pipe Insulation (Add 3/4\ Foam)"
Commercial | Com ¦ ENERGY STAR Steam Cookers | 2033 | SC C | MW | After Competition Groups | 0.91134 | 0 | 0 | 1120.61 | 0.00081325 | 46 | Commercial_2033_SC C_MW_After Competition Groups_46 | ENERGY STAR Steam Cookers | 0.08133% | 0 | 0.91134 | Commercial_2033_SC C_MW_After Competition Groups_ENERGY STAR Steam Cookers
Commercial | Com ¦ Suction Pipe Insulation Freezer/Refrigerator | 2033 | SC C | MW | After Competition Groups | 0.87734 | 0 | 0 | 1120.61 | 0.00078292 | 47 | Commercial_2033_SC C_MW_After Competition Groups_47 | Suction Pipe Insulation Freezer/Refrigerator | 0.07829% | 0 | 0.87734 | Commercial_2033_SC C_MW_After Competition Groups_Suction Pipe Insulation Freezer/Refrigerator
Commercial | Com ¦ ENERGY STAR Dishwasher | 2033 | SC C | MW | After Competition Groups | 0.7042 | 0 | 0 | 1120.61 | 0.00062841 | 48 | Commercial_2033_SC C_MW_After Competition Groups_48 | ENERGY STAR Dishwasher | 0.06284% | 0 | 0.7042 | Commercial_2033_SC C_MW_After Competition Groups_ENERGY STAR Dishwasher
Commercial | Com ¦ Thermostat Setback | 2033 | SC C | MW | After Competition Groups | 0.68775 | 0 | 0 | 1120.61 | 0.00061373 | 49 | Commercial_2033_SC C_MW_After Competition Groups_49 | Thermostat Setback | 0.06137% | 0 | 0.68775 | Commercial_2033_SC C_MW_After Competition Groups_Thermostat Setback
Commercial | Com ¦ Condensing Make Up Air Unit | 2033 | SC C | MW | After Competition Groups | 0.626 | 0 | 0 | 1120.61 | 0.00055863 | 50 | Commercial_2033_SC C_MW_After Competition Groups_50 | Condensing Make Up Air Unit | 0.05586% | 0 | 0.626 | Commercial_2033_SC C_MW_After Competition Groups_Condensing Make Up Air Unit
Commercial | Com ¦ Ozone Laundry Treatment | 2033 | SC C | MW | After Competition Groups | 0.44846 | 0 | 0 | 1120.61 | 0.00040019 | 51 | Commercial_2033_SC C_MW_After Competition Groups_51 | Ozone Laundry Treatment | 0.04002% | 0 | 0.44846 | Commercial_2033_SC C_MW_After Competition Groups_Ozone Laundry Treatment
Commercial | COM ¦ Ductless Mini-Split Heat Pumps | 2033 | SC C | MW | After Competition Groups | 0.20458 | 0 | 0 | 1120.61 | 0.00018256 | 52 | Commercial_2033_SC C_MW_After Competition Groups_52 | Ductless Mini-Split Heat Pumps | 0.01826% | 0 | 0.20458 | Commercial_2033_SC C_MW_After Competition Groups_Ductless Mini-Split Heat Pumps
Commercial | Com ¦ ECM MOTORS FOR HVAC APPLICATION (FAN-POWERED VAV BOX) | 2033 | SC C | MW | After Competition Groups | 0.20051 | 0 | 0 | 1120.61 | 0.00017893 | 53 | Commercial_2033_SC C_MW_After Competition Groups_53 | ECM MOTORS FOR HVAC APPLICATION (FAN-POWERED VAV BOX) | 0.01789% | 0 | 0.20051 | Commercial_2033_SC C_MW_After Competition Groups_ECM MOTORS FOR HVAC APPLICATION (FAN-POWERED VAV BOX)
Commercial | Com ¦ PTAC (12 EER/10,000 BTU) | 2033 | SC C | MW | After Competition Groups | 0.1798 | 0 | 0 | 1120.61 | 0.00016045 | 54 | Commercial_2033_SC C_MW_After Competition Groups_54 | PTAC (12 EER/10,000 BTU) | 0.01604% | 0 | 0.1798 | Commercial_2033_SC C_MW_After Competition Groups_PTAC (12 EER/10,000 BTU)
Commercial | Com ¦ CEE Tier 2/Energy Star Clothes Washers | 2033 | SC C | MW | After Competition Groups | 0.13095 | 0 | 0 | 1120.61 | 0.00011686 | 55 | Commercial_2033_SC C_MW_After Competition Groups_55 | CEE Tier 2/Energy Star Clothes Washers | 0.01169% | 0 | 0.13095 | Commercial_2033_SC C_MW_After Competition Groups_CEE Tier 2/Energy Star Clothes Washers
Commercial | Com ¦ Solar Water Preheat (Pools/DHW) | 2033 | SC C | MW | After Competition Groups | 0.11653 | 0 | 0 | 1120.61 | 0.00010399 | 56 | Commercial_2033_SC C_MW_After Competition Groups_56 | Solar Water Preheat (Pools/DHW) | 0.0104% | 0 | 0.11653 | Commercial_2033_SC C_MW_After Competition Groups_Solar Water Preheat (Pools/DHW)
Commercial | Com ¦ Notched V belts for HVAC Systems | 2033 | SC C | MW | After Competition Groups | 0.10875 | 0 | 0 | 1120.61 | 9.7044e-05 | 57 | Commercial_2033_SC C_MW_After Competition Groups_57 | Notched V belts for HVAC Systems | 0.009704% | 0 | 0.10875 | Commercial_2033_SC C_MW_After Competition Groups_Notched V belts for HVAC Systems
Commercial | Com ¦ Auto Off Time Switch or Time Clock control | 2033 | SC C | MW | After Competition Groups | 0.10287 | 0 | 0 | 1120.61 | 9.1797e-05 | 58 | Commercial_2033_SC C_MW_After Competition Groups_58 | Auto Off Time Switch or Time Clock control | 0.00918% | 0 | 0.10287 | Commercial_2033_SC C_MW_After Competition Groups_Auto Off Time Switch or Time Clock control
Commercial | Com ¦ HVAC Optimization | 2033 | SC C | MW | After Competition Groups | 0.099121 | 0 | 0 | 1120.61 | 8.8453e-05 | 59 | Commercial_2033_SC C_MW_After Competition Groups_59 | HVAC Optimization | 0.008845% | 0 | 0.099121 | Commercial_2033_SC C_MW_After Competition Groups_HVAC Optimization
Commercial | Com ¦ Demand controlled Circulating Systems | 2033 | SC C | MW | After Competition Groups | 0.087509 | 0 | 0 | 1120.61 | 7.8091e-05 | 60 | Commercial_2033_SC C_MW_After Competition Groups_60 | Demand controlled Circulating Systems | 0.007809% | 0 | 0.087509 | Commercial_2033_SC C_MW_After Competition Groups_Demand controlled Circulating Systems
Commercial | Com ¦ LLLC - High Impact Application | 2033 | SC C | MW | After Competition Groups | 0.086433 | 0 | 0 | 1120.61 | 7.713e-05 | 61 | Commercial_2033_SC C_MW_After Competition Groups_61 | LLLC - High Impact Application | 0.007713% | 0 | 0.086433 | Commercial_2033_SC C_MW_After Competition Groups_LLLC - High Impact Application
Commercial | Com ¦ Low Flow Pre-Rinse Spray Nozzle | 2033 | SC C | MW | After Competition Groups | 0.068042 | 0 | 0 | 1120.61 | 6.0718e-05 | 62 | Commercial_2033_SC C_MW_After Competition Groups_62 | Low Flow Pre-Rinse Spray Nozzle | 0.006072% | 0 | 0.068042 | Commercial_2033_SC C_MW_After Competition Groups_Low Flow Pre-Rinse Spray Nozzle
Commercial | Com ¦ LLLC - Low Impact Application | 2033 | SC C | MW | After Competition Groups | 0.057345 | 0 | 0 | 1120.61 | 5.1173e-05 | 63 | Commercial_2033_SC C_MW_After Competition Groups_63 | LLLC - Low Impact Application | 0.005117% | 0 | 0.057345 | Commercial_2033_SC C_MW_After Competition Groups_LLLC - Low Impact Application
Commercial | Com ¦ Commercial Hot Food Holding Cabinets | 2033 | SC C | MW | After Competition Groups | 0.056718 | 0 | 0 | 1120.61 | 5.0614e-05 | 64 | Commercial_2033_SC C_MW_After Competition Groups_64 | Commercial Hot Food Holding Cabinets | 0.005061% | 0 | 0.056718 | Commercial_2033_SC C_MW_After Competition Groups_Commercial Hot Food Holding Cabinets
Commercial | Com ¦ LED RECESSED DOWNLIGHTS | 2033 | SC C | MW | After Competition Groups | 0.055689 | 0 | 0 | 1120.61 | 4.9695e-05 | 65 | Commercial_2033_SC C_MW_After Competition Groups_65 | LED RECESSED DOWNLIGHTS | 0.00497% | 0 | 0.055689 | Commercial_2033_SC C_MW_After Competition Groups_LED RECESSED DOWNLIGHTS
Commercial | Com ¦ High Efficiency Small Instantaneous Water Heater | 2033 | SC C | MW | After Competition Groups | 0.03522 | 0 | 0 | 1120.61 | 3.143e-05 | 66 | Commercial_2033_SC C_MW_After Competition Groups_66 | High Efficiency Small Instantaneous Water Heater | 0.003143% | 0 | 0.03522 | Commercial_2033_SC C_MW_After Competition Groups_High Efficiency Small Instantaneous Water Heater
Commercial | Com ¦ High Efficiency Chiller (avg of water and air cooled) | 2033 | SC C | MW | After Competition Groups | 0.032552 | 0 | 0 | 1120.61 | 2.9049e-05 | 67 | Commercial_2033_SC C_MW_After Competition Groups_67 | High Efficiency Chiller (avg of water and air cooled) | 0.002905% | 0 | 0.032552 | Commercial_2033_SC C_MW_After Competition Groups_High Efficiency Chiller (avg of water and air cooled)
Commercial | Com ¦ Wall Insulation | 2033 | SC C | MW | After Competition Groups | 0.031184 | 0 | 0 | 1120.61 | 2.7827e-05 | 68 | Commercial_2033_SC C_MW_After Competition Groups_68 | Wall Insulation | 0.002783% | 0 | 0.031184 | Commercial_2033_SC C_MW_After Competition Groups_Wall Insulation
Commercial | Com ¦ Room AC (w/ louvered sides) 14 SEER from 12 SEER code | 2033 | SC C | MW | After Competition Groups | 0.029516 | 0 | 0 | 1120.61 | 2.634e-05 | 69 | Commercial_2033_SC C_MW_After Competition Groups_69 | Room AC (w/ louvered sides) 14 SEER from 12 SEER code | 0.002634% | 0 | 0.029516 | Commercial_2033_SC C_MW_After Competition Groups_Room AC (w/ louvered sides) 14 SEER from 12 SEER code
Commercial | Com ¦ Condensing Unit Heaters or other Efficient Unit Heating System | 2033 | SC C | MW | After Competition Groups | 0.029089 | 0 | 0 | 1120.61 | 2.5958e-05 | 70 | Commercial_2033_SC C_MW_After Competition Groups_70 | Condensing Unit Heaters or other Efficient Unit Heating System | 0.002596% | 0 | 0.029089 | Commercial_2033_SC C_MW_After Competition Groups_Condensing Unit Heaters or other Efficient Unit Heating System
Commercial | Com ¦ Efficient compressor motor | 2033 | SC C | MW | After Competition Groups | 0.028907 | 0 | 0 | 1120.61 | 2.5796e-05 | 71 | Commercial_2033_SC C_MW_After Competition Groups_71 | Efficient compressor motor | 0.00258% | 0 | 0.028907 | Commercial_2033_SC C_MW_After Competition Groups_Efficient compressor motor
Commercial | Com ¦ Air Curtains | 2033 | SC C | MW | After Competition Groups | 0.023683 | 0 | 0 | 1120.61 | 2.1134e-05 | 72 | Commercial_2033_SC C_MW_After Competition Groups_72 | Air Curtains | 0.002113% | 0 | 0.023683 | Commercial_2033_SC C_MW_After Competition Groups_Air Curtains
Commercial | Com ¦ VSD Air Compressor | 2033 | SC C | MW | After Competition Groups | 0.021431 | 0 | 0 | 1120.61 | 1.9125e-05 | 73 | Commercial_2033_SC C_MW_After Competition Groups_73 | VSD Air Compressor | 0.001912% | 0 | 0.021431 | Commercial_2033_SC C_MW_After Competition Groups_VSD Air Compressor
Commercial | Com ¦ Energy Recovery Ventilation and Ventilation (Enhanced) | 2033 | SC C | MW | After Competition Groups | 0.014269 | 0 | 0 | 1120.61 | 1.2734e-05 | 74 | Commercial_2033_SC C_MW_After Competition Groups_74 | Energy Recovery Ventilation and Ventilation (Enhanced) | 0.001273% | 0 | 0.014269 | Commercial_2033_SC C_MW_After Competition Groups_Energy Recovery Ventilation and Ventilation (Enhanced)
Commercial | Com ¦ EC Plug Fan for Data Center (under cabinet) | 2033 | SC C | MW | After Competition Groups | 0.0037283 | 0 | 0 | 1120.61 | 3.327e-06 | 75 | Commercial_2033_SC C_MW_After Competition Groups_75 | EC Plug Fan for Data Center (under cabinet) | 0.0003327% | 0 | 0.0037283 | Commercial_2033_SC C_MW_After Competition Groups_EC Plug Fan for Data Center (under cabinet)
Commercial | Com ¦ Electric Convection Combination Ovens | 2033 | SC C | MW | After Competition Groups | 0.00032671 | 0 | 0 | 1120.61 | 2.9154e-07 | 76 | Commercial_2033_SC C_MW_After Competition Groups_76 | Electric Convection Combination Ovens | 2.915e-05% | 0 | 0.00032671 | Commercial_2033_SC C_MW_After Competition Groups_Electric Convection Combination Ovens
Commercial | Com ¦ Networked/Connected - High Impact Application | 2033 | SC C | MW | After Competition Groups | 0.00024708 | 0 | 0 | 1120.61 | 2.2049e-07 | 77 | Commercial_2033_SC C_MW_After Competition Groups_77 | Networked/Connected - High Impact Application | 2.205e-05% | 0 | 0.00024708 | Commercial_2033_SC C_MW_After Competition Groups_Networked/Connected - High Impact Application
Commercial | Com ¦ Networked/Connected - Low Impact Application | 2033 | SC C | MW | After Competition Groups | 1.2074e-05 | 0 | 0 | 1120.61 | 1.0775e-08 | 78 | Commercial_2033_SC C_MW_After Competition Groups_78 | Networked/Connected - Low Impact Application | 1.077e-06% | 0 | 1.2074e-05 | Commercial_2033_SC C_MW_After Competition Groups_Networked/Connected - Low Impact Application
Commercial | Com ¦ Indoor Daylight Sensors/Photocell Dimming Control | 2033 | SC C | MW | After Competition Groups | 0 | 0 | 0 | 1120.61 | 0 | 79 | Commercial_2033_SC C_MW_After Competition Groups_79 | Indoor Daylight Sensors/Photocell Dimming Control | 0% | 0 | 0 | Commercial_2033_SC C_MW_After Competition Groups_Indoor Daylight Sensors/Photocell Dimming Control
Commercial | Com ¦ Variable Refrigerant Flow Heat Pump | 2033 | SC C | MW | After Competition Groups | 0 | 0 | 0 | 1120.61 | 0 | 80 | Commercial_2033_SC C_MW_After Competition Groups_80 | Variable Refrigerant Flow Heat Pump | 0% | 0 | 0 | Commercial_2033_SC C_MW_After Competition Groups_Variable Refrigerant Flow Heat Pump
Commercial | Com ¦ LED Low/High Bay | 2033 | SC D | MW | After Competition Groups | 136.1419 | 26532881.9889 | 26.5329 | 1049.2763 | 0.12975 | 1 | Commercial_2033_SC D_MW_After Competition Groups_1 | LED Low/High Bay | 12.97% | 26.5329 | 136.1419 | Commercial_2033_SC D_MW_After Competition Groups_LED Low/High Bay
Commercial | Com ¦ ENERGY STAR LED LAMPS (REFLECTOR LAMPs/MR16/PAR 16) | 2033 | SC D | MW | After Competition Groups | 122.3971 | 1419251.922 | 1.4193 | 1049.2763 | 0.11665 | 2 | Commercial_2033_SC D_MW_After Competition Groups_2 | ENERGY STAR LED LAMPS (REFLECTOR LAMPs/MR16/PAR 16) | 11.66% | 1.4193 | 122.3971 | Commercial_2033_SC D_MW_After Competition Groups_ENERGY STAR LED LAMPS (REFLECTOR LAMPs/MR16/PAR 16)
Commercial | Com ¦ LED Troffer/Surface/Suspended | 2033 | SC D | MW | After Competition Groups | 118.26 | 26420061.4436 | 26.4201 | 1049.2763 | 0.11271 | 3 | Commercial_2033_SC D_MW_After Competition Groups_3 | LED Troffer/Surface/Suspended | 11.27% | 26.4201 | 118.26 | Commercial_2033_SC D_MW_After Competition Groups_LED Troffer/Surface/Suspended
Commercial | Com ¦ LED Replacement Lamp (Tube) | 2033 | SC D | MW | After Competition Groups | 75.85 | 0 | 0 | 1049.2763 | 0.072288 | 4 | Commercial_2033_SC D_MW_After Competition Groups_4 | LED Replacement Lamp (Tube) | 7.229% | 0 | 75.85 | Commercial_2033_SC D_MW_After Competition Groups_LED Replacement Lamp (Tube)
Commercial | Com ¦ High Efficiency Air Source Heat Pump | 2033 | SC D | MW | After Competition Groups | 71.9719 | 1332935.4143 | 1.3329 | 1049.2763 | 0.068592 | 5 | Commercial_2033_SC D_MW_After Competition Groups_5 | High Efficiency Air Source Heat Pump | 6.859% | 1.3329 | 71.9719 | Commercial_2033_SC D_MW_After Competition Groups_High Efficiency Air Source Heat Pump
Commercial | Com ¦ Building Recommissioning, Operations and Maintenance (O&M) Improvements | 2033 | SC D | MW | After Competition Groups | 68.3469 | 6316965.2573 | 6.317 | 1049.2763 | 0.065137 | 6 | Commercial_2033_SC D_MW_After Competition Groups_6 | Building Recommissioning, Operations and Maintenance (O&M) Improvements | 6.514% | 6.317 | 68.3469 | Commercial_2033_SC D_MW_After Competition Groups_Building Recommissioning, Operations and Maintenance (O&M) Improvements
Commercial | Com ¦ Unitary Air-Conditioning Unit | 2033 | SC D | MW | After Competition Groups | 46.3223 | 7043232.6359 | 7.0432 | 1049.2763 | 0.044147 | 7 | Commercial_2033_SC D_MW_After Competition Groups_7 | Unitary Air-Conditioning Unit | 4.415% | 7.0432 | 46.3223 | Commercial_2033_SC D_MW_After Competition Groups_Unitary Air-Conditioning Unit
Commercial | Com ¦ Advanced BAS/Controllers | 2033 | SC D | MW | After Competition Groups | 39.6845 | 5010167.835 | 5.0102 | 1049.2763 | 0.037821 | 8 | Commercial_2033_SC D_MW_After Competition Groups_8 | Advanced BAS/Controllers | 3.782% | 5.0102 | 39.6845 | Commercial_2033_SC D_MW_After Competition Groups_Advanced BAS/Controllers
Commercial | Com ¦ Education and Capacity Building/Energy Behavior | 2033 | SC D | MW | After Competition Groups | 36.2149 | 9456083.8208 | 9.4561 | 1049.2763 | 0.034514 | 9 | Commercial_2033_SC D_MW_After Competition Groups_9 | Education and Capacity Building/Energy Behavior | 3.451% | 9.4561 | 36.2149 | Commercial_2033_SC D_MW_After Competition Groups_Education and Capacity Building/Energy Behavior
Commercial | Com ¦ Data Center Storage/Server Virtualization | 2033 | SC D | MW | After Competition Groups | 26.4654 | 0 | 0 | 1049.2763 | 0.025223 | 10 | Commercial_2033_SC D_MW_After Competition Groups_10 | Data Center Storage/Server Virtualization | 2.522% | 0 | 26.4654 | Commercial_2033_SC D_MW_After Competition Groups_Data Center Storage/Server Virtualization
Commercial | Com ¦ Reach-in Shaded Pole to ECM/PSC Evaporator Fan Motor | 2033 | SC D | MW | After Competition Groups | 25.7517 | 2440517.1509 | 2.4405 | 1049.2763 | 0.024542 | 11 | Commercial_2033_SC D_MW_After Competition Groups_11 | Reach-in Shaded Pole to ECM/PSC Evaporator Fan Motor | 2.454% | 2.4405 | 25.7517 | Commercial_2033_SC D_MW_After Competition Groups_Reach-in Shaded Pole to ECM/PSC Evaporator Fan Motor
Commercial | Com ¦ Adaptive Thermostats | 2033 | SC D | MW | After Competition Groups | 25.5909 | 3355269.5378 | 3.3553 | 1049.2763 | 0.024389 | 12 | Commercial_2033_SC D_MW_After Competition Groups_12 | Adaptive Thermostats | 2.439% | 3.3553 | 25.5909 | Commercial_2033_SC D_MW_After Competition Groups_Adaptive Thermostats
Commercial | Com ¦ Strip Curtains | 2033 | SC D | MW | After Competition Groups | 21.4197 | 174880.8658 | 0.17488 | 1049.2763 | 0.020414 | 13 | Commercial_2033_SC D_MW_After Competition Groups_13 | Strip Curtains | 2.041% | 0.17488 | 21.4197 | Commercial_2033_SC D_MW_After Competition Groups_Strip Curtains
Commercial | Com ¦ Refrigerated Display Case Doors | 2033 | SC D | MW | After Competition Groups | 20.2884 | 2492320.4167 | 2.4923 | 1049.2763 | 0.019336 | 14 | Commercial_2033_SC D_MW_After Competition Groups_14 | Refrigerated Display Case Doors | 1.934% | 2.4923 | 20.2884 | Commercial_2033_SC D_MW_After Competition Groups_Refrigerated Display Case Doors
Commercial | Com ¦ Furnace Tune-Up | 2033 | SC D | MW | After Competition Groups | 18.3839 | 105482.425 | 0.10548 | 1049.2763 | 0.017521 | 15 | Commercial_2033_SC D_MW_After Competition Groups_15 | Furnace Tune-Up | 1.752% | 0.10548 | 18.3839 | Commercial_2033_SC D_MW_After Competition Groups_Furnace Tune-Up
Commercial | Com ¦ Chilled Water Optimization | 2033 | SC D | MW | After Competition Groups | 18.1782 | 1786205.0199 | 1.7862 | 1049.2763 | 0.017325 | 16 | Commercial_2033_SC D_MW_After Competition Groups_16 | Chilled Water Optimization | 1.732% | 1.7862 | 18.1782 | Commercial_2033_SC D_MW_After Competition Groups_Chilled Water Optimization
Commercial | Com ¦ LED or Equivalent Sign Lighting | 2033 | SC D | MW | After Competition Groups | 16.8887 | 1002385.0456 | 1.0024 | 1049.2763 | 0.016096 | 17 | Commercial_2033_SC D_MW_After Competition Groups_17 | LED or Equivalent Sign Lighting | 1.61% | 1.0024 | 16.8887 | Commercial_2033_SC D_MW_After Competition Groups_LED or Equivalent Sign Lighting
Commercial | Com ¦ Centrally controlled desktop PC/NETWORK PC POWER MANAGEMENT SOFTWARE | 2033 | SC D | MW | After Competition Groups | 15.2341 | 829135.6484 | 0.82914 | 1049.2763 | 0.014519 | 18 | Commercial_2033_SC D_MW_After Competition Groups_18 | Centrally controlled desktop PC/NETWORK PC POWER MANAGEMENT SOFTWARE | 1.452% | 0.82914 | 15.2341 | Commercial_2033_SC D_MW_After Competition Groups_Centrally controlled desktop PC/NETWORK PC POWER MANAGEMENT SOFTWARE
Commercial | Com ¦ ENERGY STAR LED LAMPS (General Service Lamps) | 2033 | SC D | MW | After Competition Groups | 14.9921 | 210559.4579 | 0.21056 | 1049.2763 | 0.014288 | 19 | Commercial_2033_SC D_MW_After Competition Groups_19 | ENERGY STAR LED LAMPS (General Service Lamps) | 1.429% | 0.21056 | 14.9921 | Commercial_2033_SC D_MW_After Competition Groups_ENERGY STAR LED LAMPS (General Service Lamps)
Commercial | Com ¦ Demand Control Ventilation | 2033 | SC D | MW | After Competition Groups | 13.0276 | 1378090.1568 | 1.3781 | 1049.2763 | 0.012416 | 20 | Commercial_2033_SC D_MW_After Competition Groups_20 | Demand Control Ventilation | 1.242% | 1.3781 | 13.0276 | Commercial_2033_SC D_MW_After Competition Groups_Demand Control Ventilation
Commercial | Com ¦ Variable Frequency Drive (VFD) | 2033 | SC D | MW | After Competition Groups | 12.5719 | 1337883.3916 | 1.3379 | 1049.2763 | 0.011981 | 21 | Commercial_2033_SC D_MW_After Competition Groups_21 | Variable Frequency Drive (VFD) | 1.198% | 1.3379 | 12.5719 | Commercial_2033_SC D_MW_After Competition Groups_Variable Frequency Drive (VFD)
Commercial | Com ¦ VFD on Pumps | 2033 | SC D | MW | After Competition Groups | 11.6688 | 1296839.9395 | 1.2968 | 1049.2763 | 0.011121 | 22 | Commercial_2033_SC D_MW_After Competition Groups_22 | VFD on Pumps | 1.112% | 1.2968 | 11.6688 | Commercial_2033_SC D_MW_After Competition Groups_VFD on Pumps
Commercial | Com ¦ Refrigerated Display Case LED | 2033 | SC D | MW | After Competition Groups | 8.8965 | 850640.6923 | 0.85064 | 1049.2763 | 0.0084787 | 23 | Commercial_2033_SC D_MW_After Competition Groups_23 | Refrigerated Display Case LED | 0.8479% | 0.85064 | 8.8965 | Commercial_2033_SC D_MW_After Competition Groups_Refrigerated Display Case LED
Commercial | Com ¦ ECM MOTORS FOR EVAPORATOR FANS for refrigeration (WALK-IN) | 2033 | SC D | MW | After Competition Groups | 6.5612 | 1058290.4007 | 1.0583 | 1049.2763 | 0.0062531 | 24 | Commercial_2033_SC D_MW_After Competition Groups_24 | ECM MOTORS FOR EVAPORATOR FANS for refrigeration (WALK-IN) | 0.6253% | 1.0583 | 6.5612 | Commercial_2033_SC D_MW_After Competition Groups_ECM MOTORS FOR EVAPORATOR FANS for refrigeration (WALK-IN)
Commercial | Com ¦ LED EXTERIOR AREA LIGHTS - LED fixture (200W) | 2033 | SC D | MW | After Competition Groups | 6.474 | 0 | 0 | 1049.2763 | 0.00617 | 25 | Commercial_2033_SC D_MW_After Competition Groups_25 | LED EXTERIOR AREA LIGHTS - LED fixture (200W) | 0.617% | 0 | 6.474 | Commercial_2033_SC D_MW_After Competition Groups_LED EXTERIOR AREA LIGHTS - LED fixture (200W)
Commercial | Com ¦ LED parking lot fixture | 2033 | SC D | MW | After Competition Groups | 6.2668 | 3045565.1926 | 3.0456 | 1049.2763 | 0.0059725 | 26 | Commercial_2033_SC D_MW_After Competition Groups_26 | LED parking lot fixture | 0.5973% | 3.0456 | 6.2668 | Commercial_2033_SC D_MW_After Competition Groups_LED parking lot fixture
Commercial | Com ¦ Door Gasket Freezer/Refrigerator | 2033 | SC D | MW | After Competition Groups | 6.0564 | 364289.4426 | 0.36429 | 1049.2763 | 0.005772 | 27 | Commercial_2033_SC D_MW_After Competition Groups_27 | Door Gasket Freezer/Refrigerator | 0.5772% | 0.36429 | 6.0564 | Commercial_2033_SC D_MW_After Competition Groups_Door Gasket Freezer/Refrigerator
Commercial | Com ¦ Demand Control Kitchen Ventilation | 2033 | SC D | MW | After Competition Groups | 5.5865 | 1028544.151 | 1.0285 | 1049.2763 | 0.0053241 | 28 | Commercial_2033_SC D_MW_After Competition Groups_28 | Demand Control Kitchen Ventilation | 0.5324% | 1.0285 | 5.5865 | Commercial_2033_SC D_MW_After Competition Groups_Demand Control Kitchen Ventilation
Commercial | Com ¦ Evaporator Fan Controls | 2033 | SC D | MW | After Competition Groups | 5.5751 | 181245.265 | 0.18125 | 1049.2763 | 0.0053132 | 29 | Commercial_2033_SC D_MW_After Competition Groups_29 | Evaporator Fan Controls | 0.5313% | 0.18125 | 5.5751 | Commercial_2033_SC D_MW_After Competition Groups_Evaporator Fan Controls
Commercial | Com ¦ Air Handler with Dedicated Outdoor Air Systems | 2033 | SC D | MW | After Competition Groups | 5.342 | 236124.6532 | 0.23612 | 1049.2763 | 0.0050912 | 30 | Commercial_2033_SC D_MW_After Competition Groups_30 | Air Handler with Dedicated Outdoor Air Systems | 0.5091% | 0.23612 | 5.342 | Commercial_2033_SC D_MW_After Competition Groups_Air Handler with Dedicated Outdoor Air Systems
Commercial | Com ¦ ENERGY STAR Griddle (74% eff) | 2033 | SC D | MW | After Competition Groups | 4.7872 | 223448.5148 | 0.22345 | 1049.2763 | 0.0045624 | 31 | Commercial_2033_SC D_MW_After Competition Groups_31 | ENERGY STAR Griddle (74% eff) | 0.4562% | 0.22345 | 4.7872 | Commercial_2033_SC D_MW_After Competition Groups_ENERGY STAR Griddle (74% eff)
Commercial | Com ¦ Occupancy Sensors | 2033 | SC D | MW | After Competition Groups | 4.0736 | 7222.7938 | 0.0072228 | 1049.2763 | 0.0038822 | 32 | Commercial_2033_SC D_MW_After Competition Groups_32 | Occupancy Sensors | 0.3882% | 0.0072228 | 4.0736 | Commercial_2033_SC D_MW_After Competition Groups_Occupancy Sensors
Commercial | Com ¦ Freezer Case Light Sensor | 2033 | SC D | MW | After Competition Groups | 3.8862 | 703154.4299 | 0.70315 | 1049.2763 | 0.0037037 | 33 | Commercial_2033_SC D_MW_After Competition Groups_33 | Freezer Case Light Sensor | 0.3704% | 0.70315 | 3.8862 | Commercial_2033_SC D_MW_After Competition Groups_Freezer Case Light Sensor
Commercial | Com ¦ Water Source Heat Pump (4 ton) | 2033 | SC D | MW | After Competition Groups | 3.6378 | 610177.2062 | 0.61018 | 1049.2763 | 0.003467 | 34 | Commercial_2033_SC D_MW_After Competition Groups_34 | Water Source Heat Pump (4 ton) | 0.3467% | 0.61018 | 3.6378 | Commercial_2033_SC D_MW_After Competition Groups_Water Source Heat Pump (4 ton)
Commercial | Com ¦ Duct Insulation, R8 | 2033 | SC D | MW | After Competition Groups | 3.3904 | 344840.2115 | 0.34484 | 1049.2763 | 0.0032312 | 35 | Commercial_2033_SC D_MW_After Competition Groups_35 | Duct Insulation, R8 | 0.3231% | 0.34484 | 3.3904 | Commercial_2033_SC D_MW_After Competition Groups_Duct Insulation, R8
Commercial | Com ¦ LED street light fixture | 2033 | SC D | MW | After Competition Groups | 3.1157 | 0 | 0 | 1049.2763 | 0.0029693 | 36 | Commercial_2033_SC D_MW_After Competition Groups_36 | LED street light fixture | 0.2969% | 0 | 3.1157 | Commercial_2033_SC D_MW_After Competition Groups_LED street light fixture
Commercial | Com ¦ BEVERAGE VENDING MACHINE CONTROLS | 2033 | SC D | MW | After Competition Groups | 2.3106 | 162573.2244 | 0.16257 | 1049.2763 | 0.0022021 | 37 | Commercial_2033_SC D_MW_After Competition Groups_37 | BEVERAGE VENDING MACHINE CONTROLS | 0.2202% | 0.16257 | 2.3106 | Commercial_2033_SC D_MW_After Competition Groups_BEVERAGE VENDING MACHINE CONTROLS
Commercial | Com ¦ Temperature Adjustment in Commercial Freezers | 2033 | SC D | MW | After Competition Groups | 2.0402 | 0 | 0 | 1049.2763 | 0.0019444 | 38 | Commercial_2033_SC D_MW_After Competition Groups_38 | Temperature Adjustment in Commercial Freezers | 0.1944% | 0 | 2.0402 | Commercial_2033_SC D_MW_After Competition Groups_Temperature Adjustment in Commercial Freezers
Commercial | Com ¦ Elec Storage WH 2.30 Et | 2033 | SC D | MW | After Competition Groups | 2.0053 | 315583.6328 | 0.31558 | 1049.2763 | 0.0019111 | 39 | Commercial_2033_SC D_MW_After Competition Groups_39 | Elec Storage WH 2.30 Et | 0.1911% | 0.31558 | 2.0053 | Commercial_2033_SC D_MW_After Competition Groups_Elec Storage WH 2.30 Et
Commercial | Com ¦ Vertical Night Covers | 2033 | SC D | MW | After Competition Groups | 1.607 | 86661.1382 | 0.086661 | 1049.2763 | 0.0015315 | 40 | Commercial_2033_SC D_MW_After Competition Groups_40 | Vertical Night Covers | 0.1531% | 0.086661 | 1.607 | Commercial_2033_SC D_MW_After Competition Groups_Vertical Night Covers
Commercial | Com ¦ CO Sensors for parking garage exhaust fans | 2033 | SC D | MW | After Competition Groups | 1.4464 | 202984.4676 | 0.20298 | 1049.2763 | 0.0013785 | 41 | Commercial_2033_SC D_MW_After Competition Groups_41 | CO Sensors for parking garage exhaust fans | 0.1378% | 0.20298 | 1.4464 | Commercial_2033_SC D_MW_After Competition Groups_CO Sensors for parking garage exhaust fans
Commercial | Com ¦ ENERGY STAR Fryer (84% eff) | 2033 | SC D | MW | After Competition Groups | 1.4098 | 117601.2226 | 0.1176 | 1049.2763 | 0.0013436 | 42 | Commercial_2033_SC D_MW_After Competition Groups_42 | ENERGY STAR Fryer (84% eff) | 0.1344% | 0.1176 | 1.4098 | Commercial_2033_SC D_MW_After Competition Groups_ENERGY STAR Fryer (84% eff)
Commercial | Com ¦ Energy Efficient Laboratory Fume Hood | 2033 | SC D | MW | After Competition Groups | 1.3412 | 187786.3369 | 0.18779 | 1049.2763 | 0.0012782 | 43 | Commercial_2033_SC D_MW_After Competition Groups_43 | Energy Efficient Laboratory Fume Hood | 0.1278% | 0.18779 | 1.3412 | Commercial_2033_SC D_MW_After Competition Groups_Energy Efficient Laboratory Fume Hood
Commercial | Com ¦ Outside Air Economizer | 2033 | SC D | MW | After Competition Groups | 1.3325 | 118766.2465 | 0.11877 | 1049.2763 | 0.0012699 | 44 | Commercial_2033_SC D_MW_After Competition Groups_44 | Outside Air Economizer | 0.127% | 0.11877 | 1.3325 | Commercial_2033_SC D_MW_After Competition Groups_Outside Air Economizer
Commercial | Com ¦ Water Heating (DHW) Pipe Insulation (Add 3/4\ Foam)" | 2033 | SC D | MW | After Competition Groups | 1.2279 | 151861.6311 | 0.15186 | 1049.2763 | 0.0011702 | 45 | Commercial_2033_SC D_MW_After Competition Groups_45 | Water Heating (DHW) Pipe Insulation (Add 3/4\ Foam)" | 0.117% | 0.15186 | 1.2279 | Commercial_2033_SC D_MW_After Competition Groups_Water Heating (DHW) Pipe Insulation (Add 3/4\ Foam)"
Commercial | Com ¦ ENERGY STAR Steam Cookers | 2033 | SC D | MW | After Competition Groups | 0.90673 | 74780.2464 | 0.07478 | 1049.2763 | 0.00086415 | 46 | Commercial_2033_SC D_MW_After Competition Groups_46 | ENERGY STAR Steam Cookers | 0.08641% | 0.07478 | 0.90673 | Commercial_2033_SC D_MW_After Competition Groups_ENERGY STAR Steam Cookers
Commercial | Com ¦ Suction Pipe Insulation Freezer/Refrigerator | 2033 | SC D | MW | After Competition Groups | 0.80784 | 82259.0523 | 0.082259 | 1049.2763 | 0.0007699 | 47 | Commercial_2033_SC D_MW_After Competition Groups_47 | Suction Pipe Insulation Freezer/Refrigerator | 0.07699% | 0.082259 | 0.80784 | Commercial_2033_SC D_MW_After Competition Groups_Suction Pipe Insulation Freezer/Refrigerator
Commercial | Com ¦ Thermostat Setback | 2033 | SC D | MW | After Competition Groups | 0.68775 | 0 | 0 | 1049.2763 | 0.00065546 | 48 | Commercial_2033_SC D_MW_After Competition Groups_48 | Thermostat Setback | 0.06555% | 0 | 0.68775 | Commercial_2033_SC D_MW_After Competition Groups_Thermostat Setback
Commercial | Com ¦ ENERGY STAR Dishwasher | 2033 | SC D | MW | After Competition Groups | 0.62414 | 37150.9596 | 0.037151 | 1049.2763 | 0.00059483 | 49 | Commercial_2033_SC D_MW_After Competition Groups_49 | ENERGY STAR Dishwasher | 0.05948% | 0.037151 | 0.62414 | Commercial_2033_SC D_MW_After Competition Groups_ENERGY STAR Dishwasher
Commercial | Com ¦ Condensing Make Up Air Unit | 2033 | SC D | MW | After Competition Groups | 0.35856 | 82633.1108 | 0.082633 | 1049.2763 | 0.00034172 | 50 | Commercial_2033_SC D_MW_After Competition Groups_50 | Condensing Make Up Air Unit | 0.03417% | 0.082633 | 0.35856 | Commercial_2033_SC D_MW_After Competition Groups_Condensing Make Up Air Unit
Commercial | Com ¦ Ozone Laundry Treatment | 2033 | SC D | MW | After Competition Groups | 0.31198 | 42482.1149 | 0.042482 | 1049.2763 | 0.00029732 | 51 | Commercial_2033_SC D_MW_After Competition Groups_51 | Ozone Laundry Treatment | 0.02973% | 0.042482 | 0.31198 | Commercial_2033_SC D_MW_After Competition Groups_Ozone Laundry Treatment
Commercial | COM ¦ Ductless Mini-Split Heat Pumps | 2033 | SC D | MW | After Competition Groups | 0.20458 | 232.8751 | 0.00023288 | 1049.2763 | 0.00019497 | 52 | Commercial_2033_SC D_MW_After Competition Groups_52 | Ductless Mini-Split Heat Pumps | 0.0195% | 0.00023288 | 0.20458 | Commercial_2033_SC D_MW_After Competition Groups_Ductless Mini-Split Heat Pumps
Commercial | Com ¦ ECM MOTORS FOR HVAC APPLICATION (FAN-POWERED VAV BOX) | 2033 | SC D | MW | After Competition Groups | 0.19011 | 25976.3765 | 0.025976 | 1049.2763 | 0.00018118 | 53 | Commercial_2033_SC D_MW_After Competition Groups_53 | ECM MOTORS FOR HVAC APPLICATION (FAN-POWERED VAV BOX) | 0.01812% | 0.025976 | 0.19011 | Commercial_2033_SC D_MW_After Competition Groups_ECM MOTORS FOR HVAC APPLICATION (FAN-POWERED VAV BOX)
Commercial | Com ¦ PTAC (12 EER/10,000 BTU) | 2033 | SC D | MW | After Competition Groups | 0.17349 | 21397.5398 | 0.021398 | 1049.2763 | 0.00016534 | 54 | Commercial_2033_SC D_MW_After Competition Groups_54 | PTAC (12 EER/10,000 BTU) | 0.01653% | 0.021398 | 0.17349 | Commercial_2033_SC D_MW_After Competition Groups_PTAC (12 EER/10,000 BTU)
Commercial | Com ¦ CEE Tier 2/Energy Star Clothes Washers | 2033 | SC D | MW | After Competition Groups | 0.12472 | 6777.6044 | 0.0067776 | 1049.2763 | 0.00011886 | 55 | Commercial_2033_SC D_MW_After Competition Groups_55 | CEE Tier 2/Energy Star Clothes Washers | 0.01189% | 0.0067776 | 0.12472 | Commercial_2033_SC D_MW_After Competition Groups_CEE Tier 2/Energy Star Clothes Washers
Commercial | Com ¦ Solar Water Preheat (Pools/DHW) | 2033 | SC D | MW | After Competition Groups | 0.11653 | 3893.5062 | 0.0038935 | 1049.2763 | 0.00011106 | 56 | Commercial_2033_SC D_MW_After Competition Groups_56 | Solar Water Preheat (Pools/DHW) | 0.01111% | 0.0038935 | 0.11653 | Commercial_2033_SC D_MW_After Competition Groups_Solar Water Preheat (Pools/DHW)
Commercial | Com ¦ Auto Off Time Switch or Time Clock control | 2033 | SC D | MW | After Competition Groups | 0.10287 | 90.7605 | 9.0761e-05 | 1049.2763 | 9.8037e-05 | 57 | Commercial_2033_SC D_MW_After Competition Groups_57 | Auto Off Time Switch or Time Clock control | 0.009804% | 9.0761e-05 | 0.10287 | Commercial_2033_SC D_MW_After Competition Groups_Auto Off Time Switch or Time Clock control
Commercial | Com ¦ HVAC Optimization | 2033 | SC D | MW | After Competition Groups | 0.099121 | 210.19 | 0.00021019 | 1049.2763 | 9.4466e-05 | 58 | Commercial_2033_SC D_MW_After Competition Groups_58 | HVAC Optimization | 0.009447% | 0.00021019 | 0.099121 | Commercial_2033_SC D_MW_After Competition Groups_HVAC Optimization
Commercial | Com ¦ Notched V belts for HVAC Systems | 2033 | SC D | MW | After Competition Groups | 0.096556 | 8137.5576 | 0.0081376 | 1049.2763 | 9.2021e-05 | 59 | Commercial_2033_SC D_MW_After Competition Groups_59 | Notched V belts for HVAC Systems | 0.009202% | 0.0081376 | 0.096556 | Commercial_2033_SC D_MW_After Competition Groups_Notched V belts for HVAC Systems
Commercial | Com ¦ Demand controlled Circulating Systems | 2033 | SC D | MW | After Competition Groups | 0.086439 | 10977.9408 | 0.010978 | 1049.2763 | 8.2379e-05 | 60 | Commercial_2033_SC D_MW_After Competition Groups_60 | Demand controlled Circulating Systems | 0.008238% | 0.010978 | 0.086439 | Commercial_2033_SC D_MW_After Competition Groups_Demand controlled Circulating Systems
Commercial | Com ¦ Low Flow Pre-Rinse Spray Nozzle | 2033 | SC D | MW | After Competition Groups | 0.067831 | 1894.4882 | 0.0018945 | 1049.2763 | 6.4646e-05 | 61 | Commercial_2033_SC D_MW_After Competition Groups_61 | Low Flow Pre-Rinse Spray Nozzle | 0.006465% | 0.0018945 | 0.067831 | Commercial_2033_SC D_MW_After Competition Groups_Low Flow Pre-Rinse Spray Nozzle
Commercial | Com ¦ Commercial Hot Food Holding Cabinets | 2033 | SC D | MW | After Competition Groups | 0.056718 | 3583.1392 | 0.0035831 | 1049.2763 | 5.4055e-05 | 62 | Commercial_2033_SC D_MW_After Competition Groups_62 | Commercial Hot Food Holding Cabinets | 0.005405% | 0.0035831 | 0.056718 | Commercial_2033_SC D_MW_After Competition Groups_Commercial Hot Food Holding Cabinets
Commercial | Com ¦ LED RECESSED DOWNLIGHTS | 2033 | SC D | MW | After Competition Groups | 0.04622 | 10968.2196 | 0.010968 | 1049.2763 | 4.4049e-05 | 63 | Commercial_2033_SC D_MW_After Competition Groups_63 | LED RECESSED DOWNLIGHTS | 0.004405% | 0.010968 | 0.04622 | Commercial_2033_SC D_MW_After Competition Groups_LED RECESSED DOWNLIGHTS
Commercial | Com ¦ High Efficiency Small Instantaneous Water Heater | 2033 | SC D | MW | After Competition Groups | 0.029687 | 9220.3219 | 0.0092203 | 1049.2763 | 2.8292e-05 | 64 | Commercial_2033_SC D_MW_After Competition Groups_64 | High Efficiency Small Instantaneous Water Heater | 0.002829% | 0.0092203 | 0.029687 | Commercial_2033_SC D_MW_After Competition Groups_High Efficiency Small Instantaneous Water Heater
Commercial | Com ¦ Room AC (w/ louvered sides) 14 SEER from 12 SEER code | 2033 | SC D | MW | After Competition Groups | 0.029489 | 4810.2076 | 0.0048102 | 1049.2763 | 2.8104e-05 | 65 | Commercial_2033_SC D_MW_After Competition Groups_65 | Room AC (w/ louvered sides) 14 SEER from 12 SEER code | 0.00281% | 0.0048102 | 0.029489 | Commercial_2033_SC D_MW_After Competition Groups_Room AC (w/ louvered sides) 14 SEER from 12 SEER code
Commercial | Com ¦ Condensing Unit Heaters or other Efficient Unit Heating System | 2033 | SC D | MW | After Competition Groups | 0.028973 | 0 | 0 | 1049.2763 | 2.7612e-05 | 66 | Commercial_2033_SC D_MW_After Competition Groups_66 | Condensing Unit Heaters or other Efficient Unit Heating System | 0.002761% | 0 | 0.028973 | Commercial_2033_SC D_MW_After Competition Groups_Condensing Unit Heaters or other Efficient Unit Heating System
Commercial | Com ¦ Wall Insulation | 2033 | SC D | MW | After Competition Groups | 0.028168 | 93.2625 | 9.3263e-05 | 1049.2763 | 2.6845e-05 | 67 | Commercial_2033_SC D_MW_After Competition Groups_67 | Wall Insulation | 0.002684% | 9.3263e-05 | 0.028168 | Commercial_2033_SC D_MW_After Competition Groups_Wall Insulation
Commercial | Com ¦ VSD Air Compressor | 2033 | SC D | MW | After Competition Groups | 0.021431 | 572.3872 | 0.00057239 | 1049.2763 | 2.0425e-05 | 68 | Commercial_2033_SC D_MW_After Competition Groups_68 | VSD Air Compressor | 0.002042% | 0.00057239 | 0.021431 | Commercial_2033_SC D_MW_After Competition Groups_VSD Air Compressor
Commercial | Com ¦ Air Curtains | 2033 | SC D | MW | After Competition Groups | 0.020707 | 2738.4777 | 0.0027385 | 1049.2763 | 1.9735e-05 | 69 | Commercial_2033_SC D_MW_After Competition Groups_69 | Air Curtains | 0.001973% | 0.0027385 | 0.020707 | Commercial_2033_SC D_MW_After Competition Groups_Air Curtains
Commercial | Com ¦ High Efficiency Chiller (avg of water and air cooled) | 2033 | SC D | MW | After Competition Groups | 0.015364 | 1799.7814 | 0.0017998 | 1049.2763 | 1.4642e-05 | 70 | Commercial_2033_SC D_MW_After Competition Groups_70 | High Efficiency Chiller (avg of water and air cooled) | 0.001464% | 0.0017998 | 0.015364 | Commercial_2033_SC D_MW_After Competition Groups_High Efficiency Chiller (avg of water and air cooled)
Commercial | Com ¦ Energy Recovery Ventilation and Ventilation (Enhanced) | 2033 | SC D | MW | After Competition Groups | 0.0093681 | 0 | 0 | 1049.2763 | 8.9281e-06 | 71 | Commercial_2033_SC D_MW_After Competition Groups_71 | Energy Recovery Ventilation and Ventilation (Enhanced) | 0.0008928% | 0 | 0.0093681 | Commercial_2033_SC D_MW_After Competition Groups_Energy Recovery Ventilation and Ventilation (Enhanced)
Commercial | Com ¦ Efficient compressor motor | 2033 | SC D | MW | After Competition Groups | 0.0055918 | 4235.0995 | 0.0042351 | 1049.2763 | 5.3292e-06 | 72 | Commercial_2033_SC D_MW_After Competition Groups_72 | Efficient compressor motor | 0.0005329% | 0.0042351 | 0.0055918 | Commercial_2033_SC D_MW_After Competition Groups_Efficient compressor motor
Commercial | Com ¦ EC Plug Fan for Data Center (under cabinet) | 2033 | SC D | MW | After Competition Groups | 0.0033321 | 764.1995 | 0.0007642 | 1049.2763 | 3.1756e-06 | 73 | Commercial_2033_SC D_MW_After Competition Groups_73 | EC Plug Fan for Data Center (under cabinet) | 0.0003176% | 0.0007642 | 0.0033321 | Commercial_2033_SC D_MW_After Competition Groups_EC Plug Fan for Data Center (under cabinet)
Commercial | Com ¦ LLLC - High Impact Application | 2033 | SC D | MW | After Competition Groups | 0.00077181 | 0.059517 | 5.9517e-08 | 1049.2763 | 7.3556e-07 | 74 | Commercial_2033_SC D_MW_After Competition Groups_74 | LLLC - High Impact Application | 7.356e-05% | 5.9517e-08 | 0.00077181 | Commercial_2033_SC D_MW_After Competition Groups_LLLC - High Impact Application
Commercial | Com ¦ Electric Convection Combination Ovens | 2033 | SC D | MW | After Competition Groups | 0.00032671 | 3.5073 | 3.5073e-06 | 1049.2763 | 3.1136e-07 | 75 | Commercial_2033_SC D_MW_After Competition Groups_75 | Electric Convection Combination Ovens | 3.114e-05% | 3.5073e-06 | 0.00032671 | Commercial_2033_SC D_MW_After Competition Groups_Electric Convection Combination Ovens
Commercial | Com ¦ LLLC - Low Impact Application | 2033 | SC D | MW | After Competition Groups | 8.9477e-05 | 0.50288 | 5.0288e-07 | 1049.2763 | 8.5275e-08 | 76 | Commercial_2033_SC D_MW_After Competition Groups_76 | LLLC - Low Impact Application | 8.527e-06% | 5.0288e-07 | 8.9477e-05 | Commercial_2033_SC D_MW_After Competition Groups_LLLC - Low Impact Application
Commercial | Com ¦ Networked/Connected - Low Impact Application | 2033 | SC D | MW | After Competition Groups | 1.929e-08 | 4.0368e-05 | 4.0368e-11 | 1049.2763 | 1.8384e-11 | 77 | Commercial_2033_SC D_MW_After Competition Groups_77 | Networked/Connected - Low Impact Application | 1.838e-09% | 4.0368e-11 | 1.929e-08 | Commercial_2033_SC D_MW_After Competition Groups_Networked/Connected - Low Impact Application
Commercial | Com ¦ Networked/Connected - High Impact Application | 2033 | SC D | MW | After Competition Groups | 2.8833e-09 | 1.2419e-06 | 1.2419e-12 | 1049.2763 | 2.7479e-12 | 78 | Commercial_2033_SC D_MW_After Competition Groups_78 | Networked/Connected - High Impact Application | 2.748e-10% | 1.2419e-12 | 2.8833e-09 | Commercial_2033_SC D_MW_After Competition Groups_Networked/Connected - High Impact Application
Commercial | Com ¦ Indoor Daylight Sensors/Photocell Dimming Control | 2033 | SC D | MW | After Competition Groups | 0 | 0 | 0 | 1049.2763 | 0 | 79 | Commercial_2033_SC D_MW_After Competition Groups_79 | Indoor Daylight Sensors/Photocell Dimming Control | 0% | 0 | 0 | Commercial_2033_SC D_MW_After Competition Groups_Indoor Daylight Sensors/Photocell Dimming Control
Commercial | Com ¦ Variable Refrigerant Flow Heat Pump | 2033 | SC D | MW | After Competition Groups | 0 | 0 | 0 | 1049.2763 | 0 | 80 | Commercial_2033_SC D_MW_After Competition Groups_80 | Variable Refrigerant Flow Heat Pump | 0% | 0 | 0 | Commercial_2033_SC D_MW_After Competition Groups_Variable Refrigerant Flow Heat Pump
Commercial | Com ¦ Central Lighting Control System | 2033 | Technical | MW | After Competition Groups | 249.7829 | 0 | 0 | 2594.6124 | 0.09627 | 1 | Commercial_2033_Technical_MW_After Competition Groups_1 | Central Lighting Control System | 9.627% | 0 | 249.7829 | Commercial_2033_Technical_MW_After Competition Groups_Central Lighting Control System
Commercial | Com ¦ Building Recommissioning, Operations and Maintenance (O&M) Improvements | 2033 | Technical | MW | After Competition Groups | 233.0998 | 0 | 0 | 2594.6124 | 0.08984 | 2 | Commercial_2033_Technical_MW_After Competition Groups_2 | Building Recommissioning, Operations and Maintenance (O&M) Improvements | 8.984% | 0 | 233.0998 | Commercial_2033_Technical_MW_After Competition Groups_Building Recommissioning, Operations and Maintenance (O&M) Improvements
Commercial | Com ¦ Education and Capacity Building/Energy Behavior | 2033 | Technical | MW | After Competition Groups | 210.1005 | 0 | 0 | 2594.6124 | 0.080976 | 3 | Commercial_2033_Technical_MW_After Competition Groups_3 | Education and Capacity Building/Energy Behavior | 8.098% | 0 | 210.1005 | Commercial_2033_Technical_MW_After Competition Groups_Education and Capacity Building/Energy Behavior
Commercial | Com ¦ High Efficiency Air Source Heat Pump | 2033 | Technical | MW | After Competition Groups | 186.726 | 0 | 0 | 2594.6124 | 0.071967 | 4 | Commercial_2033_Technical_MW_After Competition Groups_4 | High Efficiency Air Source Heat Pump | 7.197% | 0 | 186.726 | Commercial_2033_Technical_MW_After Competition Groups_High Efficiency Air Source Heat Pump
Commercial | Com ¦ LED Low/High Bay | 2033 | Technical | MW | After Competition Groups | 167.5902 | 0 | 0 | 2594.6124 | 0.064592 | 5 | Commercial_2033_Technical_MW_After Competition Groups_5 | LED Low/High Bay | 6.459% | 0 | 167.5902 | Commercial_2033_Technical_MW_After Competition Groups_LED Low/High Bay
Commercial | Com ¦ Variable Refrigerant Flow Heat Pump | 2033 | Technical | MW | After Competition Groups | 144.0807 | 0 | 0 | 2594.6124 | 0.055531 | 6 | Commercial_2033_Technical_MW_After Competition Groups_6 | Variable Refrigerant Flow Heat Pump | 5.553% | 0 | 144.0807 | Commercial_2033_Technical_MW_After Competition Groups_Variable Refrigerant Flow Heat Pump
Commercial | Com ¦ ENERGY STAR LED LAMPS (REFLECTOR LAMPs/MR16/PAR 16) | 2033 | Technical | MW | After Competition Groups | 136.7312 | 0 | 0 | 2594.6124 | 0.052698 | 7 | Commercial_2033_Technical_MW_After Competition Groups_7 | ENERGY STAR LED LAMPS (REFLECTOR LAMPs/MR16/PAR 16) | 5.27% | 0 | 136.7312 | Commercial_2033_Technical_MW_After Competition Groups_ENERGY STAR LED LAMPS (REFLECTOR LAMPs/MR16/PAR 16)
Commercial | Com ¦ LED Troffer/Surface/Suspended | 2033 | Technical | MW | After Competition Groups | 124.8146 | 0 | 0 | 2594.6124 | 0.048105 | 8 | Commercial_2033_Technical_MW_After Competition Groups_8 | LED Troffer/Surface/Suspended | 4.811% | 0 | 124.8146 | Commercial_2033_Technical_MW_After Competition Groups_LED Troffer/Surface/Suspended
Commercial | Com ¦ Unitary Air-Conditioning Unit | 2033 | Technical | MW | After Competition Groups | 124.2397 | 0 | 0 | 2594.6124 | 0.047884 | 9 | Commercial_2033_Technical_MW_After Competition Groups_9 | Unitary Air-Conditioning Unit | 4.788% | 0 | 124.2397 | Commercial_2033_Technical_MW_After Competition Groups_Unitary Air-Conditioning Unit
Commercial | Com ¦ Advanced BAS/Controllers | 2033 | Technical | MW | After Competition Groups | 96.7125 | 0 | 0 | 2594.6124 | 0.037274 | 10 | Commercial_2033_Technical_MW_After Competition Groups_10 | Advanced BAS/Controllers | 3.727% | 0 | 96.7125 | Commercial_2033_Technical_MW_After Competition Groups_Advanced BAS/Controllers
Commercial | Com ¦ LED Replacement Lamp (Tube) | 2033 | Technical | MW | After Competition Groups | 91.0975 | 0 | 0 | 2594.6124 | 0.03511 | 11 | Commercial_2033_Technical_MW_After Competition Groups_11 | LED Replacement Lamp (Tube) | 3.511% | 0 | 91.0975 | Commercial_2033_Technical_MW_After Competition Groups_LED Replacement Lamp (Tube)
Commercial | Com ¦ Smart Strip Plug Outlets | 2033 | Technical | MW | After Competition Groups | 71.8549 | 0 | 0 | 2594.6124 | 0.027694 | 12 | Commercial_2033_Technical_MW_After Competition Groups_12 | Smart Strip Plug Outlets | 2.769% | 0 | 71.8549 | Commercial_2033_Technical_MW_After Competition Groups_Smart Strip Plug Outlets
Commercial | Com ¦ Refrigerated Display Case Doors | 2033 | Technical | MW | After Competition Groups | 53.83 | 0 | 0 | 2594.6124 | 0.020747 | 13 | Commercial_2033_Technical_MW_After Competition Groups_13 | Refrigerated Display Case Doors | 2.075% | 0 | 53.83 | Commercial_2033_Technical_MW_After Competition Groups_Refrigerated Display Case Doors
Commercial | Com ¦ Adaptive Thermostats | 2033 | Technical | MW | After Competition Groups | 43.0495 | 0 | 0 | 2594.6124 | 0.016592 | 14 | Commercial_2033_Technical_MW_After Competition Groups_14 | Adaptive Thermostats | 1.659% | 0 | 43.0495 | Commercial_2033_Technical_MW_After Competition Groups_Adaptive Thermostats
Commercial | Com ¦ Data Center Storage/Server Virtualization | 2033 | Technical | MW | After Competition Groups | 37.307 | 0 | 0 | 2594.6124 | 0.014379 | 15 | Commercial_2033_Technical_MW_After Competition Groups_15 | Data Center Storage/Server Virtualization | 1.438% | 0 | 37.307 | Commercial_2033_Technical_MW_After Competition Groups_Data Center Storage/Server Virtualization
Commercial | Com ¦ Reach-in Shaded Pole to ECM/PSC Evaporator Fan Motor | 2033 | Technical | MW | After Competition Groups | 35.6095 | 0 | 0 | 2594.6124 | 0.013724 | 16 | Commercial_2033_Technical_MW_After Competition Groups_16 | Reach-in Shaded Pole to ECM/PSC Evaporator Fan Motor | 1.372% | 0 | 35.6095 | Commercial_2033_Technical_MW_After Competition Groups_Reach-in Shaded Pole to ECM/PSC Evaporator Fan Motor
Commercial | Com ¦ Demand Control Ventilation | 2033 | Technical | MW | After Competition Groups | 35.543 | 0 | 0 | 2594.6124 | 0.013699 | 17 | Commercial_2033_Technical_MW_After Competition Groups_17 | Demand Control Ventilation | 1.37% | 0 | 35.543 | Commercial_2033_Technical_MW_After Competition Groups_Demand Control Ventilation
Commercial | Com ¦ Strip Curtains | 2033 | Technical | MW | After Competition Groups | 31.9764 | 0 | 0 | 2594.6124 | 0.012324 | 18 | Commercial_2033_Technical_MW_After Competition Groups_18 | Strip Curtains | 1.232% | 0 | 31.9764 | Commercial_2033_Technical_MW_After Competition Groups_Strip Curtains
Commercial | Com ¦ Chilled Water Optimization | 2033 | Technical | MW | After Competition Groups | 30.5885 | 0 | 0 | 2594.6124 | 0.011789 | 19 | Commercial_2033_Technical_MW_After Competition Groups_19 | Chilled Water Optimization | 1.179% | 0 | 30.5885 | Commercial_2033_Technical_MW_After Competition Groups_Chilled Water Optimization
Commercial | Com ¦ Furnace Tune-Up | 2033 | Technical | MW | After Competition Groups | 27.8358 | 0 | 0 | 2594.6124 | 0.010728 | 20 | Commercial_2033_Technical_MW_After Competition Groups_20 | Furnace Tune-Up | 1.073% | 0 | 27.8358 | Commercial_2033_Technical_MW_After Competition Groups_Furnace Tune-Up
Commercial | Com ¦ LED or Equivalent Sign Lighting | 2033 | Technical | MW | After Competition Groups | 27.6411 | 0 | 0 | 2594.6124 | 0.010653 | 21 | Commercial_2033_Technical_MW_After Competition Groups_21 | LED or Equivalent Sign Lighting | 1.065% | 0 | 27.6411 | Commercial_2033_Technical_MW_After Competition Groups_LED or Equivalent Sign Lighting
Commercial | Com ¦ Adding reflective (White) roof treatment or a green roof | 2033 | Technical | MW | After Competition Groups | 25.6532 | 0 | 0 | 2594.6124 | 0.0098871 | 22 | Commercial_2033_Technical_MW_After Competition Groups_22 | Adding reflective (White) roof treatment or a green roof | 0.9887% | 0 | 25.6532 | Commercial_2033_Technical_MW_After Competition Groups_Adding reflective (White) roof treatment or a green roof
Commercial | Com ¦ Centrally controlled desktop PC/NETWORK PC POWER MANAGEMENT SOFTWARE | 2033 | Technical | MW | After Competition Groups | 24.9435 | 0 | 0 | 2594.6124 | 0.0096136 | 23 | Commercial_2033_Technical_MW_After Competition Groups_23 | Centrally controlled desktop PC/NETWORK PC POWER MANAGEMENT SOFTWARE | 0.9614% | 0 | 24.9435 | Commercial_2033_Technical_MW_After Competition Groups_Centrally controlled desktop PC/NETWORK PC POWER MANAGEMENT SOFTWARE
Commercial | Com ¦ Door Gasket Freezer/Refrigerator | 2033 | Technical | MW | After Competition Groups | 23.8787 | 0 | 0 | 2594.6124 | 0.0092032 | 24 | Commercial_2033_Technical_MW_After Competition Groups_24 | Door Gasket Freezer/Refrigerator | 0.9203% | 0 | 23.8787 | Commercial_2033_Technical_MW_After Competition Groups_Door Gasket Freezer/Refrigerator
Commercial | Com ¦ Refrigerated Display Case LED | 2033 | Technical | MW | After Competition Groups | 22.7476 | 0 | 0 | 2594.6124 | 0.0087673 | 25 | Commercial_2033_Technical_MW_After Competition Groups_25 | Refrigerated Display Case LED | 0.8767% | 0 | 22.7476 | Commercial_2033_Technical_MW_After Competition Groups_Refrigerated Display Case LED
Commercial | Com ¦ Refrigeration Optimization | 2033 | Technical | MW | After Competition Groups | 22.4887 | 0 | 0 | 2594.6124 | 0.0086674 | 26 | Commercial_2033_Technical_MW_After Competition Groups_26 | Refrigeration Optimization | 0.8667% | 0 | 22.4887 | Commercial_2033_Technical_MW_After Competition Groups_Refrigeration Optimization
Commercial | Com ¦ HOTEL OCCUPANCY CONTROLS (HVAC + LIGHTING) | 2033 | Technical | MW | After Competition Groups | 19.6504 | 0 | 0 | 2594.6124 | 0.0075735 | 27 | Commercial_2033_Technical_MW_After Competition Groups_27 | HOTEL OCCUPANCY CONTROLS (HVAC + LIGHTING) | 0.7574% | 0 | 19.6504 | Commercial_2033_Technical_MW_After Competition Groups_HOTEL OCCUPANCY CONTROLS (HVAC + LIGHTING)
Commercial | Com ¦ Variable Frequency Drive (VFD) | 2033 | Technical | MW | After Competition Groups | 19.3742 | 0 | 0 | 2594.6124 | 0.0074671 | 28 | Commercial_2033_Technical_MW_After Competition Groups_28 | Variable Frequency Drive (VFD) | 0.7467% | 0 | 19.3742 | Commercial_2033_Technical_MW_After Competition Groups_Variable Frequency Drive (VFD)
Commercial | Com ¦ VFD on Pumps | 2033 | Technical | MW | After Competition Groups | 18.132 | 0 | 0 | 2594.6124 | 0.0069883 | 29 | Commercial_2033_Technical_MW_After Competition Groups_29 | VFD on Pumps | 0.6988% | 0 | 18.132 | Commercial_2033_Technical_MW_After Competition Groups_VFD on Pumps
Commercial | Com ¦ ENERGY STAR LED LAMPS (General Service Lamps) | 2033 | Technical | MW | After Competition Groups | 16.3857 | 0 | 0 | 2594.6124 | 0.0063153 | 30 | Commercial_2033_Technical_MW_After Competition Groups_30 | ENERGY STAR LED LAMPS (General Service Lamps) | 0.6315% | 0 | 16.3857 | Commercial_2033_Technical_MW_After Competition Groups_ENERGY STAR LED LAMPS (General Service Lamps)
Commercial | Com ¦ ENERGY STAR FREEZER | 2033 | Technical | MW | After Competition Groups | 15.7081 | 0 | 0 | 2594.6124 | 0.0060541 | 31 | Commercial_2033_Technical_MW_After Competition Groups_31 | ENERGY STAR FREEZER | 0.6054% | 0 | 15.7081 | Commercial_2033_Technical_MW_After Competition Groups_ENERGY STAR FREEZER
Commercial | Com ¦ Indoor Daylight Sensors/Photocell Dimming Control | 2033 | Technical | MW | After Competition Groups | 14.9122 | 0 | 0 | 2594.6124 | 0.0057474 | 32 | Commercial_2033_Technical_MW_After Competition Groups_32 | Indoor Daylight Sensors/Photocell Dimming Control | 0.5747% | 0 | 14.9122 | Commercial_2033_Technical_MW_After Competition Groups_Indoor Daylight Sensors/Photocell Dimming Control
Commercial | Com ¦ Air Handler with Dedicated Outdoor Air Systems | 2033 | Technical | MW | After Competition Groups | 14.7871 | 0 | 0 | 2594.6124 | 0.0056992 | 33 | Commercial_2033_Technical_MW_After Competition Groups_33 | Air Handler with Dedicated Outdoor Air Systems | 0.5699% | 0 | 14.7871 | Commercial_2033_Technical_MW_After Competition Groups_Air Handler with Dedicated Outdoor Air Systems
Commercial | Com ¦ ENERGY STAR ICE MACHINES - Ice Making Head | 2033 | Technical | MW | After Competition Groups | 14.1132 | 0 | 0 | 2594.6124 | 0.0054394 | 34 | Commercial_2033_Technical_MW_After Competition Groups_34 | ENERGY STAR ICE MACHINES - Ice Making Head | 0.5439% | 0 | 14.1132 | Commercial_2033_Technical_MW_After Competition Groups_ENERGY STAR ICE MACHINES - Ice Making Head
Commercial | Com ¦ Demand Control Kitchen Ventilation | 2033 | Technical | MW | After Competition Groups | 12.3437 | 0 | 0 | 2594.6124 | 0.0047574 | 35 | Commercial_2033_Technical_MW_After Competition Groups_35 | Demand Control Kitchen Ventilation | 0.4757% | 0 | 12.3437 | Commercial_2033_Technical_MW_After Competition Groups_Demand Control Kitchen Ventilation
Commercial | Com ¦ Occupancy Sensors | 2033 | Technical | MW | After Competition Groups | 10.3925 | 0 | 0 | 2594.6124 | 0.0040054 | 36 | Commercial_2033_Technical_MW_After Competition Groups_36 | Occupancy Sensors | 0.4005% | 0 | 10.3925 | Commercial_2033_Technical_MW_After Competition Groups_Occupancy Sensors
Commercial | Com ¦ Water Source Heat Pump (4 ton) | 2033 | Technical | MW | After Competition Groups | 10.0905 | 0 | 0 | 2594.6124 | 0.003889 | 37 | Commercial_2033_Technical_MW_After Competition Groups_37 | Water Source Heat Pump (4 ton) | 0.3889% | 0 | 10.0905 | Commercial_2033_Technical_MW_After Competition Groups_Water Source Heat Pump (4 ton)
Commercial | Com ¦ ECM MOTORS FOR EVAPORATOR FANS for refrigeration (WALK-IN) | 2033 | Technical | MW | After Competition Groups | 10.0785 | 0 | 0 | 2594.6124 | 0.0038844 | 38 | Commercial_2033_Technical_MW_After Competition Groups_38 | ECM MOTORS FOR EVAPORATOR FANS for refrigeration (WALK-IN) | 0.3884% | 0 | 10.0785 | Commercial_2033_Technical_MW_After Competition Groups_ECM MOTORS FOR EVAPORATOR FANS for refrigeration (WALK-IN)
Commercial | Com ¦ High R-Value Glass Doors/no-heat glass door | 2033 | Technical | MW | After Competition Groups | 9.5391 | 0 | 0 | 2594.6124 | 0.0036765 | 39 | Commercial_2033_Technical_MW_After Competition Groups_39 | High R-Value Glass Doors/no-heat glass door | 0.3676% | 0 | 9.5391 | Commercial_2033_Technical_MW_After Competition Groups_High R-Value Glass Doors/no-heat glass door
Commercial | Com ¦ Freezer Case Light Sensor | 2033 | Technical | MW | After Competition Groups | 8.7201 | 0 | 0 | 2594.6124 | 0.0033608 | 40 | Commercial_2033_Technical_MW_After Competition Groups_40 | Freezer Case Light Sensor | 0.3361% | 0 | 8.7201 | Commercial_2033_Technical_MW_After Competition Groups_Freezer Case Light Sensor
Commercial | Com ¦ Evaporator Fan Controls | 2033 | Technical | MW | After Competition Groups | 8.4955 | 0 | 0 | 2594.6124 | 0.0032743 | 41 | Commercial_2033_Technical_MW_After Competition Groups_41 | Evaporator Fan Controls | 0.3274% | 0 | 8.4955 | Commercial_2033_Technical_MW_After Competition Groups_Evaporator Fan Controls
Commercial | Com ¦ ENERGY STAR Refrigerator | 2033 | Technical | MW | After Competition Groups | 7.5749 | 0 | 0 | 2594.6124 | 0.0029195 | 42 | Commercial_2033_Technical_MW_After Competition Groups_42 | ENERGY STAR Refrigerator | 0.2919% | 0 | 7.5749 | Commercial_2033_Technical_MW_After Competition Groups_ENERGY STAR Refrigerator
Commercial | Com ¦ Condensing Make Up Air Unit | 2033 | Technical | MW | After Competition Groups | 7.3901 | 0 | 0 | 2594.6124 | 0.0028482 | 43 | Commercial_2033_Technical_MW_After Competition Groups_43 | Condensing Make Up Air Unit | 0.2848% | 0 | 7.3901 | Commercial_2033_Technical_MW_After Competition Groups_Condensing Make Up Air Unit
Commercial | Com ¦ ENERGY STAR Griddle (74% eff) | 2033 | Technical | MW | After Competition Groups | 7.1394 | 0 | 0 | 2594.6124 | 0.0027516 | 44 | Commercial_2033_Technical_MW_After Competition Groups_44 | ENERGY STAR Griddle (74% eff) | 0.2752% | 0 | 7.1394 | Commercial_2033_Technical_MW_After Competition Groups_ENERGY STAR Griddle (74% eff)
Commercial | Com ¦ Super-High Efficiency Furnaces (Emerging Tech) | 2033 | Technical | MW | After Competition Groups | 7.0564 | 0 | 0 | 2594.6124 | 0.0027196 | 45 | Commercial_2033_Technical_MW_After Competition Groups_45 | Super-High Efficiency Furnaces (Emerging Tech) | 0.272% | 0 | 7.0564 | Commercial_2033_Technical_MW_After Competition Groups_Super-High Efficiency Furnaces (Emerging Tech)
Commercial | Com ¦ LED EXTERIOR AREA LIGHTS - LED fixture (200W) | 2033 | Technical | MW | After Competition Groups | 6.9287 | 0 | 0 | 2594.6124 | 0.0026704 | 46 | Commercial_2033_Technical_MW_After Competition Groups_46 | LED EXTERIOR AREA LIGHTS - LED fixture (200W) | 0.267% | 0 | 6.9287 | Commercial_2033_Technical_MW_After Competition Groups_LED EXTERIOR AREA LIGHTS - LED fixture (200W)
Commercial | Com ¦ LED parking lot fixture | 2033 | Technical | MW | After Competition Groups | 6.6117 | 0 | 0 | 2594.6124 | 0.0025482 | 47 | Commercial_2033_Technical_MW_After Competition Groups_47 | LED parking lot fixture | 0.2548% | 0 | 6.6117 | Commercial_2033_Technical_MW_After Competition Groups_LED parking lot fixture
Commercial | Com ¦ Refrigeration Commissioning | 2033 | Technical | MW | After Competition Groups | 5.9171 | 0 | 0 | 2594.6124 | 0.0022805 | 48 | Commercial_2033_Technical_MW_After Competition Groups_48 | Refrigeration Commissioning | 0.2281% | 0 | 5.9171 | Commercial_2033_Technical_MW_After Competition Groups_Refrigeration Commissioning
Commercial | Com ¦ Elec Storage WH 2.30 Et | 2033 | Technical | MW | After Competition Groups | 5.3877 | 0 | 0 | 2594.6124 | 0.0020765 | 49 | Commercial_2033_Technical_MW_After Competition Groups_49 | Elec Storage WH 2.30 Et | 0.2076% | 0 | 5.3877 | Commercial_2033_Technical_MW_After Competition Groups_Elec Storage WH 2.30 Et
Commercial | Com ¦ Duct Insulation, R8 | 2033 | Technical | MW | After Competition Groups | 5.11 | 0 | 0 | 2594.6124 | 0.0019695 | 50 | Commercial_2033_Technical_MW_After Competition Groups_50 | Duct Insulation, R8 | 0.1969% | 0 | 5.11 | Commercial_2033_Technical_MW_After Competition Groups_Duct Insulation, R8
Commercial | Com ¦ BEVERAGE VENDING MACHINE CONTROLS | 2033 | Technical | MW | After Competition Groups | 4.9647 | 0 | 0 | 2594.6124 | 0.0019135 | 51 | Commercial_2033_Technical_MW_After Competition Groups_51 | BEVERAGE VENDING MACHINE CONTROLS | 0.1913% | 0 | 4.9647 | Commercial_2033_Technical_MW_After Competition Groups_BEVERAGE VENDING MACHINE CONTROLS
Commercial | Com ¦ LED street light fixture | 2033 | Technical | MW | After Competition Groups | 4.2136 | 0 | 0 | 2594.6124 | 0.001624 | 52 | Commercial_2033_Technical_MW_After Competition Groups_52 | LED street light fixture | 0.1624% | 0 | 4.2136 | Commercial_2033_Technical_MW_After Competition Groups_LED street light fixture
Commercial | Com ¦ Roof Insulation/Ceiling Insulation (R25 Code to R35) | 2033 | Technical | MW | After Competition Groups | 4.0974 | 0 | 0 | 2594.6124 | 0.0015792 | 53 | Commercial_2033_Technical_MW_After Competition Groups_53 | Roof Insulation/Ceiling Insulation (R25 Code to R35) | 0.1579% | 0 | 4.0974 | Commercial_2033_Technical_MW_After Competition Groups_Roof Insulation/Ceiling Insulation (R25 Code to R35)
Commercial | Com ¦ CO Sensors for parking garage exhaust fans | 2033 | Technical | MW | After Competition Groups | 3.3327 | 0 | 0 | 2594.6124 | 0.0012845 | 54 | Commercial_2033_Technical_MW_After Competition Groups_54 | CO Sensors for parking garage exhaust fans | 0.1284% | 0 | 3.3327 | Commercial_2033_Technical_MW_After Competition Groups_CO Sensors for parking garage exhaust fans
Commercial | Com ¦ Anti-sweat heat (ASH) controls - Cooler/Freezer | 2033 | Technical | MW | After Competition Groups | 3.3321 | 0 | 0 | 2594.6124 | 0.0012842 | 55 | Commercial_2033_Technical_MW_After Competition Groups_55 | Anti-sweat heat (ASH) controls - Cooler/Freezer | 0.1284% | 0 | 3.3321 | Commercial_2033_Technical_MW_After Competition Groups_Anti-sweat heat (ASH) controls - Cooler/Freezer
Commercial | Com ¦ Temperature Adjustment in Commercial Freezers | 2033 | Technical | MW | After Competition Groups | 3.1059 | 0 | 0 | 2594.6124 | 0.0011971 | 56 | Commercial_2033_Technical_MW_After Competition Groups_56 | Temperature Adjustment in Commercial Freezers | 0.1197% | 0 | 3.1059 | Commercial_2033_Technical_MW_After Competition Groups_Temperature Adjustment in Commercial Freezers
Commercial | Com ¦ Ground Source Heat Pump | 2033 | Technical | MW | After Competition Groups | 2.6188 | 0 | 0 | 2594.6124 | 0.0010093 | 57 | Commercial_2033_Technical_MW_After Competition Groups_57 | Ground Source Heat Pump | 0.1009% | 0 | 2.6188 | Commercial_2033_Technical_MW_After Competition Groups_Ground Source Heat Pump
Commercial | Com ¦ Vertical Night Covers | 2033 | Technical | MW | After Competition Groups | 2.5685 | 0 | 0 | 2594.6124 | 0.00098993 | 58 | Commercial_2033_Technical_MW_After Competition Groups_58 | Vertical Night Covers | 0.09899% | 0 | 2.5685 | Commercial_2033_Technical_MW_After Competition Groups_Vertical Night Covers
Commercial | Com ¦ Energy Efficient Laboratory Fume Hood | 2033 | Technical | MW | After Competition Groups | 2.5113 | 0 | 0 | 2594.6124 | 0.00096788 | 59 | Commercial_2033_Technical_MW_After Competition Groups_59 | Energy Efficient Laboratory Fume Hood | 0.09679% | 0 | 2.5113 | Commercial_2033_Technical_MW_After Competition Groups_Energy Efficient Laboratory Fume Hood
Commercial | Com ¦ ENERGY STAR Fryer (84% eff) | 2033 | Technical | MW | After Competition Groups | 2.0735 | 0 | 0 | 2594.6124 | 0.00079915 | 60 | Commercial_2033_Technical_MW_After Competition Groups_60 | ENERGY STAR Fryer (84% eff) | 0.07991% | 0 | 2.0735 | Commercial_2033_Technical_MW_After Competition Groups_ENERGY STAR Fryer (84% eff)
Commercial | Com ¦ Water Heating (DHW) Pipe Insulation (Add 3/4\ Foam)" | 2033 | Technical | MW | After Competition Groups | 1.9601 | 0 | 0 | 2594.6124 | 0.00075543 | 61 | Commercial_2033_Technical_MW_After Competition Groups_61 | Water Heating (DHW) Pipe Insulation (Add 3/4\ Foam)" | 0.07554% | 0 | 1.9601 | Commercial_2033_Technical_MW_After Competition Groups_Water Heating (DHW) Pipe Insulation (Add 3/4\ Foam)"
Commercial | Com ¦ Outside Air Economizer | 2033 | Technical | MW | After Competition Groups | 1.9448 | 0 | 0 | 2594.6124 | 0.00074954 | 62 | Commercial_2033_Technical_MW_After Competition Groups_62 | Outside Air Economizer | 0.07495% | 0 | 1.9448 | Commercial_2033_Technical_MW_After Competition Groups_Outside Air Economizer
Commercial | Com ¦ Room AC (w/ louvered sides) 14 SEER from 12 SEER code | 2033 | Technical | MW | After Competition Groups | 1.7302 | 0 | 0 | 2594.6124 | 0.00066685 | 63 | Commercial_2033_Technical_MW_After Competition Groups_63 | Room AC (w/ louvered sides) 14 SEER from 12 SEER code | 0.06669% | 0 | 1.7302 | Commercial_2033_Technical_MW_After Competition Groups_Room AC (w/ louvered sides) 14 SEER from 12 SEER code
Commercial | Com ¦ ENERGY STAR Dishwasher | 2033 | Technical | MW | After Competition Groups | 1.4894 | 0 | 0 | 2594.6124 | 0.00057403 | 64 | Commercial_2033_Technical_MW_After Competition Groups_64 | ENERGY STAR Dishwasher | 0.0574% | 0 | 1.4894 | Commercial_2033_Technical_MW_After Competition Groups_ENERGY STAR Dishwasher
Commercial | Com ¦ LED RECESSED DOWNLIGHTS | 2033 | Technical | MW | After Competition Groups | 1.4037 | 0 | 0 | 2594.6124 | 0.000541 | 65 | Commercial_2033_Technical_MW_After Competition Groups_65 | LED RECESSED DOWNLIGHTS | 0.0541% | 0 | 1.4037 | Commercial_2033_Technical_MW_After Competition Groups_LED RECESSED DOWNLIGHTS
Commercial | Com ¦ ENERGY STAR Steam Cookers | 2033 | Technical | MW | After Competition Groups | 1.3584 | 0 | 0 | 2594.6124 | 0.00052354 | 66 | Commercial_2033_Technical_MW_After Competition Groups_66 | ENERGY STAR Steam Cookers | 0.05235% | 0 | 1.3584 | Commercial_2033_Technical_MW_After Competition Groups_ENERGY STAR Steam Cookers
Commercial | Com ¦ Suction Pipe Insulation Freezer/Refrigerator | 2033 | Technical | MW | After Competition Groups | 1.3349 | 0 | 0 | 2594.6124 | 0.00051449 | 67 | Commercial_2033_Technical_MW_After Competition Groups_67 | Suction Pipe Insulation Freezer/Refrigerator | 0.05145% | 0 | 1.3349 | Commercial_2033_Technical_MW_After Competition Groups_Suction Pipe Insulation Freezer/Refrigerator
Commercial | Com ¦ Evaporator Coil Defrost (Cooler) | 2033 | Technical | MW | After Competition Groups | 1.1357 | 0 | 0 | 2594.6124 | 0.00043772 | 68 | Commercial_2033_Technical_MW_After Competition Groups_68 | Evaporator Coil Defrost (Cooler) | 0.04377% | 0 | 1.1357 | Commercial_2033_Technical_MW_After Competition Groups_Evaporator Coil Defrost (Cooler)
Commercial | Com ¦ Ozone Laundry Treatment | 2033 | Technical | MW | After Competition Groups | 0.79029 | 0 | 0 | 2594.6124 | 0.00030459 | 69 | Commercial_2033_Technical_MW_After Competition Groups_69 | Ozone Laundry Treatment | 0.03046% | 0 | 0.79029 | Commercial_2033_Technical_MW_After Competition Groups_Ozone Laundry Treatment
Commercial | Com ¦ Thermostat Setback | 2033 | Technical | MW | After Competition Groups | 0.7775 | 0 | 0 | 2594.6124 | 0.00029966 | 70 | Commercial_2033_Technical_MW_After Competition Groups_70 | Thermostat Setback | 0.02997% | 0 | 0.7775 | Commercial_2033_Technical_MW_After Competition Groups_Thermostat Setback
Commercial | Com ¦ SYNCHRONOUS BELT | 2033 | Technical | MW | After Competition Groups | 0.72678 | 0 | 0 | 2594.6124 | 0.00028011 | 71 | Commercial_2033_Technical_MW_After Competition Groups_71 | SYNCHRONOUS BELT | 0.02801% | 0 | 0.72678 | Commercial_2033_Technical_MW_After Competition Groups_SYNCHRONOUS BELT
Commercial | Com ¦ PTAC (12 EER/10,000 BTU) | 2033 | Technical | MW | After Competition Groups | 0.64644 | 0 | 0 | 2594.6124 | 0.00024915 | 72 | Commercial_2033_Technical_MW_After Competition Groups_72 | PTAC (12 EER/10,000 BTU) | 0.02491% | 0 | 0.64644 | Commercial_2033_Technical_MW_After Competition Groups_PTAC (12 EER/10,000 BTU)
Commercial | Com ¦ Wall Insulation | 2033 | Technical | MW | After Competition Groups | 0.61486 | 0 | 0 | 2594.6124 | 0.00023698 | 73 | Commercial_2033_Technical_MW_After Competition Groups_73 | Wall Insulation | 0.0237% | 0 | 0.61486 | Commercial_2033_Technical_MW_After Competition Groups_Wall Insulation
Commercial | Com ¦ Solar Preheat Make up Air | 2033 | Technical | MW | After Competition Groups | 0.60719 | 0 | 0 | 2594.6124 | 0.00023402 | 74 | Commercial_2033_Technical_MW_After Competition Groups_74 | Solar Preheat Make up Air | 0.0234% | 0 | 0.60719 | Commercial_2033_Technical_MW_After Competition Groups_Solar Preheat Make up Air
Commercial | Com ¦ Efficient compressor motor | 2033 | Technical | MW | After Competition Groups | 0.46215 | 0 | 0 | 2594.6124 | 0.00017812 | 75 | Commercial_2033_Technical_MW_After Competition Groups_75 | Efficient compressor motor | 0.01781% | 0 | 0.46215 | Commercial_2033_Technical_MW_After Competition Groups_Efficient compressor motor
Commercial | Com ¦ Solar Water Preheat (Pools/DHW) | 2033 | Technical | MW | After Competition Groups | 0.42799 | 0 | 0 | 2594.6124 | 0.00016495 | 76 | Commercial_2033_Technical_MW_After Competition Groups_76 | Solar Water Preheat (Pools/DHW) | 0.0165% | 0 | 0.42799 | Commercial_2033_Technical_MW_After Competition Groups_Solar Water Preheat (Pools/DHW)
Commercial | Com ¦ High Efficiency Chiller (avg of water and air cooled) | 2033 | Technical | MW | After Competition Groups | 0.42469 | 0 | 0 | 2594.6124 | 0.00016368 | 77 | Commercial_2033_Technical_MW_After Competition Groups_77 | High Efficiency Chiller (avg of water and air cooled) | 0.01637% | 0 | 0.42469 | Commercial_2033_Technical_MW_After Competition Groups_High Efficiency Chiller (avg of water and air cooled)
Commercial | COM ¦ Ductless Mini-Split Heat Pumps | 2033 | Technical | MW | After Competition Groups | 0.41267 | 0 | 0 | 2594.6124 | 0.00015905 | 78 | Commercial_2033_Technical_MW_After Competition Groups_78 | Ductless Mini-Split Heat Pumps | 0.0159% | 0 | 0.41267 | Commercial_2033_Technical_MW_After Competition Groups_Ductless Mini-Split Heat Pumps
Commercial | Com ¦ ECM MOTORS FOR HVAC APPLICATION (FAN-POWERED VAV BOX) | 2033 | Technical | MW | After Competition Groups | 0.32185 | 0 | 0 | 2594.6124 | 0.00012405 | 79 | Commercial_2033_Technical_MW_After Competition Groups_79 | ECM MOTORS FOR HVAC APPLICATION (FAN-POWERED VAV BOX) | 0.0124% | 0 | 0.32185 | Commercial_2033_Technical_MW_After Competition Groups_ECM MOTORS FOR HVAC APPLICATION (FAN-POWERED VAV BOX)
Commercial | Com ¦ Commercial Hot Food Holding Cabinets | 2033 | Technical | MW | After Competition Groups | 0.31149 | 0 | 0 | 2594.6124 | 0.00012005 | 80 | Commercial_2033_Technical_MW_After Competition Groups_80 | Commercial Hot Food Holding Cabinets | 0.01201% | 0 | 0.31149 | Commercial_2033_Technical_MW_After Competition Groups_Commercial Hot Food Holding Cabinets
Commercial | Com ¦ HVAC Optimization | 2033 | Technical | MW | After Competition Groups | 0.24524 | 0 | 0 | 2594.6124 | 9.4519e-05 | 81 | Commercial_2033_Technical_MW_After Competition Groups_81 | HVAC Optimization | 0.009452% | 0 | 0.24524 | Commercial_2033_Technical_MW_After Competition Groups_HVAC Optimization
Commercial | Com ¦ Auto Off Time Switch or Time Clock control | 2033 | Technical | MW | After Competition Groups | 0.19554 | 0 | 0 | 2594.6124 | 7.5363e-05 | 82 | Commercial_2033_Technical_MW_After Competition Groups_82 | Auto Off Time Switch or Time Clock control | 0.007536% | 0 | 0.19554 | Commercial_2033_Technical_MW_After Competition Groups_Auto Off Time Switch or Time Clock control
Commercial | Com ¦ CEE Tier 2/Energy Star Clothes Washers | 2033 | Technical | MW | After Competition Groups | 0.18669 | 0 | 0 | 2594.6124 | 7.1952e-05 | 83 | Commercial_2033_Technical_MW_After Competition Groups_83 | CEE Tier 2/Energy Star Clothes Washers | 0.007195% | 0 | 0.18669 | Commercial_2033_Technical_MW_After Competition Groups_CEE Tier 2/Energy Star Clothes Washers
Commercial | Com ¦ Heat Pump Water Heater (50 Gallons) | 2033 | Technical | MW | After Competition Groups | 0.12801 | 0 | 0 | 2594.6124 | 4.9335e-05 | 84 | Commercial_2033_Technical_MW_After Competition Groups_84 | Heat Pump Water Heater (50 Gallons) | 0.004934% | 0 | 0.12801 | Commercial_2033_Technical_MW_After Competition Groups_Heat Pump Water Heater (50 Gallons)
Commercial | Com ¦ Demand controlled Circulating Systems | 2033 | Technical | MW | After Competition Groups | 0.12576 | 0 | 0 | 2594.6124 | 4.8468e-05 | 85 | Commercial_2033_Technical_MW_After Competition Groups_85 | Demand controlled Circulating Systems | 0.004847% | 0 | 0.12576 | Commercial_2033_Technical_MW_After Competition Groups_Demand controlled Circulating Systems
Commercial | Com ¦ Low Flow Pre-Rinse Spray Nozzle | 2033 | Technical | MW | After Competition Groups | 0.11114 | 0 | 0 | 2594.6124 | 4.2834e-05 | 86 | Commercial_2033_Technical_MW_After Competition Groups_86 | Low Flow Pre-Rinse Spray Nozzle | 0.004283% | 0 | 0.11114 | Commercial_2033_Technical_MW_After Competition Groups_Low Flow Pre-Rinse Spray Nozzle
Commercial | Com ¦ Condensing Unit Heaters or other Efficient Unit Heating System | 2033 | Technical | MW | After Competition Groups | 0.043797 | 0 | 0 | 2594.6124 | 1.688e-05 | 87 | Commercial_2033_Technical_MW_After Competition Groups_87 | Condensing Unit Heaters or other Efficient Unit Heating System | 0.001688% | 0 | 0.043797 | Commercial_2033_Technical_MW_After Competition Groups_Condensing Unit Heaters or other Efficient Unit Heating System
Commercial | Com ¦ VSD Air Compressor | 2033 | Technical | MW | After Competition Groups | 0.034134 | 0 | 0 | 2594.6124 | 1.3156e-05 | 88 | Commercial_2033_Technical_MW_After Competition Groups_88 | VSD Air Compressor | 0.001316% | 0 | 0.034134 | Commercial_2033_Technical_MW_After Competition Groups_VSD Air Compressor
Commercial | Com ¦ eCube | 2033 | Technical | MW | After Competition Groups | 0.032896 | 0 | 0 | 2594.6124 | 1.2679e-05 | 89 | Commercial_2033_Technical_MW_After Competition Groups_89 | eCube | 0.001268% | 0 | 0.032896 | Commercial_2033_Technical_MW_After Competition Groups_eCube
Commercial | Com ¦ EC Plug Fan for Data Center (under cabinet) | 2033 | Technical | MW | After Competition Groups | 0.024749 | 0 | 0 | 2594.6124 | 9.5388e-06 | 90 | Commercial_2033_Technical_MW_After Competition Groups_90 | EC Plug Fan for Data Center (under cabinet) | 0.0009539% | 0 | 0.024749 | Commercial_2033_Technical_MW_After Competition Groups_EC Plug Fan for Data Center (under cabinet)
Commercial | Com ¦ Exterior Photocell | 2033 | Technical | MW | After Competition Groups | 0.014247 | 0 | 0 | 2594.6124 | 5.4912e-06 | 91 | Commercial_2033_Technical_MW_After Competition Groups_91 | Exterior Photocell | 0.0005491% | 0 | 0.014247 | Commercial_2033_Technical_MW_After Competition Groups_Exterior Photocell
Commercial | Com ¦ Air Curtains | 2033 | Technical | MW | After Competition Groups | 0.0074195 | 0 | 0 | 2594.6124 | 2.8596e-06 | 92 | Commercial_2033_Technical_MW_After Competition Groups_92 | Air Curtains | 0.000286% | 0 | 0.0074195 | Commercial_2033_Technical_MW_After Competition Groups_Air Curtains
Commercial | Com ¦ High Efficiency Induction Cooking | 2033 | Technical | MW | After Competition Groups | 0.0014201 | 0 | 0 | 2594.6124 | 5.4732e-07 | 93 | Commercial_2033_Technical_MW_After Competition Groups_93 | High Efficiency Induction Cooking | 5.473e-05% | 0 | 0.0014201 | Commercial_2033_Technical_MW_After Competition Groups_High Efficiency Induction Cooking
Commercial | Com ¦ Electric Convection Combination Ovens | 2033 | Technical | MW | After Competition Groups | 0.00042802 | 0 | 0 | 2594.6124 | 1.6497e-07 | 94 | Commercial_2033_Technical_MW_After Competition Groups_94 | Electric Convection Combination Ovens | 1.65e-05% | 0 | 0.00042802 | Commercial_2033_Technical_MW_After Competition Groups_Electric Convection Combination Ovens
Commercial | Com ¦ Building Recommissioning, Operations and Maintenance (O&M) Improvements | 2034 | Economic | MW | After Competition Groups | 228.4145 | 0 | 0 | 1922.5093 | 0.11881 | 1 | Commercial_2034_Economic_MW_After Competition Groups_1 | Building Recommissioning, Operations and Maintenance (O&M) Improvements | 11.88% | 0 | 228.4145 | Commercial_2034_Economic_MW_After Competition Groups_Building Recommissioning, Operations and Maintenance (O&M) Improvements
Commercial | Com ¦ Education and Capacity Building/Energy Behavior | 2034 | Economic | MW | After Competition Groups | 205.5966 | 0 | 0 | 1922.5093 | 0.10694 | 2 | Commercial_2034_Economic_MW_After Competition Groups_2 | Education and Capacity Building/Energy Behavior | 10.69% | 0 | 205.5966 | Commercial_2034_Economic_MW_After Competition Groups_Education and Capacity Building/Energy Behavior
Commercial | Com ¦ High Efficiency Air Source Heat Pump | 2034 | Economic | MW | After Competition Groups | 195.3446 | 0 | 0 | 1922.5093 | 0.10161 | 3 | Commercial_2034_Economic_MW_After Competition Groups_3 | High Efficiency Air Source Heat Pump | 10.16% | 0 | 195.3446 | Commercial_2034_Economic_MW_After Competition Groups_High Efficiency Air Source Heat Pump
Commercial | Com ¦ LED Low/High Bay | 2034 | Economic | MW | After Competition Groups | 164.2217 | 0 | 0 | 1922.5093 | 0.08542 | 4 | Commercial_2034_Economic_MW_After Competition Groups_4 | LED Low/High Bay | 8.542% | 0 | 164.2217 | Commercial_2034_Economic_MW_After Competition Groups_LED Low/High Bay
Commercial | Com ¦ Unitary Air-Conditioning Unit | 2034 | Economic | MW | After Competition Groups | 129.3698 | 0 | 0 | 1922.5093 | 0.067292 | 5 | Commercial_2034_Economic_MW_After Competition Groups_5 | Unitary Air-Conditioning Unit | 6.729% | 0 | 129.3698 | Commercial_2034_Economic_MW_After Competition Groups_Unitary Air-Conditioning Unit
Commercial | Com ¦ ENERGY STAR LED LAMPS (REFLECTOR LAMPs/MR16/PAR 16) | 2034 | Economic | MW | After Competition Groups | 123.8262 | 0 | 0 | 1922.5093 | 0.064409 | 6 | Commercial_2034_Economic_MW_After Competition Groups_6 | ENERGY STAR LED LAMPS (REFLECTOR LAMPs/MR16/PAR 16) | 6.441% | 0 | 123.8262 | Commercial_2034_Economic_MW_After Competition Groups_ENERGY STAR LED LAMPS (REFLECTOR LAMPs/MR16/PAR 16)
Commercial | Com ¦ LED Troffer/Surface/Suspended | 2034 | Economic | MW | After Competition Groups | 122.3058 | 0 | 0 | 1922.5093 | 0.063618 | 7 | Commercial_2034_Economic_MW_After Competition Groups_7 | LED Troffer/Surface/Suspended | 6.362% | 0 | 122.3058 | Commercial_2034_Economic_MW_After Competition Groups_LED Troffer/Surface/Suspended
Commercial | Com ¦ Advanced BAS/Controllers | 2034 | Economic | MW | After Competition Groups | 97.1698 | 0 | 0 | 1922.5093 | 0.050543 | 8 | Commercial_2034_Economic_MW_After Competition Groups_8 | Advanced BAS/Controllers | 5.054% | 0 | 97.1698 | Commercial_2034_Economic_MW_After Competition Groups_Advanced BAS/Controllers
Commercial | Com ¦ LED Replacement Lamp (Tube) | 2034 | Economic | MW | After Competition Groups | 95.2054 | 0 | 0 | 1922.5093 | 0.049521 | 9 | Commercial_2034_Economic_MW_After Competition Groups_9 | LED Replacement Lamp (Tube) | 4.952% | 0 | 95.2054 | Commercial_2034_Economic_MW_After Competition Groups_LED Replacement Lamp (Tube)
Commercial | Com ¦ Adaptive Thermostats | 2034 | Economic | MW | After Competition Groups | 43.4004 | 0 | 0 | 1922.5093 | 0.022575 | 10 | Commercial_2034_Economic_MW_After Competition Groups_10 | Adaptive Thermostats | 2.257% | 0 | 43.4004 | Commercial_2034_Economic_MW_After Competition Groups_Adaptive Thermostats
Commercial | Com ¦ Refrigerated Display Case Doors | 2034 | Economic | MW | After Competition Groups | 43.1556 | 0 | 0 | 1922.5093 | 0.022448 | 11 | Commercial_2034_Economic_MW_After Competition Groups_11 | Refrigerated Display Case Doors | 2.245% | 0 | 43.1556 | Commercial_2034_Economic_MW_After Competition Groups_Refrigerated Display Case Doors
Commercial | Com ¦ Data Center Storage/Server Virtualization | 2034 | Economic | MW | After Competition Groups | 37.4333 | 0 | 0 | 1922.5093 | 0.019471 | 12 | Commercial_2034_Economic_MW_After Competition Groups_12 | Data Center Storage/Server Virtualization | 1.947% | 0 | 37.4333 | Commercial_2034_Economic_MW_After Competition Groups_Data Center Storage/Server Virtualization
Commercial | Com ¦ Reach-in Shaded Pole to ECM/PSC Evaporator Fan Motor | 2034 | Economic | MW | After Competition Groups | 37.2156 | 0 | 0 | 1922.5093 | 0.019358 | 13 | Commercial_2034_Economic_MW_After Competition Groups_13 | Reach-in Shaded Pole to ECM/PSC Evaporator Fan Motor | 1.936% | 0 | 37.2156 | Commercial_2034_Economic_MW_After Competition Groups_Reach-in Shaded Pole to ECM/PSC Evaporator Fan Motor
Commercial | Com ¦ Demand Control Ventilation | 2034 | Economic | MW | After Competition Groups | 35.5414 | 0 | 0 | 1922.5093 | 0.018487 | 14 | Commercial_2034_Economic_MW_After Competition Groups_14 | Demand Control Ventilation | 1.849% | 0 | 35.5414 | Commercial_2034_Economic_MW_After Competition Groups_Demand Control Ventilation
Commercial | Com ¦ Strip Curtains | 2034 | Economic | MW | After Competition Groups | 32.2004 | 0 | 0 | 1922.5093 | 0.016749 | 15 | Commercial_2034_Economic_MW_After Competition Groups_15 | Strip Curtains | 1.675% | 0 | 32.2004 | Commercial_2034_Economic_MW_After Competition Groups_Strip Curtains
Commercial | Com ¦ Chilled Water Optimization | 2034 | Economic | MW | After Competition Groups | 32.0664 | 0 | 0 | 1922.5093 | 0.016679 | 16 | Commercial_2034_Economic_MW_After Competition Groups_16 | Chilled Water Optimization | 1.668% | 0 | 32.0664 | Commercial_2034_Economic_MW_After Competition Groups_Chilled Water Optimization
Commercial | Com ¦ LED or Equivalent Sign Lighting | 2034 | Economic | MW | After Competition Groups | 27.8918 | 0 | 0 | 1922.5093 | 0.014508 | 17 | Commercial_2034_Economic_MW_After Competition Groups_17 | LED or Equivalent Sign Lighting | 1.451% | 0 | 27.8918 | Commercial_2034_Economic_MW_After Competition Groups_LED or Equivalent Sign Lighting
Commercial | Com ¦ Furnace Tune-Up | 2034 | Economic | MW | After Competition Groups | 27.2763 | 0 | 0 | 1922.5093 | 0.014188 | 18 | Commercial_2034_Economic_MW_After Competition Groups_18 | Furnace Tune-Up | 1.419% | 0 | 27.2763 | Commercial_2034_Economic_MW_After Competition Groups_Furnace Tune-Up
Commercial | Com ¦ Centrally controlled desktop PC/NETWORK PC POWER MANAGEMENT SOFTWARE | 2034 | Economic | MW | After Competition Groups | 25.1453 | 0 | 0 | 1922.5093 | 0.013079 | 19 | Commercial_2034_Economic_MW_After Competition Groups_19 | Centrally controlled desktop PC/NETWORK PC POWER MANAGEMENT SOFTWARE | 1.308% | 0 | 25.1453 | Commercial_2034_Economic_MW_After Competition Groups_Centrally controlled desktop PC/NETWORK PC POWER MANAGEMENT SOFTWARE
Commercial | Com ¦ Variable Frequency Drive (VFD) | 2034 | Economic | MW | After Competition Groups | 18.9848 | 0 | 0 | 1922.5093 | 0.009875 | 20 | Commercial_2034_Economic_MW_After Competition Groups_20 | Variable Frequency Drive (VFD) | 0.9875% | 0 | 18.9848 | Commercial_2034_Economic_MW_After Competition Groups_Variable Frequency Drive (VFD)
Commercial | Com ¦ VFD on Pumps | 2034 | Economic | MW | After Competition Groups | 17.7675 | 0 | 0 | 1922.5093 | 0.0092418 | 21 | Commercial_2034_Economic_MW_After Competition Groups_21 | VFD on Pumps | 0.9242% | 0 | 17.7675 | Commercial_2034_Economic_MW_After Competition Groups_VFD on Pumps
Commercial | Com ¦ Refrigerated Display Case LED | 2034 | Economic | MW | After Competition Groups | 17.6507 | 0 | 0 | 1922.5093 | 0.0091811 | 22 | Commercial_2034_Economic_MW_After Competition Groups_22 | Refrigerated Display Case LED | 0.9181% | 0 | 17.6507 | Commercial_2034_Economic_MW_After Competition Groups_Refrigerated Display Case LED
Commercial | Com ¦ ENERGY STAR LED LAMPS (General Service Lamps) | 2034 | Economic | MW | After Competition Groups | 16.403 | 0 | 0 | 1922.5093 | 0.0085321 | 23 | Commercial_2034_Economic_MW_After Competition Groups_23 | ENERGY STAR LED LAMPS (General Service Lamps) | 0.8532% | 0 | 16.403 | Commercial_2034_Economic_MW_After Competition Groups_ENERGY STAR LED LAMPS (General Service Lamps)
Commercial | Com ¦ Air Handler with Dedicated Outdoor Air Systems | 2034 | Economic | MW | After Competition Groups | 14.4899 | 0 | 0 | 1922.5093 | 0.007537 | 24 | Commercial_2034_Economic_MW_After Competition Groups_24 | Air Handler with Dedicated Outdoor Air Systems | 0.7537% | 0 | 14.4899 | Commercial_2034_Economic_MW_After Competition Groups_Air Handler with Dedicated Outdoor Air Systems
Commercial | Com ¦ Demand Control Kitchen Ventilation | 2034 | Economic | MW | After Competition Groups | 11.7227 | 0 | 0 | 1922.5093 | 0.0060976 | 25 | Commercial_2034_Economic_MW_After Competition Groups_25 | Demand Control Kitchen Ventilation | 0.6098% | 0 | 11.7227 | Commercial_2034_Economic_MW_After Competition Groups_Demand Control Kitchen Ventilation
Commercial | Com ¦ Water Source Heat Pump (4 ton) | 2034 | Economic | MW | After Competition Groups | 10.5464 | 0 | 0 | 1922.5093 | 0.0054857 | 26 | Commercial_2034_Economic_MW_After Competition Groups_26 | Water Source Heat Pump (4 ton) | 0.5486% | 0 | 10.5464 | Commercial_2034_Economic_MW_After Competition Groups_Water Source Heat Pump (4 ton)
Commercial | Com ¦ Occupancy Sensors | 2034 | Economic | MW | After Competition Groups | 10.4768 | 0 | 0 | 1922.5093 | 0.0054495 | 27 | Commercial_2034_Economic_MW_After Competition Groups_27 | Occupancy Sensors | 0.545% | 0 | 10.4768 | Commercial_2034_Economic_MW_After Competition Groups_Occupancy Sensors
Commercial | Com ¦ ECM MOTORS FOR EVAPORATOR FANS for refrigeration (WALK-IN) | 2034 | Economic | MW | After Competition Groups | 9.8759 | 0 | 0 | 1922.5093 | 0.005137 | 28 | Commercial_2034_Economic_MW_After Competition Groups_28 | ECM MOTORS FOR EVAPORATOR FANS for refrigeration (WALK-IN) | 0.5137% | 0 | 9.8759 | Commercial_2034_Economic_MW_After Competition Groups_ECM MOTORS FOR EVAPORATOR FANS for refrigeration (WALK-IN)
Commercial | Com ¦ Freezer Case Light Sensor | 2034 | Economic | MW | After Competition Groups | 8.5448 | 0 | 0 | 1922.5093 | 0.0044446 | 29 | Commercial_2034_Economic_MW_After Competition Groups_29 | Freezer Case Light Sensor | 0.4445% | 0 | 8.5448 | Commercial_2034_Economic_MW_After Competition Groups_Freezer Case Light Sensor
Commercial | Com ¦ Evaporator Fan Controls | 2034 | Economic | MW | After Competition Groups | 8.3247 | 0 | 0 | 1922.5093 | 0.0043301 | 30 | Commercial_2034_Economic_MW_After Competition Groups_30 | Evaporator Fan Controls | 0.433% | 0 | 8.3247 | Commercial_2034_Economic_MW_After Competition Groups_Evaporator Fan Controls
Commercial | Com ¦ ENERGY STAR Griddle (74% eff) | 2034 | Economic | MW | After Competition Groups | 7.4288 | 0 | 0 | 1922.5093 | 0.0038641 | 31 | Commercial_2034_Economic_MW_After Competition Groups_31 | ENERGY STAR Griddle (74% eff) | 0.3864% | 0 | 7.4288 | Commercial_2034_Economic_MW_After Competition Groups_ENERGY STAR Griddle (74% eff)
Commercial | Com ¦ LED EXTERIOR AREA LIGHTS - LED fixture (200W) | 2034 | Economic | MW | After Competition Groups | 6.9765 | 0 | 0 | 1922.5093 | 0.0036288 | 32 | Commercial_2034_Economic_MW_After Competition Groups_32 | LED EXTERIOR AREA LIGHTS - LED fixture (200W) | 0.3629% | 0 | 6.9765 | Commercial_2034_Economic_MW_After Competition Groups_LED EXTERIOR AREA LIGHTS - LED fixture (200W)
Commercial | Com ¦ LED parking lot fixture | 2034 | Economic | MW | After Competition Groups | 6.6509 | 0 | 0 | 1922.5093 | 0.0034595 | 33 | Commercial_2034_Economic_MW_After Competition Groups_33 | LED parking lot fixture | 0.3459% | 0 | 6.6509 | Commercial_2034_Economic_MW_After Competition Groups_LED parking lot fixture
Commercial | Com ¦ Door Gasket Freezer/Refrigerator | 2034 | Economic | MW | After Competition Groups | 6.0551 | 0 | 0 | 1922.5093 | 0.0031496 | 34 | Commercial_2034_Economic_MW_After Competition Groups_34 | Door Gasket Freezer/Refrigerator | 0.315% | 0 | 6.0551 | Commercial_2034_Economic_MW_After Competition Groups_Door Gasket Freezer/Refrigerator
Commercial | Com ¦ Elec Storage WH 2.30 Et | 2034 | Economic | MW | After Competition Groups | 5.5297 | 0 | 0 | 1922.5093 | 0.0028763 | 35 | Commercial_2034_Economic_MW_After Competition Groups_35 | Elec Storage WH 2.30 Et | 0.2876% | 0 | 5.5297 | Commercial_2034_Economic_MW_After Competition Groups_Elec Storage WH 2.30 Et
Commercial | Com ¦ Duct Insulation, R8 | 2034 | Economic | MW | After Competition Groups | 5.0073 | 0 | 0 | 1922.5093 | 0.0026045 | 36 | Commercial_2034_Economic_MW_After Competition Groups_36 | Duct Insulation, R8 | 0.2605% | 0 | 5.0073 | Commercial_2034_Economic_MW_After Competition Groups_Duct Insulation, R8
Commercial | Com ¦ BEVERAGE VENDING MACHINE CONTROLS | 2034 | Economic | MW | After Competition Groups | 5.0027 | 0 | 0 | 1922.5093 | 0.0026021 | 37 | Commercial_2034_Economic_MW_After Competition Groups_37 | BEVERAGE VENDING MACHINE CONTROLS | 0.2602% | 0 | 5.0027 | Commercial_2034_Economic_MW_After Competition Groups_BEVERAGE VENDING MACHINE CONTROLS
Commercial | Com ¦ LED street light fixture | 2034 | Economic | MW | After Competition Groups | 4.2526 | 0 | 0 | 1922.5093 | 0.002212 | 38 | Commercial_2034_Economic_MW_After Competition Groups_38 | LED street light fixture | 0.2212% | 0 | 4.2526 | Commercial_2034_Economic_MW_After Competition Groups_LED street light fixture
Commercial | Com ¦ CO Sensors for parking garage exhaust fans | 2034 | Economic | MW | After Competition Groups | 3.362 | 0 | 0 | 1922.5093 | 0.0017487 | 39 | Commercial_2034_Economic_MW_After Competition Groups_39 | CO Sensors for parking garage exhaust fans | 0.1749% | 0 | 3.362 | Commercial_2034_Economic_MW_After Competition Groups_CO Sensors for parking garage exhaust fans
Commercial | Com ¦ Temperature Adjustment in Commercial Freezers | 2034 | Economic | MW | After Competition Groups | 3.0435 | 0 | 0 | 1922.5093 | 0.0015831 | 40 | Commercial_2034_Economic_MW_After Competition Groups_40 | Temperature Adjustment in Commercial Freezers | 0.1583% | 0 | 3.0435 | Commercial_2034_Economic_MW_After Competition Groups_Temperature Adjustment in Commercial Freezers
Commercial | Com ¦ Vertical Night Covers | 2034 | Economic | MW | After Competition Groups | 2.5169 | 0 | 0 | 1922.5093 | 0.0013092 | 41 | Commercial_2034_Economic_MW_After Competition Groups_41 | Vertical Night Covers | 0.1309% | 0 | 2.5169 | Commercial_2034_Economic_MW_After Competition Groups_Vertical Night Covers
Commercial | Com ¦ Energy Efficient Laboratory Fume Hood | 2034 | Economic | MW | After Competition Groups | 2.4608 | 0 | 0 | 1922.5093 | 0.00128 | 42 | Commercial_2034_Economic_MW_After Competition Groups_42 | Energy Efficient Laboratory Fume Hood | 0.128% | 0 | 2.4608 | Commercial_2034_Economic_MW_After Competition Groups_Energy Efficient Laboratory Fume Hood
Commercial | Com ¦ ENERGY STAR Fryer (84% eff) | 2034 | Economic | MW | After Competition Groups | 2.1597 | 0 | 0 | 1922.5093 | 0.0011234 | 43 | Commercial_2034_Economic_MW_After Competition Groups_43 | ENERGY STAR Fryer (84% eff) | 0.1123% | 0 | 2.1597 | Commercial_2034_Economic_MW_After Competition Groups_ENERGY STAR Fryer (84% eff)
Commercial | Com ¦ Outside Air Economizer | 2034 | Economic | MW | After Competition Groups | 1.9607 | 0 | 0 | 1922.5093 | 0.0010199 | 44 | Commercial_2034_Economic_MW_After Competition Groups_44 | Outside Air Economizer | 0.102% | 0 | 1.9607 | Commercial_2034_Economic_MW_After Competition Groups_Outside Air Economizer
Commercial | Com ¦ Water Heating (DHW) Pipe Insulation (Add 3/4\ Foam)" | 2034 | Economic | MW | After Competition Groups | 1.9207 | 0 | 0 | 1922.5093 | 0.00099904 | 45 | Commercial_2034_Economic_MW_After Competition Groups_45 | Water Heating (DHW) Pipe Insulation (Add 3/4\ Foam)" | 0.0999% | 0 | 1.9207 | Commercial_2034_Economic_MW_After Competition Groups_Water Heating (DHW) Pipe Insulation (Add 3/4\ Foam)"
Commercial | Com ¦ ENERGY STAR Dishwasher | 2034 | Economic | MW | After Competition Groups | 1.517 | 0 | 0 | 1922.5093 | 0.00078907 | 46 | Commercial_2034_Economic_MW_After Competition Groups_46 | ENERGY STAR Dishwasher | 0.07891% | 0 | 1.517 | Commercial_2034_Economic_MW_After Competition Groups_ENERGY STAR Dishwasher
Commercial | Com ¦ ENERGY STAR Steam Cookers | 2034 | Economic | MW | After Competition Groups | 1.4145 | 0 | 0 | 1922.5093 | 0.00073575 | 47 | Commercial_2034_Economic_MW_After Competition Groups_47 | ENERGY STAR Steam Cookers | 0.07357% | 0 | 1.4145 | Commercial_2034_Economic_MW_After Competition Groups_ENERGY STAR Steam Cookers
Commercial | Com ¦ Suction Pipe Insulation Freezer/Refrigerator | 2034 | Economic | MW | After Competition Groups | 1.3081 | 0 | 0 | 1922.5093 | 0.0006804 | 48 | Commercial_2034_Economic_MW_After Competition Groups_48 | Suction Pipe Insulation Freezer/Refrigerator | 0.06804% | 0 | 1.3081 | Commercial_2034_Economic_MW_After Competition Groups_Suction Pipe Insulation Freezer/Refrigerator
Commercial | Com ¦ Condensing Make Up Air Unit | 2034 | Economic | MW | After Competition Groups | 1.0919 | 0 | 0 | 1922.5093 | 0.00056794 | 49 | Commercial_2034_Economic_MW_After Competition Groups_49 | Condensing Make Up Air Unit | 0.05679% | 0 | 1.0919 | Commercial_2034_Economic_MW_After Competition Groups_Condensing Make Up Air Unit
Commercial | Com ¦ Ozone Laundry Treatment | 2034 | Economic | MW | After Competition Groups | 0.79522 | 0 | 0 | 1922.5093 | 0.00041364 | 50 | Commercial_2034_Economic_MW_After Competition Groups_50 | Ozone Laundry Treatment | 0.04136% | 0 | 0.79522 | Commercial_2034_Economic_MW_After Competition Groups_Ozone Laundry Treatment
Commercial | Com ¦ Thermostat Setback | 2034 | Economic | MW | After Competition Groups | 0.79336 | 0 | 0 | 1922.5093 | 0.00041267 | 51 | Commercial_2034_Economic_MW_After Competition Groups_51 | Thermostat Setback | 0.04127% | 0 | 0.79336 | Commercial_2034_Economic_MW_After Competition Groups_Thermostat Setback
Commercial | Com ¦ PTAC (12 EER/10,000 BTU) | 2034 | Economic | MW | After Competition Groups | 0.64633 | 0 | 0 | 1922.5093 | 0.00033619 | 52 | Commercial_2034_Economic_MW_After Competition Groups_52 | PTAC (12 EER/10,000 BTU) | 0.03362% | 0 | 0.64633 | Commercial_2034_Economic_MW_After Competition Groups_PTAC (12 EER/10,000 BTU)
Commercial | Com ¦ Solar Water Preheat (Pools/DHW) | 2034 | Economic | MW | After Competition Groups | 0.44763 | 0 | 0 | 1922.5093 | 0.00023284 | 53 | Commercial_2034_Economic_MW_After Competition Groups_53 | Solar Water Preheat (Pools/DHW) | 0.02328% | 0 | 0.44763 | Commercial_2034_Economic_MW_After Competition Groups_Solar Water Preheat (Pools/DHW)
Commercial | COM ¦ Ductless Mini-Split Heat Pumps | 2034 | Economic | MW | After Competition Groups | 0.43145 | 0 | 0 | 1922.5093 | 0.00022442 | 54 | Commercial_2034_Economic_MW_After Competition Groups_54 | Ductless Mini-Split Heat Pumps | 0.02244% | 0 | 0.43145 | Commercial_2034_Economic_MW_After Competition Groups_Ductless Mini-Split Heat Pumps
Commercial | Com ¦ ECM MOTORS FOR HVAC APPLICATION (FAN-POWERED VAV BOX) | 2034 | Economic | MW | After Competition Groups | 0.3224 | 0 | 0 | 1922.5093 | 0.0001677 | 55 | Commercial_2034_Economic_MW_After Competition Groups_55 | ECM MOTORS FOR HVAC APPLICATION (FAN-POWERED VAV BOX) | 0.01677% | 0 | 0.3224 | Commercial_2034_Economic_MW_After Competition Groups_ECM MOTORS FOR HVAC APPLICATION (FAN-POWERED VAV BOX)
Commercial | Com ¦ Notched V belts for HVAC Systems | 2034 | Economic | MW | After Competition Groups | 0.2758 | 0 | 0 | 1922.5093 | 0.00014346 | 56 | Commercial_2034_Economic_MW_After Competition Groups_56 | Notched V belts for HVAC Systems | 0.01435% | 0 | 0.2758 | Commercial_2034_Economic_MW_After Competition Groups_Notched V belts for HVAC Systems
Commercial | Com ¦ Efficient compressor motor | 2034 | Economic | MW | After Competition Groups | 0.25689 | 0 | 0 | 1922.5093 | 0.00013362 | 57 | Commercial_2034_Economic_MW_After Competition Groups_57 | Efficient compressor motor | 0.01336% | 0 | 0.25689 | Commercial_2034_Economic_MW_After Competition Groups_Efficient compressor motor
Commercial | Com ¦ Auto Off Time Switch or Time Clock control | 2034 | Economic | MW | After Competition Groups | 0.19712 | 0 | 0 | 1922.5093 | 0.00010253 | 58 | Commercial_2034_Economic_MW_After Competition Groups_58 | Auto Off Time Switch or Time Clock control | 0.01025% | 0 | 0.19712 | Commercial_2034_Economic_MW_After Competition Groups_Auto Off Time Switch or Time Clock control
Commercial | Com ¦ CEE Tier 2/Energy Star Clothes Washers | 2034 | Economic | MW | After Competition Groups | 0.19219 | 0 | 0 | 1922.5093 | 9.9969e-05 | 59 | Commercial_2034_Economic_MW_After Competition Groups_59 | CEE Tier 2/Energy Star Clothes Washers | 0.009997% | 0 | 0.19219 | Commercial_2034_Economic_MW_After Competition Groups_CEE Tier 2/Energy Star Clothes Washers
Commercial | Com ¦ HVAC Optimization | 2034 | Economic | MW | After Competition Groups | 0.14107 | 0 | 0 | 1922.5093 | 7.3376e-05 | 60 | Commercial_2034_Economic_MW_After Competition Groups_60 | HVAC Optimization | 0.007338% | 0 | 0.14107 | Commercial_2034_Economic_MW_After Competition Groups_HVAC Optimization
Commercial | Com ¦ Demand controlled Circulating Systems | 2034 | Economic | MW | After Competition Groups | 0.12323 | 0 | 0 | 1922.5093 | 6.4098e-05 | 61 | Commercial_2034_Economic_MW_After Competition Groups_61 | Demand controlled Circulating Systems | 0.00641% | 0 | 0.12323 | Commercial_2034_Economic_MW_After Competition Groups_Demand controlled Circulating Systems
Commercial | Com ¦ Commercial Hot Food Holding Cabinets | 2034 | Economic | MW | After Competition Groups | 0.12295 | 0 | 0 | 1922.5093 | 6.395e-05 | 62 | Commercial_2034_Economic_MW_After Competition Groups_62 | Commercial Hot Food Holding Cabinets | 0.006395% | 0 | 0.12295 | Commercial_2034_Economic_MW_After Competition Groups_Commercial Hot Food Holding Cabinets
Commercial | Com ¦ Low Flow Pre-Rinse Spray Nozzle | 2034 | Economic | MW | After Competition Groups | 0.11195 | 0 | 0 | 1922.5093 | 5.8231e-05 | 63 | Commercial_2034_Economic_MW_After Competition Groups_63 | Low Flow Pre-Rinse Spray Nozzle | 0.005823% | 0 | 0.11195 | Commercial_2034_Economic_MW_After Competition Groups_Low Flow Pre-Rinse Spray Nozzle
Commercial | Com ¦ Room AC (w/ louvered sides) 14 SEER from 12 SEER code | 2034 | Economic | MW | After Competition Groups | 0.10023 | 0 | 0 | 1922.5093 | 5.2136e-05 | 64 | Commercial_2034_Economic_MW_After Competition Groups_64 | Room AC (w/ louvered sides) 14 SEER from 12 SEER code | 0.005214% | 0 | 0.10023 | Commercial_2034_Economic_MW_After Competition Groups_Room AC (w/ louvered sides) 14 SEER from 12 SEER code
Commercial | Com ¦ Wall Insulation | 2034 | Economic | MW | After Competition Groups | 0.065322 | 0 | 0 | 1922.5093 | 3.3977e-05 | 65 | Commercial_2034_Economic_MW_After Competition Groups_65 | Wall Insulation | 0.003398% | 0 | 0.065322 | Commercial_2034_Economic_MW_After Competition Groups_Wall Insulation
Commercial | Com ¦ Energy Recovery Ventilation and Ventilation (Enhanced) | 2034 | Economic | MW | After Competition Groups | 0.058368 | 0 | 0 | 1922.5093 | 3.036e-05 | 66 | Commercial_2034_Economic_MW_After Competition Groups_66 | Energy Recovery Ventilation and Ventilation (Enhanced) | 0.003036% | 0 | 0.058368 | Commercial_2034_Economic_MW_After Competition Groups_Energy Recovery Ventilation and Ventilation (Enhanced)
Commercial | Com ¦ LED RECESSED DOWNLIGHTS | 2034 | Economic | MW | After Competition Groups | 0.054717 | 0 | 0 | 1922.5093 | 2.8461e-05 | 67 | Commercial_2034_Economic_MW_After Competition Groups_67 | LED RECESSED DOWNLIGHTS | 0.002846% | 0 | 0.054717 | Commercial_2034_Economic_MW_After Competition Groups_LED RECESSED DOWNLIGHTS
Commercial | Com ¦ High Efficiency Chiller (avg of water and air cooled) | 2034 | Economic | MW | After Competition Groups | 0.048776 | 0 | 0 | 1922.5093 | 2.5371e-05 | 68 | Commercial_2034_Economic_MW_After Competition Groups_68 | High Efficiency Chiller (avg of water and air cooled) | 0.002537% | 0 | 0.048776 | Commercial_2034_Economic_MW_After Competition Groups_High Efficiency Chiller (avg of water and air cooled)
Commercial | Com ¦ Condensing Unit Heaters or other Efficient Unit Heating System | 2034 | Economic | MW | After Competition Groups | 0.042917 | 0 | 0 | 1922.5093 | 2.2324e-05 | 69 | Commercial_2034_Economic_MW_After Competition Groups_69 | Condensing Unit Heaters or other Efficient Unit Heating System | 0.002232% | 0 | 0.042917 | Commercial_2034_Economic_MW_After Competition Groups_Condensing Unit Heaters or other Efficient Unit Heating System
Commercial | Com ¦ VSD Air Compressor | 2034 | Economic | MW | After Competition Groups | 0.035578 | 0 | 0 | 1922.5093 | 1.8506e-05 | 70 | Commercial_2034_Economic_MW_After Competition Groups_70 | VSD Air Compressor | 0.001851% | 0 | 0.035578 | Commercial_2034_Economic_MW_After Competition Groups_VSD Air Compressor
Commercial | Com ¦ EC Plug Fan for Data Center (under cabinet) | 2034 | Economic | MW | After Competition Groups | 0.010567 | 0 | 0 | 1922.5093 | 5.4966e-06 | 71 | Commercial_2034_Economic_MW_After Competition Groups_71 | EC Plug Fan for Data Center (under cabinet) | 0.0005497% | 0 | 0.010567 | Commercial_2034_Economic_MW_After Competition Groups_EC Plug Fan for Data Center (under cabinet)
Commercial | Com ¦ Air Curtains | 2034 | Economic | MW | After Competition Groups | 0.0075371 | 0 | 0 | 1922.5093 | 3.9204e-06 | 72 | Commercial_2034_Economic_MW_After Competition Groups_72 | Air Curtains | 0.000392% | 0 | 0.0075371 | Commercial_2034_Economic_MW_After Competition Groups_Air Curtains
Commercial | Com ¦ Electric Convection Combination Ovens | 2034 | Economic | MW | After Competition Groups | 0.0004459 | 0 | 0 | 1922.5093 | 2.3193e-07 | 73 | Commercial_2034_Economic_MW_After Competition Groups_73 | Electric Convection Combination Ovens | 2.319e-05% | 0 | 0.0004459 | Commercial_2034_Economic_MW_After Competition Groups_Electric Convection Combination Ovens
Commercial | Com ¦ Indoor Daylight Sensors/Photocell Dimming Control | 2034 | Economic | MW | After Competition Groups | 0 | 0 | 0 | 1922.5093 | 0 | 74 | Commercial_2034_Economic_MW_After Competition Groups_74 | Indoor Daylight Sensors/Photocell Dimming Control | 0% | 0 | 0 | Commercial_2034_Economic_MW_After Competition Groups_Indoor Daylight Sensors/Photocell Dimming Control
Commercial | Com ¦ Variable Refrigerant Flow Heat Pump | 2034 | Economic | MW | After Competition Groups | 0 | 0 | 0 | 1922.5093 | 0 | 75 | Commercial_2034_Economic_MW_After Competition Groups_75 | Variable Refrigerant Flow Heat Pump | 0% | 0 | 0 | Commercial_2034_Economic_MW_After Competition Groups_Variable Refrigerant Flow Heat Pump
Commercial | Com ¦ LED Low/High Bay | 2034 | SC A | MW | After Competition Groups | 153.2665 | 0 | 0 | 1093.8897 | 0.14011 | 1 | Commercial_2034_SC A_MW_After Competition Groups_1 | LED Low/High Bay | 14.01% | 0 | 153.2665 | Commercial_2034_SC A_MW_After Competition Groups_LED Low/High Bay
Commercial | Com ¦ LED Troffer/Surface/Suspended | 2034 | SC A | MW | After Competition Groups | 128.6567 | 0 | 0 | 1093.8897 | 0.11761 | 2 | Commercial_2034_SC A_MW_After Competition Groups_2 | LED Troffer/Surface/Suspended | 11.76% | 0 | 128.6567 | Commercial_2034_SC A_MW_After Competition Groups_LED Troffer/Surface/Suspended
Commercial | Com ¦ ENERGY STAR LED LAMPS (REFLECTOR LAMPs/MR16/PAR 16) | 2034 | SC A | MW | After Competition Groups | 124.6449 | 0 | 0 | 1093.8897 | 0.11395 | 3 | Commercial_2034_SC A_MW_After Competition Groups_3 | ENERGY STAR LED LAMPS (REFLECTOR LAMPs/MR16/PAR 16) | 11.39% | 0 | 124.6449 | Commercial_2034_SC A_MW_After Competition Groups_ENERGY STAR LED LAMPS (REFLECTOR LAMPs/MR16/PAR 16)
Commercial | Com ¦ LED Replacement Lamp (Tube) | 2034 | SC A | MW | After Competition Groups | 79.4358 | 0 | 0 | 1093.8897 | 0.072618 | 4 | Commercial_2034_SC A_MW_After Competition Groups_4 | LED Replacement Lamp (Tube) | 7.262% | 0 | 79.4358 | Commercial_2034_SC A_MW_After Competition Groups_LED Replacement Lamp (Tube)
Commercial | Com ¦ High Efficiency Air Source Heat Pump | 2034 | SC A | MW | After Competition Groups | 77.2926 | 0 | 0 | 1093.8897 | 0.070658 | 5 | Commercial_2034_SC A_MW_After Competition Groups_5 | High Efficiency Air Source Heat Pump | 7.066% | 0 | 77.2926 | Commercial_2034_SC A_MW_After Competition Groups_High Efficiency Air Source Heat Pump
Commercial | Com ¦ Building Recommissioning, Operations and Maintenance (O&M) Improvements | 2034 | SC A | MW | After Competition Groups | 73.0117 | 0 | 0 | 1093.8897 | 0.066745 | 6 | Commercial_2034_SC A_MW_After Competition Groups_6 | Building Recommissioning, Operations and Maintenance (O&M) Improvements | 6.675% | 0 | 73.0117 | Commercial_2034_SC A_MW_After Competition Groups_Building Recommissioning, Operations and Maintenance (O&M) Improvements
Commercial | Com ¦ Advanced BAS/Controllers | 2034 | SC A | MW | After Competition Groups | 38.2987 | 0 | 0 | 1093.8897 | 0.035012 | 7 | Commercial_2034_SC A_MW_After Competition Groups_7 | Advanced BAS/Controllers | 3.501% | 0 | 38.2987 | Commercial_2034_SC A_MW_After Competition Groups_Advanced BAS/Controllers
Commercial | Com ¦ Education and Capacity Building/Energy Behavior | 2034 | SC A | MW | After Competition Groups | 36.2149 | 0 | 0 | 1093.8897 | 0.033107 | 8 | Commercial_2034_SC A_MW_After Competition Groups_8 | Education and Capacity Building/Energy Behavior | 3.311% | 0 | 36.2149 | Commercial_2034_SC A_MW_After Competition Groups_Education and Capacity Building/Energy Behavior
Commercial | Com ¦ Reach-in Shaded Pole to ECM/PSC Evaporator Fan Motor | 2034 | SC A | MW | After Competition Groups | 27.2576 | 0 | 0 | 1093.8897 | 0.024918 | 9 | Commercial_2034_SC A_MW_After Competition Groups_9 | Reach-in Shaded Pole to ECM/PSC Evaporator Fan Motor | 2.492% | 0 | 27.2576 | Commercial_2034_SC A_MW_After Competition Groups_Reach-in Shaded Pole to ECM/PSC Evaporator Fan Motor
Commercial | Com ¦ Data Center Storage/Server Virtualization | 2034 | SC A | MW | After Competition Groups | 27.0496 | 0 | 0 | 1093.8897 | 0.024728 | 10 | Commercial_2034_SC A_MW_After Competition Groups_10 | Data Center Storage/Server Virtualization | 2.473% | 0 | 27.0496 | Commercial_2034_SC A_MW_After Competition Groups_Data Center Storage/Server Virtualization
Commercial | Com ¦ Unitary Air-Conditioning Unit | 2034 | SC A | MW | After Competition Groups | 26.0685 | 0 | 0 | 1093.8897 | 0.023831 | 11 | Commercial_2034_SC A_MW_After Competition Groups_11 | Unitary Air-Conditioning Unit | 2.383% | 0 | 26.0685 | Commercial_2034_SC A_MW_After Competition Groups_Unitary Air-Conditioning Unit
Commercial | Com ¦ Adaptive Thermostats | 2034 | SC A | MW | After Competition Groups | 25.9201 | 0 | 0 | 1093.8897 | 0.023695 | 12 | Commercial_2034_SC A_MW_After Competition Groups_12 | Adaptive Thermostats | 2.37% | 0 | 25.9201 | Commercial_2034_SC A_MW_After Competition Groups_Adaptive Thermostats
Commercial | Com ¦ Refrigerated Display Case Doors | 2034 | SC A | MW | After Competition Groups | 23.6994 | 0 | 0 | 1093.8897 | 0.021665 | 13 | Commercial_2034_SC A_MW_After Competition Groups_13 | Refrigerated Display Case Doors | 2.167% | 0 | 23.6994 | Commercial_2034_SC A_MW_After Competition Groups_Refrigerated Display Case Doors
Commercial | Com ¦ Strip Curtains | 2034 | SC A | MW | After Competition Groups | 22.9367 | 0 | 0 | 1093.8897 | 0.020968 | 14 | Commercial_2034_SC A_MW_After Competition Groups_14 | Strip Curtains | 2.097% | 0 | 22.9367 | Commercial_2034_SC A_MW_After Competition Groups_Strip Curtains
Commercial | Com ¦ LED or Equivalent Sign Lighting | 2034 | SC A | MW | After Competition Groups | 19.7519 | 0 | 0 | 1093.8897 | 0.018057 | 15 | Commercial_2034_SC A_MW_After Competition Groups_15 | LED or Equivalent Sign Lighting | 1.806% | 0 | 19.7519 | Commercial_2034_SC A_MW_After Competition Groups_LED or Equivalent Sign Lighting
Commercial | Com ¦ Furnace Tune-Up | 2034 | SC A | MW | After Competition Groups | 19.6748 | 0 | 0 | 1093.8897 | 0.017986 | 16 | Commercial_2034_SC A_MW_After Competition Groups_16 | Furnace Tune-Up | 1.799% | 0 | 19.6748 | Commercial_2034_SC A_MW_After Competition Groups_Furnace Tune-Up
Commercial | Com ¦ Centrally controlled desktop PC/NETWORK PC POWER MANAGEMENT SOFTWARE | 2034 | SC A | MW | After Competition Groups | 16.3766 | 0 | 0 | 1093.8897 | 0.014971 | 17 | Commercial_2034_SC A_MW_After Competition Groups_17 | Centrally controlled desktop PC/NETWORK PC POWER MANAGEMENT SOFTWARE | 1.497% | 0 | 16.3766 | Commercial_2034_SC A_MW_After Competition Groups_Centrally controlled desktop PC/NETWORK PC POWER MANAGEMENT SOFTWARE
Commercial | Com ¦ ENERGY STAR LED LAMPS (General Service Lamps) | 2034 | SC A | MW | After Competition Groups | 15.2186 | 0 | 0 | 1093.8897 | 0.013912 | 18 | Commercial_2034_SC A_MW_After Competition Groups_18 | ENERGY STAR LED LAMPS (General Service Lamps) | 1.391% | 0 | 15.2186 | Commercial_2034_SC A_MW_After Competition Groups_ENERGY STAR LED LAMPS (General Service Lamps)
Commercial | Com ¦ Chilled Water Optimization | 2034 | SC A | MW | After Competition Groups | 14.8116 | 0 | 0 | 1093.8897 | 0.01354 | 19 | Commercial_2034_SC A_MW_After Competition Groups_19 | Chilled Water Optimization | 1.354% | 0 | 14.8116 | Commercial_2034_SC A_MW_After Competition Groups_Chilled Water Optimization
Commercial | Com ¦ Demand Control Ventilation | 2034 | SC A | MW | After Competition Groups | 14.7093 | 0 | 0 | 1093.8897 | 0.013447 | 20 | Commercial_2034_SC A_MW_After Competition Groups_20 | Demand Control Ventilation | 1.345% | 0 | 14.7093 | Commercial_2034_SC A_MW_After Competition Groups_Demand Control Ventilation
Commercial | Com ¦ Variable Frequency Drive (VFD) | 2034 | SC A | MW | After Competition Groups | 13.8366 | 0 | 0 | 1093.8897 | 0.012649 | 21 | Commercial_2034_SC A_MW_After Competition Groups_21 | Variable Frequency Drive (VFD) | 1.265% | 0 | 13.8366 | Commercial_2034_SC A_MW_After Competition Groups_Variable Frequency Drive (VFD)
Commercial | Com ¦ VFD on Pumps | 2034 | SC A | MW | After Competition Groups | 12.8598 | 0 | 0 | 1093.8897 | 0.011756 | 22 | Commercial_2034_SC A_MW_After Competition Groups_22 | VFD on Pumps | 1.176% | 0 | 12.8598 | Commercial_2034_SC A_MW_After Competition Groups_VFD on Pumps
Commercial | Com ¦ Refrigerated Display Case LED | 2034 | SC A | MW | After Competition Groups | 9.265 | 0 | 0 | 1093.8897 | 0.0084697 | 23 | Commercial_2034_SC A_MW_After Competition Groups_23 | Refrigerated Display Case LED | 0.847% | 0 | 9.265 | Commercial_2034_SC A_MW_After Competition Groups_Refrigerated Display Case LED
Commercial | Com ¦ ECM MOTORS FOR EVAPORATOR FANS for refrigeration (WALK-IN) | 2034 | SC A | MW | After Competition Groups | 7.1002 | 0 | 0 | 1093.8897 | 0.0064908 | 24 | Commercial_2034_SC A_MW_After Competition Groups_24 | ECM MOTORS FOR EVAPORATOR FANS for refrigeration (WALK-IN) | 0.6491% | 0 | 7.1002 | Commercial_2034_SC A_MW_After Competition Groups_ECM MOTORS FOR EVAPORATOR FANS for refrigeration (WALK-IN)
Commercial | Com ¦ Door Gasket Freezer/Refrigerator | 2034 | SC A | MW | After Competition Groups | 6.8138 | 0 | 0 | 1093.8897 | 0.006229 | 25 | Commercial_2034_SC A_MW_After Competition Groups_25 | Door Gasket Freezer/Refrigerator | 0.6229% | 0 | 6.8138 | Commercial_2034_SC A_MW_After Competition Groups_Door Gasket Freezer/Refrigerator
Commercial | Com ¦ LED EXTERIOR AREA LIGHTS - LED fixture (200W) | 2034 | SC A | MW | After Competition Groups | 6.6671 | 0 | 0 | 1093.8897 | 0.0060948 | 26 | Commercial_2034_SC A_MW_After Competition Groups_26 | LED EXTERIOR AREA LIGHTS - LED fixture (200W) | 0.6095% | 0 | 6.6671 | Commercial_2034_SC A_MW_After Competition Groups_LED EXTERIOR AREA LIGHTS - LED fixture (200W)
Commercial | Com ¦ LED parking lot fixture | 2034 | SC A | MW | After Competition Groups | 6.3915 | 0 | 0 | 1093.8897 | 0.0058429 | 27 | Commercial_2034_SC A_MW_After Competition Groups_27 | LED parking lot fixture | 0.5843% | 0 | 6.3915 | Commercial_2034_SC A_MW_After Competition Groups_LED parking lot fixture
Commercial | Com ¦ Demand Control Kitchen Ventilation | 2034 | SC A | MW | After Competition Groups | 6.2318 | 0 | 0 | 1093.8897 | 0.0056969 | 28 | Commercial_2034_SC A_MW_After Competition Groups_28 | Demand Control Kitchen Ventilation | 0.5697% | 0 | 6.2318 | Commercial_2034_SC A_MW_After Competition Groups_Demand Control Kitchen Ventilation
Commercial | Com ¦ Air Handler with Dedicated Outdoor Air Systems | 2034 | SC A | MW | After Competition Groups | 6.1746 | 0 | 0 | 1093.8897 | 0.0056446 | 29 | Commercial_2034_SC A_MW_After Competition Groups_29 | Air Handler with Dedicated Outdoor Air Systems | 0.5645% | 0 | 6.1746 | Commercial_2034_SC A_MW_After Competition Groups_Air Handler with Dedicated Outdoor Air Systems
Commercial | Com ¦ Evaporator Fan Controls | 2034 | SC A | MW | After Competition Groups | 5.9688 | 0 | 0 | 1093.8897 | 0.0054565 | 30 | Commercial_2034_SC A_MW_After Competition Groups_30 | Evaporator Fan Controls | 0.5456% | 0 | 5.9688 | Commercial_2034_SC A_MW_After Competition Groups_Evaporator Fan Controls
Commercial | Com ¦ ENERGY STAR Griddle (74% eff) | 2034 | SC A | MW | After Competition Groups | 5.0655 | 0 | 0 | 1093.8897 | 0.0046308 | 31 | Commercial_2034_SC A_MW_After Competition Groups_31 | ENERGY STAR Griddle (74% eff) | 0.4631% | 0 | 5.0655 | Commercial_2034_SC A_MW_After Competition Groups_ENERGY STAR Griddle (74% eff)
Commercial | Com ¦ Freezer Case Light Sensor | 2034 | SC A | MW | After Competition Groups | 5.0417 | 0 | 0 | 1093.8897 | 0.0046089 | 32 | Commercial_2034_SC A_MW_After Competition Groups_32 | Freezer Case Light Sensor | 0.4609% | 0 | 5.0417 | Commercial_2034_SC A_MW_After Competition Groups_Freezer Case Light Sensor
Commercial | Com ¦ Occupancy Sensors | 2034 | SC A | MW | After Competition Groups | 4.4325 | 0 | 0 | 1093.8897 | 0.0040521 | 33 | Commercial_2034_SC A_MW_After Competition Groups_33 | Occupancy Sensors | 0.4052% | 0 | 4.4325 | Commercial_2034_SC A_MW_After Competition Groups_Occupancy Sensors
Commercial | Com ¦ LED street light fixture | 2034 | SC A | MW | After Competition Groups | 4.0118 | 0 | 0 | 1093.8897 | 0.0036675 | 34 | Commercial_2034_SC A_MW_After Competition Groups_34 | LED street light fixture | 0.3667% | 0 | 4.0118 | Commercial_2034_SC A_MW_After Competition Groups_LED street light fixture
Commercial | Com ¦ Water Source Heat Pump (4 ton) | 2034 | SC A | MW | After Competition Groups | 3.6117 | 0 | 0 | 1093.8897 | 0.0033017 | 35 | Commercial_2034_SC A_MW_After Competition Groups_35 | Water Source Heat Pump (4 ton) | 0.3302% | 0 | 3.6117 | Commercial_2034_SC A_MW_After Competition Groups_Water Source Heat Pump (4 ton)
Commercial | Com ¦ Duct Insulation, R8 | 2034 | SC A | MW | After Competition Groups | 3.5799 | 0 | 0 | 1093.8897 | 0.0032726 | 36 | Commercial_2034_SC A_MW_After Competition Groups_36 | Duct Insulation, R8 | 0.3273% | 0 | 3.5799 | Commercial_2034_SC A_MW_After Competition Groups_Duct Insulation, R8
Commercial | Com ¦ BEVERAGE VENDING MACHINE CONTROLS | 2034 | SC A | MW | After Competition Groups | 2.5995 | 0 | 0 | 1093.8897 | 0.0023764 | 37 | Commercial_2034_SC A_MW_After Competition Groups_37 | BEVERAGE VENDING MACHINE CONTROLS | 0.2376% | 0 | 2.5995 | Commercial_2034_SC A_MW_After Competition Groups_BEVERAGE VENDING MACHINE CONTROLS
Commercial | Com ¦ Elec Storage WH 2.30 Et | 2034 | SC A | MW | After Competition Groups | 2.4081 | 0 | 0 | 1093.8897 | 0.0022014 | 38 | Commercial_2034_SC A_MW_After Competition Groups_38 | Elec Storage WH 2.30 Et | 0.2201% | 0 | 2.4081 | Commercial_2034_SC A_MW_After Competition Groups_Elec Storage WH 2.30 Et
Commercial | Com ¦ Temperature Adjustment in Commercial Freezers | 2034 | SC A | MW | After Competition Groups | 2.1841 | 0 | 0 | 1093.8897 | 0.0019967 | 39 | Commercial_2034_SC A_MW_After Competition Groups_39 | Temperature Adjustment in Commercial Freezers | 0.1997% | 0 | 2.1841 | Commercial_2034_SC A_MW_After Competition Groups_Temperature Adjustment in Commercial Freezers
Commercial | Com ¦ CO Sensors for parking garage exhaust fans | 2034 | SC A | MW | After Competition Groups | 1.7759 | 0 | 0 | 1093.8897 | 0.0016235 | 40 | Commercial_2034_SC A_MW_After Competition Groups_40 | CO Sensors for parking garage exhaust fans | 0.1624% | 0 | 1.7759 | Commercial_2034_SC A_MW_After Competition Groups_CO Sensors for parking garage exhaust fans
Commercial | Com ¦ Vertical Night Covers | 2034 | SC A | MW | After Competition Groups | 1.7694 | 0 | 0 | 1093.8897 | 0.0016175 | 41 | Commercial_2034_SC A_MW_After Competition Groups_41 | Vertical Night Covers | 0.1618% | 0 | 1.7694 | Commercial_2034_SC A_MW_After Competition Groups_Vertical Night Covers
Commercial | Com ¦ Energy Efficient Laboratory Fume Hood | 2034 | SC A | MW | After Competition Groups | 1.6255 | 0 | 0 | 1093.8897 | 0.001486 | 42 | Commercial_2034_SC A_MW_After Competition Groups_42 | Energy Efficient Laboratory Fume Hood | 0.1486% | 0 | 1.6255 | Commercial_2034_SC A_MW_After Competition Groups_Energy Efficient Laboratory Fume Hood
Commercial | Com ¦ ENERGY STAR Fryer (84% eff) | 2034 | SC A | MW | After Competition Groups | 1.5042 | 0 | 0 | 1093.8897 | 0.0013751 | 43 | Commercial_2034_SC A_MW_After Competition Groups_43 | ENERGY STAR Fryer (84% eff) | 0.1375% | 0 | 1.5042 | Commercial_2034_SC A_MW_After Competition Groups_ENERGY STAR Fryer (84% eff)
Commercial | Com ¦ Outside Air Economizer | 2034 | SC A | MW | After Competition Groups | 1.4259 | 0 | 0 | 1093.8897 | 0.0013035 | 44 | Commercial_2034_SC A_MW_After Competition Groups_44 | Outside Air Economizer | 0.1304% | 0 | 1.4259 | Commercial_2034_SC A_MW_After Competition Groups_Outside Air Economizer
Commercial | Com ¦ Water Heating (DHW) Pipe Insulation (Add 3/4\ Foam)" | 2034 | SC A | MW | After Competition Groups | 1.3844 | 0 | 0 | 1093.8897 | 0.0012656 | 45 | Commercial_2034_SC A_MW_After Competition Groups_45 | Water Heating (DHW) Pipe Insulation (Add 3/4\ Foam)" | 0.1266% | 0 | 1.3844 | Commercial_2034_SC A_MW_After Competition Groups_Water Heating (DHW) Pipe Insulation (Add 3/4\ Foam)"
Commercial | Com ¦ ENERGY STAR Steam Cookers | 2034 | SC A | MW | After Competition Groups | 0.96523 | 0 | 0 | 1093.8897 | 0.00088238 | 46 | Commercial_2034_SC A_MW_After Competition Groups_46 | ENERGY STAR Steam Cookers | 0.08824% | 0 | 0.96523 | Commercial_2034_SC A_MW_After Competition Groups_ENERGY STAR Steam Cookers
Commercial | Com ¦ Suction Pipe Insulation Freezer/Refrigerator | 2034 | SC A | MW | After Competition Groups | 0.91054 | 0 | 0 | 1093.8897 | 0.00083238 | 47 | Commercial_2034_SC A_MW_After Competition Groups_47 | Suction Pipe Insulation Freezer/Refrigerator | 0.08324% | 0 | 0.91054 | Commercial_2034_SC A_MW_After Competition Groups_Suction Pipe Insulation Freezer/Refrigerator
Commercial | Com ¦ Thermostat Setback | 2034 | SC A | MW | After Competition Groups | 0.70388 | 0 | 0 | 1093.8897 | 0.00064346 | 48 | Commercial_2034_SC A_MW_After Competition Groups_48 | Thermostat Setback | 0.06435% | 0 | 0.70388 | Commercial_2034_SC A_MW_After Competition Groups_Thermostat Setback
Commercial | Com ¦ ENERGY STAR Dishwasher | 2034 | SC A | MW | After Competition Groups | 0.69023 | 0 | 0 | 1093.8897 | 0.00063098 | 49 | Commercial_2034_SC A_MW_After Competition Groups_49 | ENERGY STAR Dishwasher | 0.0631% | 0 | 0.69023 | Commercial_2034_SC A_MW_After Competition Groups_ENERGY STAR Dishwasher
Commercial | Com ¦ Condensing Make Up Air Unit | 2034 | SC A | MW | After Competition Groups | 0.48295 | 0 | 0 | 1093.8897 | 0.00044149 | 50 | Commercial_2034_SC A_MW_After Competition Groups_50 | Condensing Make Up Air Unit | 0.04415% | 0 | 0.48295 | Commercial_2034_SC A_MW_After Competition Groups_Condensing Make Up Air Unit
Commercial | Com ¦ Ozone Laundry Treatment | 2034 | SC A | MW | After Competition Groups | 0.38636 | 0 | 0 | 1093.8897 | 0.0003532 | 51 | Commercial_2034_SC A_MW_After Competition Groups_51 | Ozone Laundry Treatment | 0.03532% | 0 | 0.38636 | Commercial_2034_SC A_MW_After Competition Groups_Ozone Laundry Treatment
Commercial | COM ¦ Ductless Mini-Split Heat Pumps | 2034 | SC A | MW | After Competition Groups | 0.22412 | 0 | 0 | 1093.8897 | 0.00020489 | 52 | Commercial_2034_SC A_MW_After Competition Groups_52 | Ductless Mini-Split Heat Pumps | 0.02049% | 0 | 0.22412 | Commercial_2034_SC A_MW_After Competition Groups_Ductless Mini-Split Heat Pumps
Commercial | Com ¦ ECM MOTORS FOR HVAC APPLICATION (FAN-POWERED VAV BOX) | 2034 | SC A | MW | After Competition Groups | 0.2138 | 0 | 0 | 1093.8897 | 0.00019545 | 53 | Commercial_2034_SC A_MW_After Competition Groups_53 | ECM MOTORS FOR HVAC APPLICATION (FAN-POWERED VAV BOX) | 0.01954% | 0 | 0.2138 | Commercial_2034_SC A_MW_After Competition Groups_ECM MOTORS FOR HVAC APPLICATION (FAN-POWERED VAV BOX)
Commercial | Com ¦ PTAC (12 EER/10,000 BTU) | 2034 | SC A | MW | After Competition Groups | 0.18813 | 0 | 0 | 1093.8897 | 0.00017198 | 54 | Commercial_2034_SC A_MW_After Competition Groups_54 | PTAC (12 EER/10,000 BTU) | 0.0172% | 0 | 0.18813 | Commercial_2034_SC A_MW_After Competition Groups_PTAC (12 EER/10,000 BTU)
Commercial | Com ¦ Solar Water Preheat (Pools/DHW) | 2034 | SC A | MW | After Competition Groups | 0.13485 | 0 | 0 | 1093.8897 | 0.00012328 | 55 | Commercial_2034_SC A_MW_After Competition Groups_55 | Solar Water Preheat (Pools/DHW) | 0.01233% | 0 | 0.13485 | Commercial_2034_SC A_MW_After Competition Groups_Solar Water Preheat (Pools/DHW)
Commercial | Com ¦ CEE Tier 2/Energy Star Clothes Washers | 2034 | SC A | MW | After Competition Groups | 0.13434 | 0 | 0 | 1093.8897 | 0.00012281 | 56 | Commercial_2034_SC A_MW_After Competition Groups_56 | CEE Tier 2/Energy Star Clothes Washers | 0.01228% | 0 | 0.13434 | Commercial_2034_SC A_MW_After Competition Groups_CEE Tier 2/Energy Star Clothes Washers
Commercial | Com ¦ Notched V belts for HVAC Systems | 2034 | SC A | MW | After Competition Groups | 0.11599 | 0 | 0 | 1093.8897 | 0.00010603 | 57 | Commercial_2034_SC A_MW_After Competition Groups_57 | Notched V belts for HVAC Systems | 0.0106% | 0 | 0.11599 | Commercial_2034_SC A_MW_After Competition Groups_Notched V belts for HVAC Systems
Commercial | Com ¦ Auto Off Time Switch or Time Clock control | 2034 | SC A | MW | After Competition Groups | 0.11144 | 0 | 0 | 1093.8897 | 0.00010187 | 58 | Commercial_2034_SC A_MW_After Competition Groups_58 | Auto Off Time Switch or Time Clock control | 0.01019% | 0 | 0.11144 | Commercial_2034_SC A_MW_After Competition Groups_Auto Off Time Switch or Time Clock control
Commercial | Com ¦ HVAC Optimization | 2034 | SC A | MW | After Competition Groups | 0.10384 | 0 | 0 | 1093.8897 | 9.4924e-05 | 59 | Commercial_2034_SC A_MW_After Competition Groups_59 | HVAC Optimization | 0.009492% | 0 | 0.10384 | Commercial_2034_SC A_MW_After Competition Groups_HVAC Optimization
Commercial | Com ¦ Demand controlled Circulating Systems | 2034 | SC A | MW | After Competition Groups | 0.093372 | 0 | 0 | 1093.8897 | 8.5358e-05 | 60 | Commercial_2034_SC A_MW_After Competition Groups_60 | Demand controlled Circulating Systems | 0.008536% | 0 | 0.093372 | Commercial_2034_SC A_MW_After Competition Groups_Demand controlled Circulating Systems
Commercial | Com ¦ Low Flow Pre-Rinse Spray Nozzle | 2034 | SC A | MW | After Competition Groups | 0.070749 | 0 | 0 | 1093.8897 | 6.4676e-05 | 61 | Commercial_2034_SC A_MW_After Competition Groups_61 | Low Flow Pre-Rinse Spray Nozzle | 0.006468% | 0 | 0.070749 | Commercial_2034_SC A_MW_After Competition Groups_Low Flow Pre-Rinse Spray Nozzle
Commercial | Com ¦ Commercial Hot Food Holding Cabinets | 2034 | SC A | MW | After Competition Groups | 0.062134 | 0 | 0 | 1093.8897 | 5.6801e-05 | 62 | Commercial_2034_SC A_MW_After Competition Groups_62 | Commercial Hot Food Holding Cabinets | 0.00568% | 0 | 0.062134 | Commercial_2034_SC A_MW_After Competition Groups_Commercial Hot Food Holding Cabinets
Commercial | Com ¦ LED RECESSED DOWNLIGHTS | 2034 | SC A | MW | After Competition Groups | 0.05764 | 0 | 0 | 1093.8897 | 5.2692e-05 | 63 | Commercial_2034_SC A_MW_After Competition Groups_63 | LED RECESSED DOWNLIGHTS | 0.005269% | 0 | 0.05764 | Commercial_2034_SC A_MW_After Competition Groups_LED RECESSED DOWNLIGHTS
Commercial | Com ¦ High Efficiency Small Instantaneous Water Heater | 2034 | SC A | MW | After Competition Groups | 0.039866 | 0 | 0 | 1093.8897 | 3.6444e-05 | 64 | Commercial_2034_SC A_MW_After Competition Groups_64 | High Efficiency Small Instantaneous Water Heater | 0.003644% | 0 | 0.039866 | Commercial_2034_SC A_MW_After Competition Groups_High Efficiency Small Instantaneous Water Heater
Commercial | Com ¦ Wall Insulation | 2034 | SC A | MW | After Competition Groups | 0.03227 | 0 | 0 | 1093.8897 | 2.95e-05 | 65 | Commercial_2034_SC A_MW_After Competition Groups_65 | Wall Insulation | 0.00295% | 0 | 0.03227 | Commercial_2034_SC A_MW_After Competition Groups_Wall Insulation
Commercial | Com ¦ Condensing Unit Heaters or other Efficient Unit Heating System | 2034 | SC A | MW | After Competition Groups | 0.031121 | 0 | 0 | 1093.8897 | 2.845e-05 | 66 | Commercial_2034_SC A_MW_After Competition Groups_66 | Condensing Unit Heaters or other Efficient Unit Heating System | 0.002845% | 0 | 0.031121 | Commercial_2034_SC A_MW_After Competition Groups_Condensing Unit Heaters or other Efficient Unit Heating System
Commercial | Com ¦ Room AC (w/ louvered sides) 14 SEER from 12 SEER code | 2034 | SC A | MW | After Competition Groups | 0.024834 | 0 | 0 | 1093.8897 | 2.2703e-05 | 67 | Commercial_2034_SC A_MW_After Competition Groups_67 | Room AC (w/ louvered sides) 14 SEER from 12 SEER code | 0.00227% | 0 | 0.024834 | Commercial_2034_SC A_MW_After Competition Groups_Room AC (w/ louvered sides) 14 SEER from 12 SEER code
Commercial | Com ¦ Air Curtains | 2034 | SC A | MW | After Competition Groups | 0.024004 | 0 | 0 | 1093.8897 | 2.1944e-05 | 68 | Commercial_2034_SC A_MW_After Competition Groups_68 | Air Curtains | 0.002194% | 0 | 0.024004 | Commercial_2034_SC A_MW_After Competition Groups_Air Curtains
Commercial | Com ¦ VSD Air Compressor | 2034 | SC A | MW | After Competition Groups | 0.022948 | 0 | 0 | 1093.8897 | 2.0978e-05 | 69 | Commercial_2034_SC A_MW_After Competition Groups_69 | VSD Air Compressor | 0.002098% | 0 | 0.022948 | Commercial_2034_SC A_MW_After Competition Groups_VSD Air Compressor
Commercial | Com ¦ Efficient compressor motor | 2034 | SC A | MW | After Competition Groups | 0.012952 | 0 | 0 | 1093.8897 | 1.184e-05 | 70 | Commercial_2034_SC A_MW_After Competition Groups_70 | Efficient compressor motor | 0.001184% | 0 | 0.012952 | Commercial_2034_SC A_MW_After Competition Groups_Efficient compressor motor
Commercial | Com ¦ Energy Recovery Ventilation and Ventilation (Enhanced) | 2034 | SC A | MW | After Competition Groups | 0.011728 | 0 | 0 | 1093.8897 | 1.0722e-05 | 71 | Commercial_2034_SC A_MW_After Competition Groups_71 | Energy Recovery Ventilation and Ventilation (Enhanced) | 0.001072% | 0 | 0.011728 | Commercial_2034_SC A_MW_After Competition Groups_Energy Recovery Ventilation and Ventilation (Enhanced)
Commercial | Com ¦ EC Plug Fan for Data Center (under cabinet) | 2034 | SC A | MW | After Competition Groups | 0.0040348 | 0 | 0 | 1093.8897 | 3.6885e-06 | 72 | Commercial_2034_SC A_MW_After Competition Groups_72 | EC Plug Fan for Data Center (under cabinet) | 0.0003688% | 0 | 0.0040348 | Commercial_2034_SC A_MW_After Competition Groups_EC Plug Fan for Data Center (under cabinet)
Commercial | Com ¦ High Efficiency Chiller (avg of water and air cooled) | 2034 | SC A | MW | After Competition Groups | 0.0037386 | 0 | 0 | 1093.8897 | 3.4177e-06 | 73 | Commercial_2034_SC A_MW_After Competition Groups_73 | High Efficiency Chiller (avg of water and air cooled) | 0.0003418% | 0 | 0.0037386 | Commercial_2034_SC A_MW_After Competition Groups_High Efficiency Chiller (avg of water and air cooled)
Commercial | Com ¦ LLLC - Low Impact Application | 2034 | SC A | MW | After Competition Groups | 0.0032332 | 0 | 0 | 1093.8897 | 2.9557e-06 | 74 | Commercial_2034_SC A_MW_After Competition Groups_74 | LLLC - Low Impact Application | 0.0002956% | 0 | 0.0032332 | Commercial_2034_SC A_MW_After Competition Groups_LLLC - Low Impact Application
Commercial | Com ¦ LLLC - High Impact Application | 2034 | SC A | MW | After Competition Groups | 0.0029087 | 0 | 0 | 1093.8897 | 2.659e-06 | 75 | Commercial_2034_SC A_MW_After Competition Groups_75 | LLLC - High Impact Application | 0.0002659% | 0 | 0.0029087 | Commercial_2034_SC A_MW_After Competition Groups_LLLC - High Impact Application
Commercial | Com ¦ Electric Convection Combination Ovens | 2034 | SC A | MW | After Competition Groups | 0.00034474 | 0 | 0 | 1093.8897 | 3.1515e-07 | 76 | Commercial_2034_SC A_MW_After Competition Groups_76 | Electric Convection Combination Ovens | 3.152e-05% | 0 | 0.00034474 | Commercial_2034_SC A_MW_After Competition Groups_Electric Convection Combination Ovens
Commercial | Com ¦ Networked/Connected - High Impact Application | 2034 | SC A | MW | After Competition Groups | 6.1734e-05 | 0 | 0 | 1093.8897 | 5.6436e-08 | 77 | Commercial_2034_SC A_MW_After Competition Groups_77 | Networked/Connected - High Impact Application | 5.644e-06% | 0 | 6.1734e-05 | Commercial_2034_SC A_MW_After Competition Groups_Networked/Connected - High Impact Application
Commercial | Com ¦ Networked/Connected - Low Impact Application | 2034 | SC A | MW | After Competition Groups | 2.8364e-06 | 0 | 0 | 1093.8897 | 2.593e-09 | 78 | Commercial_2034_SC A_MW_After Competition Groups_78 | Networked/Connected - Low Impact Application | 2.593e-07% | 0 | 2.8364e-06 | Commercial_2034_SC A_MW_After Competition Groups_Networked/Connected - Low Impact Application
Commercial | Com ¦ Indoor Daylight Sensors/Photocell Dimming Control | 2034 | SC A | MW | After Competition Groups | 0 | 0 | 0 | 1093.8897 | 0 | 79 | Commercial_2034_SC A_MW_After Competition Groups_79 | Indoor Daylight Sensors/Photocell Dimming Control | 0% | 0 | 0 | Commercial_2034_SC A_MW_After Competition Groups_Indoor Daylight Sensors/Photocell Dimming Control
Commercial | Com ¦ Variable Refrigerant Flow Heat Pump | 2034 | SC A | MW | After Competition Groups | 0 | 0 | 0 | 1093.8897 | 0 | 80 | Commercial_2034_SC A_MW_After Competition Groups_80 | Variable Refrigerant Flow Heat Pump | 0% | 0 | 0 | Commercial_2034_SC A_MW_After Competition Groups_Variable Refrigerant Flow Heat Pump
Commercial | Com ¦ Education and Capacity Building/Energy Behavior | 2034 | SC B | MW | After Competition Groups | 181.0747 | 0 | 0 | 1569.3322 | 0.11538 | 1 | Commercial_2034_SC B_MW_After Competition Groups_1 | Education and Capacity Building/Energy Behavior | 11.54% | 0 | 181.0747 | Commercial_2034_SC B_MW_After Competition Groups_Education and Capacity Building/Energy Behavior
Commercial | Com ¦ LED Low/High Bay | 2034 | SC B | MW | After Competition Groups | 164.8448 | 0 | 0 | 1569.3322 | 0.10504 | 2 | Commercial_2034_SC B_MW_After Competition Groups_2 | LED Low/High Bay | 10.5% | 0 | 164.8448 | Commercial_2034_SC B_MW_After Competition Groups_LED Low/High Bay
Commercial | Com ¦ Building Recommissioning, Operations and Maintenance (O&M) Improvements | 2034 | SC B | MW | After Competition Groups | 153.5879 | 0 | 0 | 1569.3322 | 0.097868 | 3 | Commercial_2034_SC B_MW_After Competition Groups_3 | Building Recommissioning, Operations and Maintenance (O&M) Improvements | 9.787% | 0 | 153.5879 | Commercial_2034_SC B_MW_After Competition Groups_Building Recommissioning, Operations and Maintenance (O&M) Improvements
Commercial | Com ¦ LED Troffer/Surface/Suspended | 2034 | SC B | MW | After Competition Groups | 131.058 | 0 | 0 | 1569.3322 | 0.083512 | 4 | Commercial_2034_SC B_MW_After Competition Groups_4 | LED Troffer/Surface/Suspended | 8.351% | 0 | 131.058 | Commercial_2034_SC B_MW_After Competition Groups_LED Troffer/Surface/Suspended
Commercial | Com ¦ ENERGY STAR LED LAMPS (REFLECTOR LAMPs/MR16/PAR 16) | 2034 | SC B | MW | After Competition Groups | 124.6449 | 0 | 0 | 1569.3322 | 0.079425 | 5 | Commercial_2034_SC B_MW_After Competition Groups_5 | ENERGY STAR LED LAMPS (REFLECTOR LAMPs/MR16/PAR 16) | 7.943% | 0 | 124.6449 | Commercial_2034_SC B_MW_After Competition Groups_ENERGY STAR LED LAMPS (REFLECTOR LAMPs/MR16/PAR 16)
Commercial | Com ¦ Unitary Air-Conditioning Unit | 2034 | SC B | MW | After Competition Groups | 81.1468 | 0 | 0 | 1569.3322 | 0.051708 | 6 | Commercial_2034_SC B_MW_After Competition Groups_6 | Unitary Air-Conditioning Unit | 5.171% | 0 | 81.1468 | Commercial_2034_SC B_MW_After Competition Groups_Unitary Air-Conditioning Unit
Commercial | Com ¦ LED Replacement Lamp (Tube) | 2034 | SC B | MW | After Competition Groups | 79.4358 | 0 | 0 | 1569.3322 | 0.050618 | 7 | Commercial_2034_SC B_MW_After Competition Groups_7 | LED Replacement Lamp (Tube) | 5.062% | 0 | 79.4358 | Commercial_2034_SC B_MW_After Competition Groups_LED Replacement Lamp (Tube)
Commercial | Com ¦ High Efficiency Air Source Heat Pump | 2034 | SC B | MW | After Competition Groups | 77.2924 | 0 | 0 | 1569.3322 | 0.049252 | 8 | Commercial_2034_SC B_MW_After Competition Groups_8 | High Efficiency Air Source Heat Pump | 4.925% | 0 | 77.2924 | Commercial_2034_SC B_MW_After Competition Groups_High Efficiency Air Source Heat Pump
Commercial | Com ¦ Advanced BAS/Controllers | 2034 | SC B | MW | After Competition Groups | 67.8907 | 0 | 0 | 1569.3322 | 0.043261 | 9 | Commercial_2034_SC B_MW_After Competition Groups_9 | Advanced BAS/Controllers | 4.326% | 0 | 67.8907 | Commercial_2034_SC B_MW_After Competition Groups_Advanced BAS/Controllers
Commercial | Com ¦ Adaptive Thermostats | 2034 | SC B | MW | After Competition Groups | 41.3996 | 0 | 0 | 1569.3322 | 0.02638 | 10 | Commercial_2034_SC B_MW_After Competition Groups_10 | Adaptive Thermostats | 2.638% | 0 | 41.3996 | Commercial_2034_SC B_MW_After Competition Groups_Adaptive Thermostats
Commercial | Com ¦ Refrigerated Display Case Doors | 2034 | SC B | MW | After Competition Groups | 36.2982 | 0 | 0 | 1569.3322 | 0.02313 | 11 | Commercial_2034_SC B_MW_After Competition Groups_11 | Refrigerated Display Case Doors | 2.313% | 0 | 36.2982 | Commercial_2034_SC B_MW_After Competition Groups_Refrigerated Display Case Doors
Commercial | Com ¦ Strip Curtains | 2034 | SC B | MW | After Competition Groups | 31.7063 | 0 | 0 | 1569.3322 | 0.020204 | 12 | Commercial_2034_SC B_MW_After Competition Groups_12 | Strip Curtains | 2.02% | 0 | 31.7063 | Commercial_2034_SC B_MW_After Competition Groups_Strip Curtains
Commercial | Com ¦ Furnace Tune-Up | 2034 | SC B | MW | After Competition Groups | 30.6048 | 0 | 0 | 1569.3322 | 0.019502 | 13 | Commercial_2034_SC B_MW_After Competition Groups_13 | Furnace Tune-Up | 1.95% | 0 | 30.6048 | Commercial_2034_SC B_MW_After Competition Groups_Furnace Tune-Up
Commercial | Com ¦ Data Center Storage/Server Virtualization | 2034 | SC B | MW | After Competition Groups | 29.6416 | 0 | 0 | 1569.3322 | 0.018888 | 14 | Commercial_2034_SC B_MW_After Competition Groups_14 | Data Center Storage/Server Virtualization | 1.889% | 0 | 29.6416 | Commercial_2034_SC B_MW_After Competition Groups_Data Center Storage/Server Virtualization
Commercial | Com ¦ Demand Control Ventilation | 2034 | SC B | MW | After Competition Groups | 29.5201 | 0 | 0 | 1569.3322 | 0.018811 | 15 | Commercial_2034_SC B_MW_After Competition Groups_15 | Demand Control Ventilation | 1.881% | 0 | 29.5201 | Commercial_2034_SC B_MW_After Competition Groups_Demand Control Ventilation
Commercial | Com ¦ Reach-in Shaded Pole to ECM/PSC Evaporator Fan Motor | 2034 | SC B | MW | After Competition Groups | 29.0394 | 0 | 0 | 1569.3322 | 0.018504 | 16 | Commercial_2034_SC B_MW_After Competition Groups_16 | Reach-in Shaded Pole to ECM/PSC Evaporator Fan Motor | 1.85% | 0 | 29.0394 | Commercial_2034_SC B_MW_After Competition Groups_Reach-in Shaded Pole to ECM/PSC Evaporator Fan Motor
Commercial | Com ¦ LED or Equivalent Sign Lighting | 2034 | SC B | MW | After Competition Groups | 26.4889 | 0 | 0 | 1569.3322 | 0.016879 | 17 | Commercial_2034_SC B_MW_After Competition Groups_17 | LED or Equivalent Sign Lighting | 1.688% | 0 | 26.4889 | Commercial_2034_SC B_MW_After Competition Groups_LED or Equivalent Sign Lighting
Commercial | Com ¦ Centrally controlled desktop PC/NETWORK PC POWER MANAGEMENT SOFTWARE | 2034 | SC B | MW | After Competition Groups | 22.2612 | 0 | 0 | 1569.3322 | 0.014185 | 18 | Commercial_2034_SC B_MW_After Competition Groups_18 | Centrally controlled desktop PC/NETWORK PC POWER MANAGEMENT SOFTWARE | 1.419% | 0 | 22.2612 | Commercial_2034_SC B_MW_After Competition Groups_Centrally controlled desktop PC/NETWORK PC POWER MANAGEMENT SOFTWARE
Commercial | Com ¦ Variable Frequency Drive (VFD) | 2034 | SC B | MW | After Competition Groups | 21.3621 | 0 | 0 | 1569.3322 | 0.013612 | 19 | Commercial_2034_SC B_MW_After Competition Groups_19 | Variable Frequency Drive (VFD) | 1.361% | 0 | 21.3621 | Commercial_2034_SC B_MW_After Competition Groups_Variable Frequency Drive (VFD)
Commercial | Com ¦ VFD on Pumps | 2034 | SC B | MW | After Competition Groups | 19.982 | 0 | 0 | 1569.3322 | 0.012733 | 20 | Commercial_2034_SC B_MW_After Competition Groups_20 | VFD on Pumps | 1.273% | 0 | 19.982 | Commercial_2034_SC B_MW_After Competition Groups_VFD on Pumps
Commercial | Com ¦ Chilled Water Optimization | 2034 | SC B | MW | After Competition Groups | 19.4865 | 0 | 0 | 1569.3322 | 0.012417 | 21 | Commercial_2034_SC B_MW_After Competition Groups_21 | Chilled Water Optimization | 1.242% | 0 | 19.4865 | Commercial_2034_SC B_MW_After Competition Groups_Chilled Water Optimization
Commercial | Com ¦ Air Handler with Dedicated Outdoor Air Systems | 2034 | SC B | MW | After Competition Groups | 16.2492 | 0 | 0 | 1569.3322 | 0.010354 | 22 | Commercial_2034_SC B_MW_After Competition Groups_22 | Air Handler with Dedicated Outdoor Air Systems | 1.035% | 0 | 16.2492 | Commercial_2034_SC B_MW_After Competition Groups_Air Handler with Dedicated Outdoor Air Systems
Commercial | Com ¦ Refrigerated Display Case LED | 2034 | SC B | MW | After Competition Groups | 15.7054 | 0 | 0 | 1569.3322 | 0.010008 | 23 | Commercial_2034_SC B_MW_After Competition Groups_23 | Refrigerated Display Case LED | 1.001% | 0 | 15.7054 | Commercial_2034_SC B_MW_After Competition Groups_Refrigerated Display Case LED
Commercial | Com ¦ ENERGY STAR LED LAMPS (General Service Lamps) | 2034 | SC B | MW | After Competition Groups | 15.2186 | 0 | 0 | 1569.3322 | 0.0096975 | 24 | Commercial_2034_SC B_MW_After Competition Groups_24 | ENERGY STAR LED LAMPS (General Service Lamps) | 0.9697% | 0 | 15.2186 | Commercial_2034_SC B_MW_After Competition Groups_ENERGY STAR LED LAMPS (General Service Lamps)
Commercial | Com ¦ Door Gasket Freezer/Refrigerator | 2034 | SC B | MW | After Competition Groups | 11.4049 | 0 | 0 | 1569.3322 | 0.0072673 | 25 | Commercial_2034_SC B_MW_After Competition Groups_25 | Door Gasket Freezer/Refrigerator | 0.7267% | 0 | 11.4049 | Commercial_2034_SC B_MW_After Competition Groups_Door Gasket Freezer/Refrigerator
Commercial | Com ¦ ECM MOTORS FOR EVAPORATOR FANS for refrigeration (WALK-IN) | 2034 | SC B | MW | After Competition Groups | 11.0711 | 0 | 0 | 1569.3322 | 0.0070546 | 26 | Commercial_2034_SC B_MW_After Competition Groups_26 | ECM MOTORS FOR EVAPORATOR FANS for refrigeration (WALK-IN) | 0.7055% | 0 | 11.0711 | Commercial_2034_SC B_MW_After Competition Groups_ECM MOTORS FOR EVAPORATOR FANS for refrigeration (WALK-IN)
Commercial | Com ¦ Freezer Case Light Sensor | 2034 | SC B | MW | After Competition Groups | 9.5717 | 0 | 0 | 1569.3322 | 0.0060992 | 27 | Commercial_2034_SC B_MW_After Competition Groups_27 | Freezer Case Light Sensor | 0.6099% | 0 | 9.5717 | Commercial_2034_SC B_MW_After Competition Groups_Freezer Case Light Sensor
Commercial | Com ¦ Demand Control Kitchen Ventilation | 2034 | SC B | MW | After Competition Groups | 9.4549 | 0 | 0 | 1569.3322 | 0.0060248 | 28 | Commercial_2034_SC B_MW_After Competition Groups_28 | Demand Control Kitchen Ventilation | 0.6025% | 0 | 9.4549 | Commercial_2034_SC B_MW_After Competition Groups_Demand Control Kitchen Ventilation
Commercial | Com ¦ Evaporator Fan Controls | 2034 | SC B | MW | After Competition Groups | 9.3253 | 0 | 0 | 1569.3322 | 0.0059422 | 29 | Commercial_2034_SC B_MW_After Competition Groups_29 | Evaporator Fan Controls | 0.5942% | 0 | 9.3253 | Commercial_2034_SC B_MW_After Competition Groups_Evaporator Fan Controls
Commercial | Com ¦ LED EXTERIOR AREA LIGHTS - LED fixture (200W) | 2034 | SC B | MW | After Competition Groups | 6.6721 | 0 | 0 | 1569.3322 | 0.0042516 | 30 | Commercial_2034_SC B_MW_After Competition Groups_30 | LED EXTERIOR AREA LIGHTS - LED fixture (200W) | 0.4252% | 0 | 6.6721 | Commercial_2034_SC B_MW_After Competition Groups_LED EXTERIOR AREA LIGHTS - LED fixture (200W)
Commercial | Com ¦ Water Source Heat Pump (4 ton) | 2034 | SC B | MW | After Competition Groups | 6.6196 | 0 | 0 | 1569.3322 | 0.0042181 | 31 | Commercial_2034_SC B_MW_After Competition Groups_31 | Water Source Heat Pump (4 ton) | 0.4218% | 0 | 6.6196 | Commercial_2034_SC B_MW_After Competition Groups_Water Source Heat Pump (4 ton)
Commercial | Com ¦ LED parking lot fixture | 2034 | SC B | MW | After Competition Groups | 6.3915 | 0 | 0 | 1569.3322 | 0.0040727 | 32 | Commercial_2034_SC B_MW_After Competition Groups_32 | LED parking lot fixture | 0.4073% | 0 | 6.3915 | Commercial_2034_SC B_MW_After Competition Groups_LED parking lot fixture
Commercial | Com ¦ Duct Insulation, R8 | 2034 | SC B | MW | After Competition Groups | 5.6337 | 0 | 0 | 1569.3322 | 0.0035899 | 33 | Commercial_2034_SC B_MW_After Competition Groups_33 | Duct Insulation, R8 | 0.359% | 0 | 5.6337 | Commercial_2034_SC B_MW_After Competition Groups_Duct Insulation, R8
Commercial | Com ¦ ENERGY STAR Griddle (74% eff) | 2034 | SC B | MW | After Competition Groups | 5.0655 | 0 | 0 | 1569.3322 | 0.0032278 | 34 | Commercial_2034_SC B_MW_After Competition Groups_34 | ENERGY STAR Griddle (74% eff) | 0.3228% | 0 | 5.0655 | Commercial_2034_SC B_MW_After Competition Groups_ENERGY STAR Griddle (74% eff)
Commercial | Com ¦ Occupancy Sensors | 2034 | SC B | MW | After Competition Groups | 4.4325 | 0 | 0 | 1569.3322 | 0.0028245 | 35 | Commercial_2034_SC B_MW_After Competition Groups_35 | Occupancy Sensors | 0.2824% | 0 | 4.4325 | Commercial_2034_SC B_MW_After Competition Groups_Occupancy Sensors
Commercial | Com ¦ BEVERAGE VENDING MACHINE CONTROLS | 2034 | SC B | MW | After Competition Groups | 4.2011 | 0 | 0 | 1569.3322 | 0.002677 | 36 | Commercial_2034_SC B_MW_After Competition Groups_36 | BEVERAGE VENDING MACHINE CONTROLS | 0.2677% | 0 | 4.2011 | Commercial_2034_SC B_MW_After Competition Groups_BEVERAGE VENDING MACHINE CONTROLS
Commercial | Com ¦ LED street light fixture | 2034 | SC B | MW | After Competition Groups | 4.0388 | 0 | 0 | 1569.3322 | 0.0025736 | 37 | Commercial_2034_SC B_MW_After Competition Groups_37 | LED street light fixture | 0.2574% | 0 | 4.0388 | Commercial_2034_SC B_MW_After Competition Groups_LED street light fixture
Commercial | Com ¦ Elec Storage WH 2.30 Et | 2034 | SC B | MW | After Competition Groups | 3.7022 | 0 | 0 | 1569.3322 | 0.0023591 | 38 | Commercial_2034_SC B_MW_After Competition Groups_38 | Elec Storage WH 2.30 Et | 0.2359% | 0 | 3.7022 | Commercial_2034_SC B_MW_After Competition Groups_Elec Storage WH 2.30 Et
Commercial | Com ¦ Temperature Adjustment in Commercial Freezers | 2034 | SC B | MW | After Competition Groups | 3.4101 | 0 | 0 | 1569.3322 | 0.002173 | 39 | Commercial_2034_SC B_MW_After Competition Groups_39 | Temperature Adjustment in Commercial Freezers | 0.2173% | 0 | 3.4101 | Commercial_2034_SC B_MW_After Competition Groups_Temperature Adjustment in Commercial Freezers
Commercial | Com ¦ CO Sensors for parking garage exhaust fans | 2034 | SC B | MW | After Competition Groups | 2.997 | 0 | 0 | 1569.3322 | 0.0019098 | 40 | Commercial_2034_SC B_MW_After Competition Groups_40 | CO Sensors for parking garage exhaust fans | 0.191% | 0 | 2.997 | Commercial_2034_SC B_MW_After Competition Groups_CO Sensors for parking garage exhaust fans
Commercial | Com ¦ Vertical Night Covers | 2034 | SC B | MW | After Competition Groups | 2.8194 | 0 | 0 | 1569.3322 | 0.0017965 | 41 | Commercial_2034_SC B_MW_After Competition Groups_41 | Vertical Night Covers | 0.1797% | 0 | 2.8194 | Commercial_2034_SC B_MW_After Competition Groups_Vertical Night Covers
Commercial | Com ¦ Energy Efficient Laboratory Fume Hood | 2034 | SC B | MW | After Competition Groups | 2.6996 | 0 | 0 | 1569.3322 | 0.0017202 | 42 | Commercial_2034_SC B_MW_After Competition Groups_42 | Energy Efficient Laboratory Fume Hood | 0.172% | 0 | 2.6996 | Commercial_2034_SC B_MW_After Competition Groups_Energy Efficient Laboratory Fume Hood
Commercial | Com ¦ Water Heating (DHW) Pipe Insulation (Add 3/4\ Foam)" | 2034 | SC B | MW | After Competition Groups | 2.1546 | 0 | 0 | 1569.3322 | 0.001373 | 43 | Commercial_2034_SC B_MW_After Competition Groups_43 | Water Heating (DHW) Pipe Insulation (Add 3/4\ Foam)" | 0.1373% | 0 | 2.1546 | Commercial_2034_SC B_MW_After Competition Groups_Water Heating (DHW) Pipe Insulation (Add 3/4\ Foam)"
Commercial | Com ¦ Outside Air Economizer | 2034 | SC B | MW | After Competition Groups | 1.9485 | 0 | 0 | 1569.3322 | 0.0012416 | 44 | Commercial_2034_SC B_MW_After Competition Groups_44 | Outside Air Economizer | 0.1242% | 0 | 1.9485 | Commercial_2034_SC B_MW_After Competition Groups_Outside Air Economizer
Commercial | Com ¦ ENERGY STAR Fryer (84% eff) | 2034 | SC B | MW | After Competition Groups | 1.5042 | 0 | 0 | 1569.3322 | 0.00095848 | 45 | Commercial_2034_SC B_MW_After Competition Groups_45 | ENERGY STAR Fryer (84% eff) | 0.09585% | 0 | 1.5042 | Commercial_2034_SC B_MW_After Competition Groups_ENERGY STAR Fryer (84% eff)
Commercial | Com ¦ Suction Pipe Insulation Freezer/Refrigerator | 2034 | SC B | MW | After Competition Groups | 1.4659 | 0 | 0 | 1569.3322 | 0.00093406 | 46 | Commercial_2034_SC B_MW_After Competition Groups_46 | Suction Pipe Insulation Freezer/Refrigerator | 0.09341% | 0 | 1.4659 | Commercial_2034_SC B_MW_After Competition Groups_Suction Pipe Insulation Freezer/Refrigerator
Commercial | Com ¦ ENERGY STAR Steam Cookers | 2034 | SC B | MW | After Competition Groups | 0.96522 | 0 | 0 | 1569.3322 | 0.00061505 | 47 | Commercial_2034_SC B_MW_After Competition Groups_47 | ENERGY STAR Steam Cookers | 0.06151% | 0 | 0.96522 | Commercial_2034_SC B_MW_After Competition Groups_ENERGY STAR Steam Cookers
Commercial | Com ¦ Condensing Make Up Air Unit | 2034 | SC B | MW | After Competition Groups | 0.92991 | 0 | 0 | 1569.3322 | 0.00059255 | 48 | Commercial_2034_SC B_MW_After Competition Groups_48 | Condensing Make Up Air Unit | 0.05926% | 0 | 0.92991 | Commercial_2034_SC B_MW_After Competition Groups_Condensing Make Up Air Unit
Commercial | Com ¦ ENERGY STAR Dishwasher | 2034 | SC B | MW | After Competition Groups | 0.81586 | 0 | 0 | 1569.3322 | 0.00051988 | 49 | Commercial_2034_SC B_MW_After Competition Groups_49 | ENERGY STAR Dishwasher | 0.05199% | 0 | 0.81586 | Commercial_2034_SC B_MW_After Competition Groups_ENERGY STAR Dishwasher
Commercial | Com ¦ Ozone Laundry Treatment | 2034 | SC B | MW | After Competition Groups | 0.73628 | 0 | 0 | 1569.3322 | 0.00046917 | 50 | Commercial_2034_SC B_MW_After Competition Groups_50 | Ozone Laundry Treatment | 0.04692% | 0 | 0.73628 | Commercial_2034_SC B_MW_After Competition Groups_Ozone Laundry Treatment
Commercial | Com ¦ Thermostat Setback | 2034 | SC B | MW | After Competition Groups | 0.70817 | 0 | 0 | 1569.3322 | 0.00045125 | 51 | Commercial_2034_SC B_MW_After Competition Groups_51 | Thermostat Setback | 0.04513% | 0 | 0.70817 | Commercial_2034_SC B_MW_After Competition Groups_Thermostat Setback
Commercial | Com ¦ PTAC (12 EER/10,000 BTU) | 2034 | SC B | MW | After Competition Groups | 0.37166 | 0 | 0 | 1569.3322 | 0.00023683 | 52 | Commercial_2034_SC B_MW_After Competition Groups_52 | PTAC (12 EER/10,000 BTU) | 0.02368% | 0 | 0.37166 | Commercial_2034_SC B_MW_After Competition Groups_PTAC (12 EER/10,000 BTU)
Commercial | Com ¦ ECM MOTORS FOR HVAC APPLICATION (FAN-POWERED VAV BOX) | 2034 | SC B | MW | After Competition Groups | 0.30607 | 0 | 0 | 1569.3322 | 0.00019503 | 53 | Commercial_2034_SC B_MW_After Competition Groups_53 | ECM MOTORS FOR HVAC APPLICATION (FAN-POWERED VAV BOX) | 0.0195% | 0 | 0.30607 | Commercial_2034_SC B_MW_After Competition Groups_ECM MOTORS FOR HVAC APPLICATION (FAN-POWERED VAV BOX)
Commercial | COM ¦ Ductless Mini-Split Heat Pumps | 2034 | SC B | MW | After Competition Groups | 0.28536 | 0 | 0 | 1569.3322 | 0.00018184 | 54 | Commercial_2034_SC B_MW_After Competition Groups_54 | Ductless Mini-Split Heat Pumps | 0.01818% | 0 | 0.28536 | Commercial_2034_SC B_MW_After Competition Groups_Ductless Mini-Split Heat Pumps
Commercial | Com ¦ Solar Water Preheat (Pools/DHW) | 2034 | SC B | MW | After Competition Groups | 0.24931 | 0 | 0 | 1569.3322 | 0.00015886 | 55 | Commercial_2034_SC B_MW_After Competition Groups_55 | Solar Water Preheat (Pools/DHW) | 0.01589% | 0 | 0.24931 | Commercial_2034_SC B_MW_After Competition Groups_Solar Water Preheat (Pools/DHW)
Commercial | Com ¦ Auto Off Time Switch or Time Clock control | 2034 | SC B | MW | After Competition Groups | 0.17403 | 0 | 0 | 1569.3322 | 0.00011089 | 56 | Commercial_2034_SC B_MW_After Competition Groups_56 | Auto Off Time Switch or Time Clock control | 0.01109% | 0 | 0.17403 | Commercial_2034_SC B_MW_After Competition Groups_Auto Off Time Switch or Time Clock control
Commercial | Com ¦ Notched V belts for HVAC Systems | 2034 | SC B | MW | After Competition Groups | 0.17391 | 0 | 0 | 1569.3322 | 0.00011082 | 57 | Commercial_2034_SC B_MW_After Competition Groups_57 | Notched V belts for HVAC Systems | 0.01108% | 0 | 0.17391 | Commercial_2034_SC B_MW_After Competition Groups_Notched V belts for HVAC Systems
Commercial | Com ¦ CEE Tier 2/Energy Star Clothes Washers | 2034 | SC B | MW | After Competition Groups | 0.15296 | 0 | 0 | 1569.3322 | 9.7468e-05 | 58 | Commercial_2034_SC B_MW_After Competition Groups_58 | CEE Tier 2/Energy Star Clothes Washers | 0.009747% | 0 | 0.15296 | Commercial_2034_SC B_MW_After Competition Groups_CEE Tier 2/Energy Star Clothes Washers
Commercial | Com ¦ Demand controlled Circulating Systems | 2034 | SC B | MW | After Competition Groups | 0.14017 | 0 | 0 | 1569.3322 | 8.9319e-05 | 59 | Commercial_2034_SC B_MW_After Competition Groups_59 | Demand controlled Circulating Systems | 0.008932% | 0 | 0.14017 | Commercial_2034_SC B_MW_After Competition Groups_Demand controlled Circulating Systems
Commercial | Com ¦ HVAC Optimization | 2034 | SC B | MW | After Competition Groups | 0.10384 | 0 | 0 | 1569.3322 | 6.6166e-05 | 60 | Commercial_2034_SC B_MW_After Competition Groups_60 | HVAC Optimization | 0.006617% | 0 | 0.10384 | Commercial_2034_SC B_MW_After Competition Groups_HVAC Optimization
Commercial | Com ¦ Efficient compressor motor | 2034 | SC B | MW | After Competition Groups | 0.099069 | 0 | 0 | 1569.3322 | 6.3128e-05 | 61 | Commercial_2034_SC B_MW_After Competition Groups_61 | Efficient compressor motor | 0.006313% | 0 | 0.099069 | Commercial_2034_SC B_MW_After Competition Groups_Efficient compressor motor
Commercial | Com ¦ High Efficiency Small Instantaneous Water Heater | 2034 | SC B | MW | After Competition Groups | 0.090543 | 0 | 0 | 1569.3322 | 5.7695e-05 | 62 | Commercial_2034_SC B_MW_After Competition Groups_62 | High Efficiency Small Instantaneous Water Heater | 0.00577% | 0 | 0.090543 | Commercial_2034_SC B_MW_After Competition Groups_High Efficiency Small Instantaneous Water Heater
Commercial | Com ¦ Low Flow Pre-Rinse Spray Nozzle | 2034 | SC B | MW | After Competition Groups | 0.083182 | 0 | 0 | 1569.3322 | 5.3005e-05 | 63 | Commercial_2034_SC B_MW_After Competition Groups_63 | Low Flow Pre-Rinse Spray Nozzle | 0.0053% | 0 | 0.083182 | Commercial_2034_SC B_MW_After Competition Groups_Low Flow Pre-Rinse Spray Nozzle
Commercial | Com ¦ Commercial Hot Food Holding Cabinets | 2034 | SC B | MW | After Competition Groups | 0.080611 | 0 | 0 | 1569.3322 | 5.1366e-05 | 64 | Commercial_2034_SC B_MW_After Competition Groups_64 | Commercial Hot Food Holding Cabinets | 0.005137% | 0 | 0.080611 | Commercial_2034_SC B_MW_After Competition Groups_Commercial Hot Food Holding Cabinets
Commercial | Com ¦ LED RECESSED DOWNLIGHTS | 2034 | SC B | MW | After Competition Groups | 0.063804 | 0 | 0 | 1569.3322 | 4.0657e-05 | 65 | Commercial_2034_SC B_MW_After Competition Groups_65 | LED RECESSED DOWNLIGHTS | 0.004066% | 0 | 0.063804 | Commercial_2034_SC B_MW_After Competition Groups_LED RECESSED DOWNLIGHTS
Commercial | Com ¦ Room AC (w/ louvered sides) 14 SEER from 12 SEER code | 2034 | SC B | MW | After Competition Groups | 0.060722 | 0 | 0 | 1569.3322 | 3.8693e-05 | 66 | Commercial_2034_SC B_MW_After Competition Groups_66 | Room AC (w/ louvered sides) 14 SEER from 12 SEER code | 0.003869% | 0 | 0.060722 | Commercial_2034_SC B_MW_After Competition Groups_Room AC (w/ louvered sides) 14 SEER from 12 SEER code
Commercial | Com ¦ Wall Insulation | 2034 | SC B | MW | After Competition Groups | 0.053044 | 0 | 0 | 1569.3322 | 3.38e-05 | 67 | Commercial_2034_SC B_MW_After Competition Groups_67 | Wall Insulation | 0.00338% | 0 | 0.053044 | Commercial_2034_SC B_MW_After Competition Groups_Wall Insulation
Commercial | Com ¦ Condensing Unit Heaters or other Efficient Unit Heating System | 2034 | SC B | MW | After Competition Groups | 0.048225 | 0 | 0 | 1569.3322 | 3.0729e-05 | 68 | Commercial_2034_SC B_MW_After Competition Groups_68 | Condensing Unit Heaters or other Efficient Unit Heating System | 0.003073% | 0 | 0.048225 | Commercial_2034_SC B_MW_After Competition Groups_Condensing Unit Heaters or other Efficient Unit Heating System
Commercial | Com ¦ Energy Recovery Ventilation and Ventilation (Enhanced) | 2034 | SC B | MW | After Competition Groups | 0.041903 | 0 | 0 | 1569.3322 | 2.6701e-05 | 69 | Commercial_2034_SC B_MW_After Competition Groups_69 | Energy Recovery Ventilation and Ventilation (Enhanced) | 0.00267% | 0 | 0.041903 | Commercial_2034_SC B_MW_After Competition Groups_Energy Recovery Ventilation and Ventilation (Enhanced)
Commercial | Com ¦ High Efficiency Chiller (avg of water and air cooled) | 2034 | SC B | MW | After Competition Groups | 0.034843 | 0 | 0 | 1569.3322 | 2.2202e-05 | 70 | Commercial_2034_SC B_MW_After Competition Groups_70 | High Efficiency Chiller (avg of water and air cooled) | 0.00222% | 0 | 0.034843 | Commercial_2034_SC B_MW_After Competition Groups_High Efficiency Chiller (avg of water and air cooled)
Commercial | Com ¦ VSD Air Compressor | 2034 | SC B | MW | After Competition Groups | 0.026072 | 0 | 0 | 1569.3322 | 1.6613e-05 | 71 | Commercial_2034_SC B_MW_After Competition Groups_71 | VSD Air Compressor | 0.001661% | 0 | 0.026072 | Commercial_2034_SC B_MW_After Competition Groups_VSD Air Compressor
Commercial | Com ¦ Air Curtains | 2034 | SC B | MW | After Competition Groups | 0.0068542 | 0 | 0 | 1569.3322 | 4.3676e-06 | 72 | Commercial_2034_SC B_MW_After Competition Groups_72 | Air Curtains | 0.0004368% | 0 | 0.0068542 | Commercial_2034_SC B_MW_After Competition Groups_Air Curtains
Commercial | Com ¦ EC Plug Fan for Data Center (under cabinet) | 2034 | SC B | MW | After Competition Groups | 0.0058992 | 0 | 0 | 1569.3322 | 3.759e-06 | 73 | Commercial_2034_SC B_MW_After Competition Groups_73 | EC Plug Fan for Data Center (under cabinet) | 0.0003759% | 0 | 0.0058992 | Commercial_2034_SC B_MW_After Competition Groups_EC Plug Fan for Data Center (under cabinet)
Commercial | Com ¦ Electric Convection Combination Ovens | 2034 | SC B | MW | After Competition Groups | 0.00036626 | 0 | 0 | 1569.3322 | 2.3339e-07 | 74 | Commercial_2034_SC B_MW_After Competition Groups_74 | Electric Convection Combination Ovens | 2.334e-05% | 0 | 0.00036626 | Commercial_2034_SC B_MW_After Competition Groups_Electric Convection Combination Ovens
Commercial | Com ¦ LLLC - Low Impact Application | 2034 | SC B | MW | After Competition Groups | 4.1299e-19 | 0 | 0 | 1569.3322 | 2.6316e-22 | 75 | Commercial_2034_SC B_MW_After Competition Groups_75 | LLLC - Low Impact Application | 2.632e-20% | 0 | 4.1299e-19 | Commercial_2034_SC B_MW_After Competition Groups_LLLC - Low Impact Application
Commercial | Com ¦ LLLC - High Impact Application | 2034 | SC B | MW | After Competition Groups | 1.4456e-19 | 0 | 0 | 1569.3322 | 9.2117e-23 | 76 | Commercial_2034_SC B_MW_After Competition Groups_76 | LLLC - High Impact Application | 9.212e-21% | 0 | 1.4456e-19 | Commercial_2034_SC B_MW_After Competition Groups_LLLC - High Impact Application
Commercial | Com ¦ Networked/Connected - High Impact Application | 2034 | SC B | MW | After Competition Groups | 1.5859e-21 | 0 | 0 | 1569.3322 | 1.0106e-24 | 77 | Commercial_2034_SC B_MW_After Competition Groups_77 | Networked/Connected - High Impact Application | 1.011e-22% | 0 | 1.5859e-21 | Commercial_2034_SC B_MW_After Competition Groups_Networked/Connected - High Impact Application
Commercial | Com ¦ Networked/Connected - Low Impact Application | 2034 | SC B | MW | After Competition Groups | 9.1201e-22 | 0 | 0 | 1569.3322 | 5.8114e-25 | 78 | Commercial_2034_SC B_MW_After Competition Groups_78 | Networked/Connected - Low Impact Application | 5.811e-23% | 0 | 9.1201e-22 | Commercial_2034_SC B_MW_After Competition Groups_Networked/Connected - Low Impact Application
Commercial | Com ¦ Indoor Daylight Sensors/Photocell Dimming Control | 2034 | SC B | MW | After Competition Groups | 0 | 0 | 0 | 1569.3322 | 0 | 79 | Commercial_2034_SC B_MW_After Competition Groups_79 | Indoor Daylight Sensors/Photocell Dimming Control | 0% | 0 | 0 | Commercial_2034_SC B_MW_After Competition Groups_Indoor Daylight Sensors/Photocell Dimming Control
Commercial | Com ¦ Variable Refrigerant Flow Heat Pump | 2034 | SC B | MW | After Competition Groups | 0 | 0 | 0 | 1569.3322 | 0 | 80 | Commercial_2034_SC B_MW_After Competition Groups_80 | Variable Refrigerant Flow Heat Pump | 0% | 0 | 0 | Commercial_2034_SC B_MW_After Competition Groups_Variable Refrigerant Flow Heat Pump
Commercial | Com ¦ LED Low/High Bay | 2034 | SC C | MW | After Competition Groups | 164.6879 | 0 | 0 | 1178.2025 | 0.13978 | 1 | Commercial_2034_SC C_MW_After Competition Groups_1 | LED Low/High Bay | 13.98% | 0 | 164.6879 | Commercial_2034_SC C_MW_After Competition Groups_LED Low/High Bay
Commercial | Com ¦ LED Troffer/Surface/Suspended | 2034 | SC C | MW | After Competition Groups | 130.9297 | 0 | 0 | 1178.2025 | 0.11113 | 2 | Commercial_2034_SC C_MW_After Competition Groups_2 | LED Troffer/Surface/Suspended | 11.11% | 0 | 130.9297 | Commercial_2034_SC C_MW_After Competition Groups_LED Troffer/Surface/Suspended
Commercial | Com ¦ ENERGY STAR LED LAMPS (REFLECTOR LAMPs/MR16/PAR 16) | 2034 | SC C | MW | After Competition Groups | 124.6449 | 0 | 0 | 1178.2025 | 0.10579 | 3 | Commercial_2034_SC C_MW_After Competition Groups_3 | ENERGY STAR LED LAMPS (REFLECTOR LAMPs/MR16/PAR 16) | 10.58% | 0 | 124.6449 | Commercial_2034_SC C_MW_After Competition Groups_ENERGY STAR LED LAMPS (REFLECTOR LAMPs/MR16/PAR 16)
Commercial | Com ¦ LED Replacement Lamp (Tube) | 2034 | SC C | MW | After Competition Groups | 79.4358 | 0 | 0 | 1178.2025 | 0.067421 | 4 | Commercial_2034_SC C_MW_After Competition Groups_4 | LED Replacement Lamp (Tube) | 6.742% | 0 | 79.4358 | Commercial_2034_SC C_MW_After Competition Groups_LED Replacement Lamp (Tube)
Commercial | Com ¦ High Efficiency Air Source Heat Pump | 2034 | SC C | MW | After Competition Groups | 77.2926 | 0 | 0 | 1178.2025 | 0.065602 | 5 | Commercial_2034_SC C_MW_After Competition Groups_5 | High Efficiency Air Source Heat Pump | 6.56% | 0 | 77.2926 | Commercial_2034_SC C_MW_After Competition Groups_High Efficiency Air Source Heat Pump
Commercial | Com ¦ Building Recommissioning, Operations and Maintenance (O&M) Improvements | 2034 | SC C | MW | After Competition Groups | 75.2535 | 0 | 0 | 1178.2025 | 0.063871 | 6 | Commercial_2034_SC C_MW_After Competition Groups_6 | Building Recommissioning, Operations and Maintenance (O&M) Improvements | 6.387% | 0 | 75.2535 | Commercial_2034_SC C_MW_After Competition Groups_Building Recommissioning, Operations and Maintenance (O&M) Improvements
Commercial | Com ¦ Unitary Air-Conditioning Unit | 2034 | SC C | MW | After Competition Groups | 59.4919 | 0 | 0 | 1178.2025 | 0.050494 | 7 | Commercial_2034_SC C_MW_After Competition Groups_7 | Unitary Air-Conditioning Unit | 5.049% | 0 | 59.4919 | Commercial_2034_SC C_MW_After Competition Groups_Unitary Air-Conditioning Unit
Commercial | Com ¦ Advanced BAS/Controllers | 2034 | SC C | MW | After Competition Groups | 40.58 | 0 | 0 | 1178.2025 | 0.034442 | 8 | Commercial_2034_SC C_MW_After Competition Groups_8 | Advanced BAS/Controllers | 3.444% | 0 | 40.58 | Commercial_2034_SC C_MW_After Competition Groups_Advanced BAS/Controllers
Commercial | Com ¦ Education and Capacity Building/Energy Behavior | 2034 | SC C | MW | After Competition Groups | 36.2149 | 0 | 0 | 1178.2025 | 0.030737 | 9 | Commercial_2034_SC C_MW_After Competition Groups_9 | Education and Capacity Building/Energy Behavior | 3.074% | 0 | 36.2149 | Commercial_2034_SC C_MW_After Competition Groups_Education and Capacity Building/Energy Behavior
Commercial | Com ¦ Refrigerated Display Case Doors | 2034 | SC C | MW | After Competition Groups | 30.1343 | 0 | 0 | 1178.2025 | 0.025577 | 10 | Commercial_2034_SC C_MW_After Competition Groups_10 | Refrigerated Display Case Doors | 2.558% | 0 | 30.1343 | Commercial_2034_SC C_MW_After Competition Groups_Refrigerated Display Case Doors
Commercial | Com ¦ Adaptive Thermostats | 2034 | SC C | MW | After Competition Groups | 28.7125 | 0 | 0 | 1178.2025 | 0.02437 | 11 | Commercial_2034_SC C_MW_After Competition Groups_11 | Adaptive Thermostats | 2.437% | 0 | 28.7125 | Commercial_2034_SC C_MW_After Competition Groups_Adaptive Thermostats
Commercial | Com ¦ Reach-in Shaded Pole to ECM/PSC Evaporator Fan Motor | 2034 | SC C | MW | After Competition Groups | 27.2576 | 0 | 0 | 1178.2025 | 0.023135 | 12 | Commercial_2034_SC C_MW_After Competition Groups_12 | Reach-in Shaded Pole to ECM/PSC Evaporator Fan Motor | 2.313% | 0 | 27.2576 | Commercial_2034_SC C_MW_After Competition Groups_Reach-in Shaded Pole to ECM/PSC Evaporator Fan Motor
Commercial | Com ¦ Data Center Storage/Server Virtualization | 2034 | SC C | MW | After Competition Groups | 27.0496 | 0 | 0 | 1178.2025 | 0.022958 | 13 | Commercial_2034_SC C_MW_After Competition Groups_13 | Data Center Storage/Server Virtualization | 2.296% | 0 | 27.0496 | Commercial_2034_SC C_MW_After Competition Groups_Data Center Storage/Server Virtualization
Commercial | Com ¦ LED or Equivalent Sign Lighting | 2034 | SC C | MW | After Competition Groups | 26.4889 | 0 | 0 | 1178.2025 | 0.022482 | 14 | Commercial_2034_SC C_MW_After Competition Groups_14 | LED or Equivalent Sign Lighting | 2.248% | 0 | 26.4889 | Commercial_2034_SC C_MW_After Competition Groups_LED or Equivalent Sign Lighting
Commercial | Com ¦ Strip Curtains | 2034 | SC C | MW | After Competition Groups | 22.9374 | 0 | 0 | 1178.2025 | 0.019468 | 15 | Commercial_2034_SC C_MW_After Competition Groups_15 | Strip Curtains | 1.947% | 0 | 22.9374 | Commercial_2034_SC C_MW_After Competition Groups_Strip Curtains
Commercial | Com ¦ Furnace Tune-Up | 2034 | SC C | MW | After Competition Groups | 19.6748 | 0 | 0 | 1178.2025 | 0.016699 | 16 | Commercial_2034_SC C_MW_After Competition Groups_16 | Furnace Tune-Up | 1.67% | 0 | 19.6748 | Commercial_2034_SC C_MW_After Competition Groups_Furnace Tune-Up
Commercial | Com ¦ Chilled Water Optimization | 2034 | SC C | MW | After Competition Groups | 19.4871 | 0 | 0 | 1178.2025 | 0.01654 | 17 | Commercial_2034_SC C_MW_After Competition Groups_17 | Chilled Water Optimization | 1.654% | 0 | 19.4871 | Commercial_2034_SC C_MW_After Competition Groups_Chilled Water Optimization
Commercial | Com ¦ Demand Control Ventilation | 2034 | SC C | MW | After Competition Groups | 18.3297 | 0 | 0 | 1178.2025 | 0.015557 | 18 | Commercial_2034_SC C_MW_After Competition Groups_18 | Demand Control Ventilation | 1.556% | 0 | 18.3297 | Commercial_2034_SC C_MW_After Competition Groups_Demand Control Ventilation
Commercial | Com ¦ Centrally controlled desktop PC/NETWORK PC POWER MANAGEMENT SOFTWARE | 2034 | SC C | MW | After Competition Groups | 16.3766 | 0 | 0 | 1178.2025 | 0.0139 | 19 | Commercial_2034_SC C_MW_After Competition Groups_19 | Centrally controlled desktop PC/NETWORK PC POWER MANAGEMENT SOFTWARE | 1.39% | 0 | 16.3766 | Commercial_2034_SC C_MW_After Competition Groups_Centrally controlled desktop PC/NETWORK PC POWER MANAGEMENT SOFTWARE
Commercial | Com ¦ ENERGY STAR LED LAMPS (General Service Lamps) | 2034 | SC C | MW | After Competition Groups | 15.2186 | 0 | 0 | 1178.2025 | 0.012917 | 20 | Commercial_2034_SC C_MW_After Competition Groups_20 | ENERGY STAR LED LAMPS (General Service Lamps) | 1.292% | 0 | 15.2186 | Commercial_2034_SC C_MW_After Competition Groups_ENERGY STAR LED LAMPS (General Service Lamps)
Commercial | Com ¦ Variable Frequency Drive (VFD) | 2034 | SC C | MW | After Competition Groups | 13.8366 | 0 | 0 | 1178.2025 | 0.011744 | 21 | Commercial_2034_SC C_MW_After Competition Groups_21 | Variable Frequency Drive (VFD) | 1.174% | 0 | 13.8366 | Commercial_2034_SC C_MW_After Competition Groups_Variable Frequency Drive (VFD)
Commercial | Com ¦ VFD on Pumps | 2034 | SC C | MW | After Competition Groups | 12.9252 | 0 | 0 | 1178.2025 | 0.01097 | 22 | Commercial_2034_SC C_MW_After Competition Groups_22 | VFD on Pumps | 1.097% | 0 | 12.9252 | Commercial_2034_SC C_MW_After Competition Groups_VFD on Pumps
Commercial | Com ¦ Refrigerated Display Case LED | 2034 | SC C | MW | After Competition Groups | 11.7004 | 0 | 0 | 1178.2025 | 0.0099307 | 23 | Commercial_2034_SC C_MW_After Competition Groups_23 | Refrigerated Display Case LED | 0.9931% | 0 | 11.7004 | Commercial_2034_SC C_MW_After Competition Groups_Refrigerated Display Case LED
Commercial | Com ¦ Air Handler with Dedicated Outdoor Air Systems | 2034 | SC C | MW | After Competition Groups | 7.7775 | 0 | 0 | 1178.2025 | 0.0066011 | 24 | Commercial_2034_SC C_MW_After Competition Groups_24 | Air Handler with Dedicated Outdoor Air Systems | 0.6601% | 0 | 7.7775 | Commercial_2034_SC C_MW_After Competition Groups_Air Handler with Dedicated Outdoor Air Systems
Commercial | Com ¦ Door Gasket Freezer/Refrigerator | 2034 | SC C | MW | After Competition Groups | 7.2861 | 0 | 0 | 1178.2025 | 0.006184 | 25 | Commercial_2034_SC C_MW_After Competition Groups_25 | Door Gasket Freezer/Refrigerator | 0.6184% | 0 | 7.2861 | Commercial_2034_SC C_MW_After Competition Groups_Door Gasket Freezer/Refrigerator
Commercial | Com ¦ ECM MOTORS FOR EVAPORATOR FANS for refrigeration (WALK-IN) | 2034 | SC C | MW | After Competition Groups | 7.1002 | 0 | 0 | 1178.2025 | 0.0060263 | 26 | Commercial_2034_SC C_MW_After Competition Groups_26 | ECM MOTORS FOR EVAPORATOR FANS for refrigeration (WALK-IN) | 0.6026% | 0 | 7.1002 | Commercial_2034_SC C_MW_After Competition Groups_ECM MOTORS FOR EVAPORATOR FANS for refrigeration (WALK-IN)
Commercial | Com ¦ LED EXTERIOR AREA LIGHTS - LED fixture (200W) | 2034 | SC C | MW | After Competition Groups | 6.6671 | 0 | 0 | 1178.2025 | 0.0056587 | 27 | Commercial_2034_SC C_MW_After Competition Groups_27 | LED EXTERIOR AREA LIGHTS - LED fixture (200W) | 0.5659% | 0 | 6.6671 | Commercial_2034_SC C_MW_After Competition Groups_LED EXTERIOR AREA LIGHTS - LED fixture (200W)
Commercial | Com ¦ Demand Control Kitchen Ventilation | 2034 | SC C | MW | After Competition Groups | 6.5181 | 0 | 0 | 1178.2025 | 0.0055322 | 28 | Commercial_2034_SC C_MW_After Competition Groups_28 | Demand Control Kitchen Ventilation | 0.5532% | 0 | 6.5181 | Commercial_2034_SC C_MW_After Competition Groups_Demand Control Kitchen Ventilation
Commercial | Com ¦ LED parking lot fixture | 2034 | SC C | MW | After Competition Groups | 6.3915 | 0 | 0 | 1178.2025 | 0.0054248 | 29 | Commercial_2034_SC C_MW_After Competition Groups_29 | LED parking lot fixture | 0.5425% | 0 | 6.3915 | Commercial_2034_SC C_MW_After Competition Groups_LED parking lot fixture
Commercial | Com ¦ Freezer Case Light Sensor | 2034 | SC C | MW | After Competition Groups | 6.1265 | 0 | 0 | 1178.2025 | 0.0051999 | 30 | Commercial_2034_SC C_MW_After Competition Groups_30 | Freezer Case Light Sensor | 0.52% | 0 | 6.1265 | Commercial_2034_SC C_MW_After Competition Groups_Freezer Case Light Sensor
Commercial | Com ¦ Evaporator Fan Controls | 2034 | SC C | MW | After Competition Groups | 5.9688 | 0 | 0 | 1178.2025 | 0.005066 | 31 | Commercial_2034_SC C_MW_After Competition Groups_31 | Evaporator Fan Controls | 0.5066% | 0 | 5.9688 | Commercial_2034_SC C_MW_After Competition Groups_Evaporator Fan Controls
Commercial | Com ¦ ENERGY STAR Griddle (74% eff) | 2034 | SC C | MW | After Competition Groups | 5.0655 | 0 | 0 | 1178.2025 | 0.0042994 | 32 | Commercial_2034_SC C_MW_After Competition Groups_32 | ENERGY STAR Griddle (74% eff) | 0.4299% | 0 | 5.0655 | Commercial_2034_SC C_MW_After Competition Groups_ENERGY STAR Griddle (74% eff)
Commercial | Com ¦ Water Source Heat Pump (4 ton) | 2034 | SC C | MW | After Competition Groups | 4.8537 | 0 | 0 | 1178.2025 | 0.0041195 | 33 | Commercial_2034_SC C_MW_After Competition Groups_33 | Water Source Heat Pump (4 ton) | 0.412% | 0 | 4.8537 | Commercial_2034_SC C_MW_After Competition Groups_Water Source Heat Pump (4 ton)
Commercial | Com ¦ Occupancy Sensors | 2034 | SC C | MW | After Competition Groups | 4.4325 | 0 | 0 | 1178.2025 | 0.0037621 | 34 | Commercial_2034_SC C_MW_After Competition Groups_34 | Occupancy Sensors | 0.3762% | 0 | 4.4325 | Commercial_2034_SC C_MW_After Competition Groups_Occupancy Sensors
Commercial | Com ¦ LED street light fixture | 2034 | SC C | MW | After Competition Groups | 4.0388 | 0 | 0 | 1178.2025 | 0.003428 | 35 | Commercial_2034_SC C_MW_After Competition Groups_35 | LED street light fixture | 0.3428% | 0 | 4.0388 | Commercial_2034_SC C_MW_After Competition Groups_LED street light fixture
Commercial | Com ¦ Duct Insulation, R8 | 2034 | SC C | MW | After Competition Groups | 3.6463 | 0 | 0 | 1178.2025 | 0.0030948 | 36 | Commercial_2034_SC C_MW_After Competition Groups_36 | Duct Insulation, R8 | 0.3095% | 0 | 3.6463 | Commercial_2034_SC C_MW_After Competition Groups_Duct Insulation, R8
Commercial | Com ¦ BEVERAGE VENDING MACHINE CONTROLS | 2034 | SC C | MW | After Competition Groups | 2.6398 | 0 | 0 | 1178.2025 | 0.0022405 | 37 | Commercial_2034_SC C_MW_After Competition Groups_37 | BEVERAGE VENDING MACHINE CONTROLS | 0.2241% | 0 | 2.6398 | Commercial_2034_SC C_MW_After Competition Groups_BEVERAGE VENDING MACHINE CONTROLS
Commercial | Com ¦ Elec Storage WH 2.30 Et | 2034 | SC C | MW | After Competition Groups | 2.4128 | 0 | 0 | 1178.2025 | 0.0020478 | 38 | Commercial_2034_SC C_MW_After Competition Groups_38 | Elec Storage WH 2.30 Et | 0.2048% | 0 | 2.4128 | Commercial_2034_SC C_MW_After Competition Groups_Elec Storage WH 2.30 Et
Commercial | Com ¦ Temperature Adjustment in Commercial Freezers | 2034 | SC C | MW | After Competition Groups | 2.1841 | 0 | 0 | 1178.2025 | 0.0018538 | 39 | Commercial_2034_SC C_MW_After Competition Groups_39 | Temperature Adjustment in Commercial Freezers | 0.1854% | 0 | 2.1841 | Commercial_2034_SC C_MW_After Competition Groups_Temperature Adjustment in Commercial Freezers
Commercial | Com ¦ CO Sensors for parking garage exhaust fans | 2034 | SC C | MW | After Competition Groups | 1.9899 | 0 | 0 | 1178.2025 | 0.001689 | 40 | Commercial_2034_SC C_MW_After Competition Groups_40 | CO Sensors for parking garage exhaust fans | 0.1689% | 0 | 1.9899 | Commercial_2034_SC C_MW_After Competition Groups_CO Sensors for parking garage exhaust fans
Commercial | Com ¦ Vertical Night Covers | 2034 | SC C | MW | After Competition Groups | 1.8046 | 0 | 0 | 1178.2025 | 0.0015316 | 41 | Commercial_2034_SC C_MW_After Competition Groups_41 | Vertical Night Covers | 0.1532% | 0 | 1.8046 | Commercial_2034_SC C_MW_After Competition Groups_Vertical Night Covers
Commercial | Com ¦ Energy Efficient Laboratory Fume Hood | 2034 | SC C | MW | After Competition Groups | 1.7565 | 0 | 0 | 1178.2025 | 0.0014908 | 42 | Commercial_2034_SC C_MW_After Competition Groups_42 | Energy Efficient Laboratory Fume Hood | 0.1491% | 0 | 1.7565 | Commercial_2034_SC C_MW_After Competition Groups_Energy Efficient Laboratory Fume Hood
Commercial | Com ¦ ENERGY STAR Fryer (84% eff) | 2034 | SC C | MW | After Competition Groups | 1.5042 | 0 | 0 | 1178.2025 | 0.0012767 | 43 | Commercial_2034_SC C_MW_After Competition Groups_43 | ENERGY STAR Fryer (84% eff) | 0.1277% | 0 | 1.5042 | Commercial_2034_SC C_MW_After Competition Groups_ENERGY STAR Fryer (84% eff)
Commercial | Com ¦ Outside Air Economizer | 2034 | SC C | MW | After Competition Groups | 1.4259 | 0 | 0 | 1178.2025 | 0.0012102 | 44 | Commercial_2034_SC C_MW_After Competition Groups_44 | Outside Air Economizer | 0.121% | 0 | 1.4259 | Commercial_2034_SC C_MW_After Competition Groups_Outside Air Economizer
Commercial | Com ¦ Water Heating (DHW) Pipe Insulation (Add 3/4\ Foam)" | 2034 | SC C | MW | After Competition Groups | 1.3844 | 0 | 0 | 1178.2025 | 0.001175 | 45 | Commercial_2034_SC C_MW_After Competition Groups_45 | Water Heating (DHW) Pipe Insulation (Add 3/4\ Foam)" | 0.1175% | 0 | 1.3844 | Commercial_2034_SC C_MW_After Competition Groups_Water Heating (DHW) Pipe Insulation (Add 3/4\ Foam)"
Commercial | Com ¦ ENERGY STAR Steam Cookers | 2034 | SC C | MW | After Competition Groups | 0.96523 | 0 | 0 | 1178.2025 | 0.00081924 | 46 | Commercial_2034_SC C_MW_After Competition Groups_46 | ENERGY STAR Steam Cookers | 0.08192% | 0 | 0.96523 | Commercial_2034_SC C_MW_After Competition Groups_ENERGY STAR Steam Cookers
Commercial | Com ¦ Suction Pipe Insulation Freezer/Refrigerator | 2034 | SC C | MW | After Competition Groups | 0.93922 | 0 | 0 | 1178.2025 | 0.00079716 | 47 | Commercial_2034_SC C_MW_After Competition Groups_47 | Suction Pipe Insulation Freezer/Refrigerator | 0.07972% | 0 | 0.93922 | Commercial_2034_SC C_MW_After Competition Groups_Suction Pipe Insulation Freezer/Refrigerator
Commercial | Com ¦ ENERGY STAR Dishwasher | 2034 | SC C | MW | After Competition Groups | 0.75391 | 0 | 0 | 1178.2025 | 0.00063988 | 48 | Commercial_2034_SC C_MW_After Competition Groups_48 | ENERGY STAR Dishwasher | 0.06399% | 0 | 0.75391 | Commercial_2034_SC C_MW_After Competition Groups_ENERGY STAR Dishwasher
Commercial | Com ¦ Condensing Make Up Air Unit | 2034 | SC C | MW | After Competition Groups | 0.75128 | 0 | 0 | 1178.2025 | 0.00063765 | 49 | Commercial_2034_SC C_MW_After Competition Groups_49 | Condensing Make Up Air Unit | 0.06377% | 0 | 0.75128 | Commercial_2034_SC C_MW_After Competition Groups_Condensing Make Up Air Unit
Commercial | Com ¦ Thermostat Setback | 2034 | SC C | MW | After Competition Groups | 0.70388 | 0 | 0 | 1178.2025 | 0.00059741 | 50 | Commercial_2034_SC C_MW_After Competition Groups_50 | Thermostat Setback | 0.05974% | 0 | 0.70388 | Commercial_2034_SC C_MW_After Competition Groups_Thermostat Setback
Commercial | Com ¦ Ozone Laundry Treatment | 2034 | SC C | MW | After Competition Groups | 0.48446 | 0 | 0 | 1178.2025 | 0.00041119 | 51 | Commercial_2034_SC C_MW_After Competition Groups_51 | Ozone Laundry Treatment | 0.04112% | 0 | 0.48446 | Commercial_2034_SC C_MW_After Competition Groups_Ozone Laundry Treatment
Commercial | COM ¦ Ductless Mini-Split Heat Pumps | 2034 | SC C | MW | After Competition Groups | 0.22412 | 0 | 0 | 1178.2025 | 0.00019023 | 52 | Commercial_2034_SC C_MW_After Competition Groups_52 | Ductless Mini-Split Heat Pumps | 0.01902% | 0 | 0.22412 | Commercial_2034_SC C_MW_After Competition Groups_Ductless Mini-Split Heat Pumps
Commercial | Com ¦ ECM MOTORS FOR HVAC APPLICATION (FAN-POWERED VAV BOX) | 2034 | SC C | MW | After Competition Groups | 0.21583 | 0 | 0 | 1178.2025 | 0.00018318 | 53 | Commercial_2034_SC C_MW_After Competition Groups_53 | ECM MOTORS FOR HVAC APPLICATION (FAN-POWERED VAV BOX) | 0.01832% | 0 | 0.21583 | Commercial_2034_SC C_MW_After Competition Groups_ECM MOTORS FOR HVAC APPLICATION (FAN-POWERED VAV BOX)
Commercial | Com ¦ PTAC (12 EER/10,000 BTU) | 2034 | SC C | MW | After Competition Groups | 0.20167 | 0 | 0 | 1178.2025 | 0.00017117 | 54 | Commercial_2034_SC C_MW_After Competition Groups_54 | PTAC (12 EER/10,000 BTU) | 0.01712% | 0 | 0.20167 | Commercial_2034_SC C_MW_After Competition Groups_PTAC (12 EER/10,000 BTU)
Commercial | Com ¦ CEE Tier 2/Energy Star Clothes Washers | 2034 | SC C | MW | After Competition Groups | 0.13816 | 0 | 0 | 1178.2025 | 0.00011726 | 55 | Commercial_2034_SC C_MW_After Competition Groups_55 | CEE Tier 2/Energy Star Clothes Washers | 0.01173% | 0 | 0.13816 | Commercial_2034_SC C_MW_After Competition Groups_CEE Tier 2/Energy Star Clothes Washers
Commercial | Com ¦ Solar Water Preheat (Pools/DHW) | 2034 | SC C | MW | After Competition Groups | 0.13485 | 0 | 0 | 1178.2025 | 0.00011446 | 56 | Commercial_2034_SC C_MW_After Competition Groups_56 | Solar Water Preheat (Pools/DHW) | 0.01145% | 0 | 0.13485 | Commercial_2034_SC C_MW_After Competition Groups_Solar Water Preheat (Pools/DHW)
Commercial | Com ¦ Notched V belts for HVAC Systems | 2034 | SC C | MW | After Competition Groups | 0.11984 | 0 | 0 | 1178.2025 | 0.00010171 | 57 | Commercial_2034_SC C_MW_After Competition Groups_57 | Notched V belts for HVAC Systems | 0.01017% | 0 | 0.11984 | Commercial_2034_SC C_MW_After Competition Groups_Notched V belts for HVAC Systems
Commercial | Com ¦ Auto Off Time Switch or Time Clock control | 2034 | SC C | MW | After Competition Groups | 0.11144 | 0 | 0 | 1178.2025 | 9.4585e-05 | 58 | Commercial_2034_SC C_MW_After Competition Groups_58 | Auto Off Time Switch or Time Clock control | 0.009458% | 0 | 0.11144 | Commercial_2034_SC C_MW_After Competition Groups_Auto Off Time Switch or Time Clock control
Commercial | Com ¦ HVAC Optimization | 2034 | SC C | MW | After Competition Groups | 0.10384 | 0 | 0 | 1178.2025 | 8.8131e-05 | 59 | Commercial_2034_SC C_MW_After Competition Groups_59 | HVAC Optimization | 0.008813% | 0 | 0.10384 | Commercial_2034_SC C_MW_After Competition Groups_HVAC Optimization
Commercial | Com ¦ Demand controlled Circulating Systems | 2034 | SC C | MW | After Competition Groups | 0.093375 | 0 | 0 | 1178.2025 | 7.9252e-05 | 60 | Commercial_2034_SC C_MW_After Competition Groups_60 | Demand controlled Circulating Systems | 0.007925% | 0 | 0.093375 | Commercial_2034_SC C_MW_After Competition Groups_Demand controlled Circulating Systems
Commercial | Com ¦ LLLC - High Impact Application | 2034 | SC C | MW | After Competition Groups | 0.086433 | 0 | 0 | 1178.2025 | 7.336e-05 | 61 | Commercial_2034_SC C_MW_After Competition Groups_61 | LLLC - High Impact Application | 0.007336% | 0 | 0.086433 | Commercial_2034_SC C_MW_After Competition Groups_LLLC - High Impact Application
Commercial | Com ¦ Low Flow Pre-Rinse Spray Nozzle | 2034 | SC C | MW | After Competition Groups | 0.070749 | 0 | 0 | 1178.2025 | 6.0048e-05 | 62 | Commercial_2034_SC C_MW_After Competition Groups_62 | Low Flow Pre-Rinse Spray Nozzle | 0.006005% | 0 | 0.070749 | Commercial_2034_SC C_MW_After Competition Groups_Low Flow Pre-Rinse Spray Nozzle
Commercial | Com ¦ LED RECESSED DOWNLIGHTS | 2034 | SC C | MW | After Competition Groups | 0.063804 | 0 | 0 | 1178.2025 | 5.4153e-05 | 63 | Commercial_2034_SC C_MW_After Competition Groups_63 | LED RECESSED DOWNLIGHTS | 0.005415% | 0 | 0.063804 | Commercial_2034_SC C_MW_After Competition Groups_LED RECESSED DOWNLIGHTS
Commercial | Com ¦ Commercial Hot Food Holding Cabinets | 2034 | SC C | MW | After Competition Groups | 0.062134 | 0 | 0 | 1178.2025 | 5.2736e-05 | 64 | Commercial_2034_SC C_MW_After Competition Groups_64 | Commercial Hot Food Holding Cabinets | 0.005274% | 0 | 0.062134 | Commercial_2034_SC C_MW_After Competition Groups_Commercial Hot Food Holding Cabinets
Commercial | Com ¦ LLLC - Low Impact Application | 2034 | SC C | MW | After Competition Groups | 0.057346 | 0 | 0 | 1178.2025 | 4.8673e-05 | 65 | Commercial_2034_SC C_MW_After Competition Groups_65 | LLLC - Low Impact Application | 0.004867% | 0 | 0.057346 | Commercial_2034_SC C_MW_After Competition Groups_LLLC - Low Impact Application
Commercial | Com ¦ High Efficiency Small Instantaneous Water Heater | 2034 | SC C | MW | After Competition Groups | 0.043786 | 0 | 0 | 1178.2025 | 3.7163e-05 | 66 | Commercial_2034_SC C_MW_After Competition Groups_66 | High Efficiency Small Instantaneous Water Heater | 0.003716% | 0 | 0.043786 | Commercial_2034_SC C_MW_After Competition Groups_High Efficiency Small Instantaneous Water Heater
Commercial | Com ¦ Efficient compressor motor | 2034 | SC C | MW | After Competition Groups | 0.03795 | 0 | 0 | 1178.2025 | 3.221e-05 | 67 | Commercial_2034_SC C_MW_After Competition Groups_67 | Efficient compressor motor | 0.003221% | 0 | 0.03795 | Commercial_2034_SC C_MW_After Competition Groups_Efficient compressor motor
Commercial | Com ¦ High Efficiency Chiller (avg of water and air cooled) | 2034 | SC C | MW | After Competition Groups | 0.034846 | 0 | 0 | 1178.2025 | 2.9575e-05 | 68 | Commercial_2034_SC C_MW_After Competition Groups_68 | High Efficiency Chiller (avg of water and air cooled) | 0.002958% | 0 | 0.034846 | Commercial_2034_SC C_MW_After Competition Groups_High Efficiency Chiller (avg of water and air cooled)
Commercial | Com ¦ Room AC (w/ louvered sides) 14 SEER from 12 SEER code | 2034 | SC C | MW | After Competition Groups | 0.034039 | 0 | 0 | 1178.2025 | 2.8891e-05 | 69 | Commercial_2034_SC C_MW_After Competition Groups_69 | Room AC (w/ louvered sides) 14 SEER from 12 SEER code | 0.002889% | 0 | 0.034039 | Commercial_2034_SC C_MW_After Competition Groups_Room AC (w/ louvered sides) 14 SEER from 12 SEER code
Commercial | Com ¦ Wall Insulation | 2034 | SC C | MW | After Competition Groups | 0.033934 | 0 | 0 | 1178.2025 | 2.8802e-05 | 70 | Commercial_2034_SC C_MW_After Competition Groups_70 | Wall Insulation | 0.00288% | 0 | 0.033934 | Commercial_2034_SC C_MW_After Competition Groups_Wall Insulation
Commercial | Com ¦ Condensing Unit Heaters or other Efficient Unit Heating System | 2034 | SC C | MW | After Competition Groups | 0.031121 | 0 | 0 | 1178.2025 | 2.6414e-05 | 71 | Commercial_2034_SC C_MW_After Competition Groups_71 | Condensing Unit Heaters or other Efficient Unit Heating System | 0.002641% | 0 | 0.031121 | Commercial_2034_SC C_MW_After Competition Groups_Condensing Unit Heaters or other Efficient Unit Heating System
Commercial | Com ¦ Air Curtains | 2034 | SC C | MW | After Competition Groups | 0.025508 | 0 | 0 | 1178.2025 | 2.165e-05 | 72 | Commercial_2034_SC C_MW_After Competition Groups_72 | Air Curtains | 0.002165% | 0 | 0.025508 | Commercial_2034_SC C_MW_After Competition Groups_Air Curtains
Commercial | Com ¦ VSD Air Compressor | 2034 | SC C | MW | After Competition Groups | 0.022948 | 0 | 0 | 1178.2025 | 1.9477e-05 | 73 | Commercial_2034_SC C_MW_After Competition Groups_73 | VSD Air Compressor | 0.001948% | 0 | 0.022948 | Commercial_2034_SC C_MW_After Competition Groups_VSD Air Compressor
Commercial | Com ¦ Energy Recovery Ventilation and Ventilation (Enhanced) | 2034 | SC C | MW | After Competition Groups | 0.016645 | 0 | 0 | 1178.2025 | 1.4127e-05 | 74 | Commercial_2034_SC C_MW_After Competition Groups_74 | Energy Recovery Ventilation and Ventilation (Enhanced) | 0.001413% | 0 | 0.016645 | Commercial_2034_SC C_MW_After Competition Groups_Energy Recovery Ventilation and Ventilation (Enhanced)
Commercial | Com ¦ EC Plug Fan for Data Center (under cabinet) | 2034 | SC C | MW | After Competition Groups | 0.0042038 | 0 | 0 | 1178.2025 | 3.568e-06 | 75 | Commercial_2034_SC C_MW_After Competition Groups_75 | EC Plug Fan for Data Center (under cabinet) | 0.0003568% | 0 | 0.0042038 | Commercial_2034_SC C_MW_After Competition Groups_EC Plug Fan for Data Center (under cabinet)
Commercial | Com ¦ Electric Convection Combination Ovens | 2034 | SC C | MW | After Competition Groups | 0.00034474 | 0 | 0 | 1178.2025 | 2.926e-07 | 76 | Commercial_2034_SC C_MW_After Competition Groups_76 | Electric Convection Combination Ovens | 2.926e-05% | 0 | 0.00034474 | Commercial_2034_SC C_MW_After Competition Groups_Electric Convection Combination Ovens
Commercial | Com ¦ Networked/Connected - High Impact Application | 2034 | SC C | MW | After Competition Groups | 0.00024708 | 0 | 0 | 1178.2025 | 2.0971e-07 | 77 | Commercial_2034_SC C_MW_After Competition Groups_77 | Networked/Connected - High Impact Application | 2.097e-05% | 0 | 0.00024708 | Commercial_2034_SC C_MW_After Competition Groups_Networked/Connected - High Impact Application
Commercial | Com ¦ Networked/Connected - Low Impact Application | 2034 | SC C | MW | After Competition Groups | 1.2074e-05 | 0 | 0 | 1178.2025 | 1.0248e-08 | 78 | Commercial_2034_SC C_MW_After Competition Groups_78 | Networked/Connected - Low Impact Application | 1.025e-06% | 0 | 1.2074e-05 | Commercial_2034_SC C_MW_After Competition Groups_Networked/Connected - Low Impact Application
Commercial | Com ¦ Indoor Daylight Sensors/Photocell Dimming Control | 2034 | SC C | MW | After Competition Groups | 0 | 0 | 0 | 1178.2025 | 0 | 79 | Commercial_2034_SC C_MW_After Competition Groups_79 | Indoor Daylight Sensors/Photocell Dimming Control | 0% | 0 | 0 | Commercial_2034_SC C_MW_After Competition Groups_Indoor Daylight Sensors/Photocell Dimming Control
Commercial | Com ¦ Variable Refrigerant Flow Heat Pump | 2034 | SC C | MW | After Competition Groups | 0 | 0 | 0 | 1178.2025 | 0 | 80 | Commercial_2034_SC C_MW_After Competition Groups_80 | Variable Refrigerant Flow Heat Pump | 0% | 0 | 0 | Commercial_2034_SC C_MW_After Competition Groups_Variable Refrigerant Flow Heat Pump
Commercial | Com ¦ LED Low/High Bay | 2034 | SC D | MW | After Competition Groups | 141.9266 | 24048182.1018 | 24.0482 | 1105.469 | 0.12839 | 1 | Commercial_2034_SC D_MW_After Competition Groups_1 | LED Low/High Bay | 12.84% | 24.0482 | 141.9266 | Commercial_2034_SC D_MW_After Competition Groups_LED Low/High Bay
Commercial | Com ¦ ENERGY STAR LED LAMPS (REFLECTOR LAMPs/MR16/PAR 16) | 2034 | SC D | MW | After Competition Groups | 124.6444 | 1195147.3141 | 1.1951 | 1105.469 | 0.11275 | 2 | Commercial_2034_SC D_MW_After Competition Groups_2 | ENERGY STAR LED LAMPS (REFLECTOR LAMPs/MR16/PAR 16) | 11.28% | 1.1951 | 124.6444 | Commercial_2034_SC D_MW_After Competition Groups_ENERGY STAR LED LAMPS (REFLECTOR LAMPs/MR16/PAR 16)
Commercial | Com ¦ LED Troffer/Surface/Suspended | 2034 | SC D | MW | After Competition Groups | 121.9278 | 21461460.5379 | 21.4615 | 1105.469 | 0.1103 | 3 | Commercial_2034_SC D_MW_After Competition Groups_3 | LED Troffer/Surface/Suspended | 11.03% | 21.4615 | 121.9278 | Commercial_2034_SC D_MW_After Competition Groups_LED Troffer/Surface/Suspended
Commercial | Com ¦ LED Replacement Lamp (Tube) | 2034 | SC D | MW | After Competition Groups | 79.4358 | 0 | 0 | 1105.469 | 0.071857 | 4 | Commercial_2034_SC D_MW_After Competition Groups_4 | LED Replacement Lamp (Tube) | 7.186% | 0 | 79.4358 | Commercial_2034_SC D_MW_After Competition Groups_LED Replacement Lamp (Tube)
Commercial | Com ¦ High Efficiency Air Source Heat Pump | 2034 | SC D | MW | After Competition Groups | 77.2926 | 1364652.657 | 1.3647 | 1105.469 | 0.069918 | 5 | Commercial_2034_SC D_MW_After Competition Groups_5 | High Efficiency Air Source Heat Pump | 6.992% | 1.3647 | 77.2926 | Commercial_2034_SC D_MW_After Competition Groups_High Efficiency Air Source Heat Pump
Commercial | Com ¦ Building Recommissioning, Operations and Maintenance (O&M) Improvements | 2034 | SC D | MW | After Competition Groups | 74.8271 | 6598240.8593 | 6.5982 | 1105.469 | 0.067688 | 6 | Commercial_2034_SC D_MW_After Competition Groups_6 | Building Recommissioning, Operations and Maintenance (O&M) Improvements | 6.769% | 6.5982 | 74.8271 | Commercial_2034_SC D_MW_After Competition Groups_Building Recommissioning, Operations and Maintenance (O&M) Improvements
Commercial | Com ¦ Unitary Air-Conditioning Unit | 2034 | SC D | MW | After Competition Groups | 51.1692 | 7164740.1745 | 7.1647 | 1105.469 | 0.046287 | 7 | Commercial_2034_SC D_MW_After Competition Groups_7 | Unitary Air-Conditioning Unit | 4.629% | 7.1647 | 51.1692 | Commercial_2034_SC D_MW_After Competition Groups_Unitary Air-Conditioning Unit
Commercial | Com ¦ Advanced BAS/Controllers | 2034 | SC D | MW | After Competition Groups | 43.0783 | 5204606.9731 | 5.2046 | 1105.469 | 0.038968 | 8 | Commercial_2034_SC D_MW_After Competition Groups_8 | Advanced BAS/Controllers | 3.897% | 5.2046 | 43.0783 | Commercial_2034_SC D_MW_After Competition Groups_Advanced BAS/Controllers
Commercial | Com ¦ Education and Capacity Building/Energy Behavior | 2034 | SC D | MW | After Competition Groups | 36.2149 | 9645205.4972 | 9.6452 | 1105.469 | 0.03276 | 9 | Commercial_2034_SC D_MW_After Competition Groups_9 | Education and Capacity Building/Energy Behavior | 3.276% | 9.6452 | 36.2149 | Commercial_2034_SC D_MW_After Competition Groups_Education and Capacity Building/Energy Behavior
Commercial | Com ¦ Adaptive Thermostats | 2034 | SC D | MW | After Competition Groups | 27.5153 | 3301500.3236 | 3.3015 | 1105.469 | 0.02489 | 10 | Commercial_2034_SC D_MW_After Competition Groups_10 | Adaptive Thermostats | 2.489% | 3.3015 | 27.5153 | Commercial_2034_SC D_MW_After Competition Groups_Adaptive Thermostats
Commercial | Com ¦ Reach-in Shaded Pole to ECM/PSC Evaporator Fan Motor | 2034 | SC D | MW | After Competition Groups | 27.2576 | 2410439.3469 | 2.4104 | 1105.469 | 0.024657 | 11 | Commercial_2034_SC D_MW_After Competition Groups_11 | Reach-in Shaded Pole to ECM/PSC Evaporator Fan Motor | 2.466% | 2.4104 | 27.2576 | Commercial_2034_SC D_MW_After Competition Groups_Reach-in Shaded Pole to ECM/PSC Evaporator Fan Motor
Commercial | Com ¦ Data Center Storage/Server Virtualization | 2034 | SC D | MW | After Competition Groups | 27.0496 | 0 | 0 | 1105.469 | 0.024469 | 12 | Commercial_2034_SC D_MW_After Competition Groups_12 | Data Center Storage/Server Virtualization | 2.447% | 0 | 27.0496 | Commercial_2034_SC D_MW_After Competition Groups_Data Center Storage/Server Virtualization
Commercial | Com ¦ Strip Curtains | 2034 | SC D | MW | After Competition Groups | 22.9281 | 171941.3881 | 0.17194 | 1105.469 | 0.020741 | 13 | Commercial_2034_SC D_MW_After Competition Groups_13 | Strip Curtains | 2.074% | 0.17194 | 22.9281 | Commercial_2034_SC D_MW_After Competition Groups_Strip Curtains
Commercial | Com ¦ Refrigerated Display Case Doors | 2034 | SC D | MW | After Competition Groups | 21.9118 | 2417695.5223 | 2.4177 | 1105.469 | 0.019821 | 14 | Commercial_2034_SC D_MW_After Competition Groups_14 | Refrigerated Display Case Doors | 1.982% | 2.4177 | 21.9118 | Commercial_2034_SC D_MW_After Competition Groups_Refrigerated Display Case Doors
Commercial | Com ¦ Furnace Tune-Up | 2034 | SC D | MW | After Competition Groups | 19.6748 | 100687.161 | 0.10069 | 1105.469 | 0.017798 | 15 | Commercial_2034_SC D_MW_After Competition Groups_15 | Furnace Tune-Up | 1.78% | 0.10069 | 19.6748 | Commercial_2034_SC D_MW_After Competition Groups_Furnace Tune-Up
Commercial | Com ¦ Chilled Water Optimization | 2034 | SC D | MW | After Competition Groups | 19.4871 | 1813472.0353 | 1.8135 | 1105.469 | 0.017628 | 16 | Commercial_2034_SC D_MW_After Competition Groups_16 | Chilled Water Optimization | 1.763% | 1.8135 | 19.4871 | Commercial_2034_SC D_MW_After Competition Groups_Chilled Water Optimization
Commercial | Com ¦ LED or Equivalent Sign Lighting | 2034 | SC D | MW | After Competition Groups | 17.3673 | 868581.6193 | 0.86858 | 1105.469 | 0.01571 | 17 | Commercial_2034_SC D_MW_After Competition Groups_17 | LED or Equivalent Sign Lighting | 1.571% | 0.86858 | 17.3673 | Commercial_2034_SC D_MW_After Competition Groups_LED or Equivalent Sign Lighting
Commercial | Com ¦ Centrally controlled desktop PC/NETWORK PC POWER MANAGEMENT SOFTWARE | 2034 | SC D | MW | After Competition Groups | 16.3594 | 806493.6428 | 0.80649 | 1105.469 | 0.014799 | 18 | Commercial_2034_SC D_MW_After Competition Groups_18 | Centrally controlled desktop PC/NETWORK PC POWER MANAGEMENT SOFTWARE | 1.48% | 0.80649 | 16.3594 | Commercial_2034_SC D_MW_After Competition Groups_Centrally controlled desktop PC/NETWORK PC POWER MANAGEMENT SOFTWARE
Commercial | Com ¦ ENERGY STAR LED LAMPS (General Service Lamps) | 2034 | SC D | MW | After Competition Groups | 15.2182 | 186945.2106 | 0.18695 | 1105.469 | 0.013766 | 19 | Commercial_2034_SC D_MW_After Competition Groups_19 | ENERGY STAR LED LAMPS (General Service Lamps) | 1.377% | 0.18695 | 15.2182 | Commercial_2034_SC D_MW_After Competition Groups_ENERGY STAR LED LAMPS (General Service Lamps)
Commercial | Com ¦ Demand Control Ventilation | 2034 | SC D | MW | After Competition Groups | 14.2089 | 1388636.0829 | 1.3886 | 1105.469 | 0.012853 | 20 | Commercial_2034_SC D_MW_After Competition Groups_20 | Demand Control Ventilation | 1.285% | 1.3886 | 14.2089 | Commercial_2034_SC D_MW_After Competition Groups_Demand Control Ventilation
Commercial | Com ¦ Variable Frequency Drive (VFD) | 2034 | SC D | MW | After Competition Groups | 13.4608 | 1283906.2 | 1.2839 | 1105.469 | 0.012177 | 21 | Commercial_2034_SC D_MW_After Competition Groups_21 | Variable Frequency Drive (VFD) | 1.218% | 1.2839 | 13.4608 | Commercial_2034_SC D_MW_After Competition Groups_Variable Frequency Drive (VFD)
Commercial | Com ¦ VFD on Pumps | 2034 | SC D | MW | After Competition Groups | 12.4963 | 1244347.8968 | 1.2443 | 1105.469 | 0.011304 | 22 | Commercial_2034_SC D_MW_After Competition Groups_22 | VFD on Pumps | 1.13% | 1.2443 | 12.4963 | Commercial_2034_SC D_MW_After Competition Groups_VFD on Pumps
Commercial | Com ¦ Refrigerated Display Case LED | 2034 | SC D | MW | After Competition Groups | 9.4297 | 826012.2585 | 0.82601 | 1105.469 | 0.0085301 | 23 | Commercial_2034_SC D_MW_After Competition Groups_23 | Refrigerated Display Case LED | 0.853% | 0.82601 | 9.4297 | Commercial_2034_SC D_MW_After Competition Groups_Refrigerated Display Case LED
Commercial | Com ¦ ECM MOTORS FOR EVAPORATOR FANS for refrigeration (WALK-IN) | 2034 | SC D | MW | After Competition Groups | 7.0265 | 1014485.1725 | 1.0145 | 1105.469 | 0.0063561 | 24 | Commercial_2034_SC D_MW_After Competition Groups_24 | ECM MOTORS FOR EVAPORATOR FANS for refrigeration (WALK-IN) | 0.6356% | 1.0145 | 7.0265 | Commercial_2034_SC D_MW_After Competition Groups_ECM MOTORS FOR EVAPORATOR FANS for refrigeration (WALK-IN)
Commercial | Com ¦ Door Gasket Freezer/Refrigerator | 2034 | SC D | MW | After Competition Groups | 6.6563 | 353804.532 | 0.3538 | 1105.469 | 0.0060213 | 25 | Commercial_2034_SC D_MW_After Competition Groups_25 | Door Gasket Freezer/Refrigerator | 0.6021% | 0.3538 | 6.6563 | Commercial_2034_SC D_MW_After Competition Groups_Door Gasket Freezer/Refrigerator
Commercial | Com ¦ LED EXTERIOR AREA LIGHTS - LED fixture (200W) | 2034 | SC D | MW | After Competition Groups | 6.619 | 0 | 0 | 1105.469 | 0.0059875 | 26 | Commercial_2034_SC D_MW_After Competition Groups_26 | LED EXTERIOR AREA LIGHTS - LED fixture (200W) | 0.5988% | 0 | 6.619 | Commercial_2034_SC D_MW_After Competition Groups_LED EXTERIOR AREA LIGHTS - LED fixture (200W)
Commercial | Com ¦ LED parking lot fixture | 2034 | SC D | MW | After Competition Groups | 6.3915 | 2264242.1282 | 2.2642 | 1105.469 | 0.0057817 | 27 | Commercial_2034_SC D_MW_After Competition Groups_27 | LED parking lot fixture | 0.5782% | 2.2642 | 6.3915 | Commercial_2034_SC D_MW_After Competition Groups_LED parking lot fixture
Commercial | Com ¦ Demand Control Kitchen Ventilation | 2034 | SC D | MW | After Competition Groups | 6.1063 | 1033409.4392 | 1.0334 | 1105.469 | 0.0055237 | 28 | Commercial_2034_SC D_MW_After Competition Groups_28 | Demand Control Kitchen Ventilation | 0.5524% | 1.0334 | 6.1063 | Commercial_2034_SC D_MW_After Competition Groups_Demand Control Kitchen Ventilation
Commercial | Com ¦ Evaporator Fan Controls | 2034 | SC D | MW | After Competition Groups | 5.9688 | 173526.5656 | 0.17353 | 1105.469 | 0.0053993 | 29 | Commercial_2034_SC D_MW_After Competition Groups_29 | Evaporator Fan Controls | 0.5399% | 0.17353 | 5.9688 | Commercial_2034_SC D_MW_After Competition Groups_Evaporator Fan Controls
Commercial | Com ¦ Air Handler with Dedicated Outdoor Air Systems | 2034 | SC D | MW | After Competition Groups | 5.7611 | 232750.5049 | 0.23275 | 1105.469 | 0.0052115 | 30 | Commercial_2034_SC D_MW_After Competition Groups_30 | Air Handler with Dedicated Outdoor Air Systems | 0.5211% | 0.23275 | 5.7611 | Commercial_2034_SC D_MW_After Competition Groups_Air Handler with Dedicated Outdoor Air Systems
Commercial | Com ¦ ENERGY STAR Griddle (74% eff) | 2034 | SC D | MW | After Competition Groups | 5.0655 | 222104.2843 | 0.2221 | 1105.469 | 0.0045823 | 31 | Commercial_2034_SC D_MW_After Competition Groups_31 | ENERGY STAR Griddle (74% eff) | 0.4582% | 0.2221 | 5.0655 | Commercial_2034_SC D_MW_After Competition Groups_ENERGY STAR Griddle (74% eff)
Commercial | Com ¦ Occupancy Sensors | 2034 | SC D | MW | After Competition Groups | 4.4325 | 7526.5035 | 0.0075265 | 1105.469 | 0.0040096 | 32 | Commercial_2034_SC D_MW_After Competition Groups_32 | Occupancy Sensors | 0.401% | 0.0075265 | 4.4325 | Commercial_2034_SC D_MW_After Competition Groups_Occupancy Sensors
Commercial | Com ¦ Freezer Case Light Sensor | 2034 | SC D | MW | After Competition Groups | 4.1828 | 690557.8229 | 0.69056 | 1105.469 | 0.0037837 | 33 | Commercial_2034_SC D_MW_After Competition Groups_33 | Freezer Case Light Sensor | 0.3784% | 0.69056 | 4.1828 | Commercial_2034_SC D_MW_After Competition Groups_Freezer Case Light Sensor
Commercial | Com ¦ Water Source Heat Pump (4 ton) | 2034 | SC D | MW | After Competition Groups | 4.0143 | 620190.683 | 0.62019 | 1105.469 | 0.0036313 | 34 | Commercial_2034_SC D_MW_After Competition Groups_34 | Water Source Heat Pump (4 ton) | 0.3631% | 0.62019 | 4.0143 | Commercial_2034_SC D_MW_After Competition Groups_Water Source Heat Pump (4 ton)
Commercial | Com ¦ Duct Insulation, R8 | 2034 | SC D | MW | After Competition Groups | 3.6268 | 328984.6069 | 0.32898 | 1105.469 | 0.0032808 | 35 | Commercial_2034_SC D_MW_After Competition Groups_35 | Duct Insulation, R8 | 0.3281% | 0.32898 | 3.6268 | Commercial_2034_SC D_MW_After Competition Groups_Duct Insulation, R8
Commercial | Com ¦ LED street light fixture | 2034 | SC D | MW | After Competition Groups | 3.2094 | 0 | 0 | 1105.469 | 0.0029032 | 36 | Commercial_2034_SC D_MW_After Competition Groups_36 | LED street light fixture | 0.2903% | 0 | 3.2094 | Commercial_2034_SC D_MW_After Competition Groups_LED street light fixture
Commercial | Com ¦ BEVERAGE VENDING MACHINE CONTROLS | 2034 | SC D | MW | After Competition Groups | 2.5394 | 163987.3095 | 0.16399 | 1105.469 | 0.0022971 | 37 | Commercial_2034_SC D_MW_After Competition Groups_37 | BEVERAGE VENDING MACHINE CONTROLS | 0.2297% | 0.16399 | 2.5394 | Commercial_2034_SC D_MW_After Competition Groups_BEVERAGE VENDING MACHINE CONTROLS
Commercial | Com ¦ Elec Storage WH 2.30 Et | 2034 | SC D | MW | After Competition Groups | 2.1871 | 312479.3979 | 0.31248 | 1105.469 | 0.0019785 | 38 | Commercial_2034_SC D_MW_After Competition Groups_38 | Elec Storage WH 2.30 Et | 0.1978% | 0.31248 | 2.1871 | Commercial_2034_SC D_MW_After Competition Groups_Elec Storage WH 2.30 Et
Commercial | Com ¦ Temperature Adjustment in Commercial Freezers | 2034 | SC D | MW | After Competition Groups | 2.1841 | 0 | 0 | 1105.469 | 0.0019758 | 39 | Commercial_2034_SC D_MW_After Competition Groups_39 | Temperature Adjustment in Commercial Freezers | 0.1976% | 0 | 2.1841 | Commercial_2034_SC D_MW_After Competition Groups_Temperature Adjustment in Commercial Freezers
Commercial | Com ¦ Vertical Night Covers | 2034 | SC D | MW | After Competition Groups | 1.7237 | 83675.5555 | 0.083676 | 1105.469 | 0.0015593 | 40 | Commercial_2034_SC D_MW_After Competition Groups_40 | Vertical Night Covers | 0.1559% | 0.083676 | 1.7237 | Commercial_2034_SC D_MW_After Competition Groups_Vertical Night Covers
Commercial | Com ¦ CO Sensors for parking garage exhaust fans | 2034 | SC D | MW | After Competition Groups | 1.5695 | 202825.7847 | 0.20283 | 1105.469 | 0.0014198 | 41 | Commercial_2034_SC D_MW_After Competition Groups_41 | CO Sensors for parking garage exhaust fans | 0.142% | 0.20283 | 1.5695 | Commercial_2034_SC D_MW_After Competition Groups_CO Sensors for parking garage exhaust fans
Commercial | Com ¦ ENERGY STAR Fryer (84% eff) | 2034 | SC D | MW | After Competition Groups | 1.4931 | 116998.1291 | 0.117 | 1105.469 | 0.0013507 | 42 | Commercial_2034_SC D_MW_After Competition Groups_42 | ENERGY STAR Fryer (84% eff) | 0.1351% | 0.117 | 1.4931 | Commercial_2034_SC D_MW_After Competition Groups_ENERGY STAR Fryer (84% eff)
Commercial | Com ¦ Energy Efficient Laboratory Fume Hood | 2034 | SC D | MW | After Competition Groups | 1.4434 | 183140.8946 | 0.18314 | 1105.469 | 0.0013057 | 43 | Commercial_2034_SC D_MW_After Competition Groups_43 | Energy Efficient Laboratory Fume Hood | 0.1306% | 0.18314 | 1.4434 | Commercial_2034_SC D_MW_After Competition Groups_Energy Efficient Laboratory Fume Hood
Commercial | Com ¦ Outside Air Economizer | 2034 | SC D | MW | After Competition Groups | 1.4259 | 116476.5536 | 0.11648 | 1105.469 | 0.0012899 | 44 | Commercial_2034_SC D_MW_After Competition Groups_44 | Outside Air Economizer | 0.129% | 0.11648 | 1.4259 | Commercial_2034_SC D_MW_After Competition Groups_Outside Air Economizer
Commercial | Com ¦ Water Heating (DHW) Pipe Insulation (Add 3/4\ Foam)" | 2034 | SC D | MW | After Competition Groups | 1.3168 | 146504.1914 | 0.1465 | 1105.469 | 0.0011912 | 45 | Commercial_2034_SC D_MW_After Competition Groups_45 | Water Heating (DHW) Pipe Insulation (Add 3/4\ Foam)" | 0.1191% | 0.1465 | 1.3168 | Commercial_2034_SC D_MW_After Competition Groups_Water Heating (DHW) Pipe Insulation (Add 3/4\ Foam)"
Commercial | Com ¦ ENERGY STAR Steam Cookers | 2034 | SC D | MW | After Competition Groups | 0.96031 | 74483.0325 | 0.074483 | 1105.469 | 0.00086869 | 46 | Commercial_2034_SC D_MW_After Competition Groups_46 | ENERGY STAR Steam Cookers | 0.08687% | 0.074483 | 0.96031 | Commercial_2034_SC D_MW_After Competition Groups_ENERGY STAR Steam Cookers
Commercial | Com ¦ Suction Pipe Insulation Freezer/Refrigerator | 2034 | SC D | MW | After Competition Groups | 0.86742 | 79791.3424 | 0.079791 | 1105.469 | 0.00078466 | 47 | Commercial_2034_SC D_MW_After Competition Groups_47 | Suction Pipe Insulation Freezer/Refrigerator | 0.07847% | 0.079791 | 0.86742 | Commercial_2034_SC D_MW_After Competition Groups_Suction Pipe Insulation Freezer/Refrigerator
Commercial | Com ¦ Thermostat Setback | 2034 | SC D | MW | After Competition Groups | 0.70388 | 0 | 0 | 1105.469 | 0.00063672 | 48 | Commercial_2034_SC D_MW_After Competition Groups_48 | Thermostat Setback | 0.06367% | 0 | 0.70388 | Commercial_2034_SC D_MW_After Competition Groups_Thermostat Setback
Commercial | Com ¦ ENERGY STAR Dishwasher | 2034 | SC D | MW | After Competition Groups | 0.66762 | 37803.2344 | 0.037803 | 1105.469 | 0.00060392 | 49 | Commercial_2034_SC D_MW_After Competition Groups_49 | ENERGY STAR Dishwasher | 0.06039% | 0.037803 | 0.66762 | Commercial_2034_SC D_MW_After Competition Groups_ENERGY STAR Dishwasher
Commercial | Com ¦ Condensing Make Up Air Unit | 2034 | SC D | MW | After Competition Groups | 0.40073 | 77067.6027 | 0.077068 | 1105.469 | 0.00036249 | 50 | Commercial_2034_SC D_MW_After Competition Groups_50 | Condensing Make Up Air Unit | 0.03625% | 0.077068 | 0.40073 | Commercial_2034_SC D_MW_After Competition Groups_Condensing Make Up Air Unit
Commercial | Com ¦ Ozone Laundry Treatment | 2034 | SC D | MW | After Competition Groups | 0.33831 | 42244.7778 | 0.042245 | 1105.469 | 0.00030604 | 51 | Commercial_2034_SC D_MW_After Competition Groups_51 | Ozone Laundry Treatment | 0.0306% | 0.042245 | 0.33831 | Commercial_2034_SC D_MW_After Competition Groups_Ozone Laundry Treatment
Commercial | COM ¦ Ductless Mini-Split Heat Pumps | 2034 | SC D | MW | After Competition Groups | 0.22412 | 238.0453 | 0.00023805 | 1105.469 | 0.00020274 | 52 | Commercial_2034_SC D_MW_After Competition Groups_52 | Ductless Mini-Split Heat Pumps | 0.02027% | 0.00023805 | 0.22412 | Commercial_2034_SC D_MW_After Competition Groups_Ductless Mini-Split Heat Pumps
Commercial | Com ¦ ECM MOTORS FOR HVAC APPLICATION (FAN-POWERED VAV BOX) | 2034 | SC D | MW | After Competition Groups | 0.20474 | 25608.6744 | 0.025609 | 1105.469 | 0.0001852 | 53 | Commercial_2034_SC D_MW_After Competition Groups_53 | ECM MOTORS FOR HVAC APPLICATION (FAN-POWERED VAV BOX) | 0.01852% | 0.025609 | 0.20474 | Commercial_2034_SC D_MW_After Competition Groups_ECM MOTORS FOR HVAC APPLICATION (FAN-POWERED VAV BOX)
Commercial | Com ¦ PTAC (12 EER/10,000 BTU) | 2034 | SC D | MW | After Competition Groups | 0.19434 | 21962.9226 | 0.021963 | 1105.469 | 0.0001758 | 54 | Commercial_2034_SC D_MW_After Competition Groups_54 | PTAC (12 EER/10,000 BTU) | 0.01758% | 0.021963 | 0.19434 | Commercial_2034_SC D_MW_After Competition Groups_PTAC (12 EER/10,000 BTU)
Commercial | Com ¦ Solar Water Preheat (Pools/DHW) | 2034 | SC D | MW | After Competition Groups | 0.13485 | 4215.835 | 0.0042158 | 1105.469 | 0.00012199 | 55 | Commercial_2034_SC D_MW_After Competition Groups_55 | Solar Water Preheat (Pools/DHW) | 0.0122% | 0.0042158 | 0.13485 | Commercial_2034_SC D_MW_After Competition Groups_Solar Water Preheat (Pools/DHW)
Commercial | Com ¦ CEE Tier 2/Energy Star Clothes Washers | 2034 | SC D | MW | After Competition Groups | 0.13151 | 6516.7207 | 0.0065167 | 1105.469 | 0.00011896 | 56 | Commercial_2034_SC D_MW_After Competition Groups_56 | CEE Tier 2/Energy Star Clothes Washers | 0.0119% | 0.0065167 | 0.13151 | Commercial_2034_SC D_MW_After Competition Groups_CEE Tier 2/Energy Star Clothes Washers
Commercial | Com ¦ Auto Off Time Switch or Time Clock control | 2034 | SC D | MW | After Competition Groups | 0.11144 | 90.1164 | 9.0116e-05 | 1105.469 | 0.00010081 | 57 | Commercial_2034_SC D_MW_After Competition Groups_57 | Auto Off Time Switch or Time Clock control | 0.01008% | 9.0116e-05 | 0.11144 | Commercial_2034_SC D_MW_After Competition Groups_Auto Off Time Switch or Time Clock control
Commercial | Com ¦ Notched V belts for HVAC Systems | 2034 | SC D | MW | After Competition Groups | 0.10634 | 8182.5143 | 0.0081825 | 1105.469 | 9.6194e-05 | 58 | Commercial_2034_SC D_MW_After Competition Groups_58 | Notched V belts for HVAC Systems | 0.009619% | 0.0081825 | 0.10634 | Commercial_2034_SC D_MW_After Competition Groups_Notched V belts for HVAC Systems
Commercial | Com ¦ HVAC Optimization | 2034 | SC D | MW | After Competition Groups | 0.10384 | 208.0629 | 0.00020806 | 1105.469 | 9.3929e-05 | 59 | Commercial_2034_SC D_MW_After Competition Groups_59 | HVAC Optimization | 0.009393% | 0.00020806 | 0.10384 | Commercial_2034_SC D_MW_After Competition Groups_HVAC Optimization
Commercial | Com ¦ Demand controlled Circulating Systems | 2034 | SC D | MW | After Competition Groups | 0.092302 | 10386.9436 | 0.010387 | 1105.469 | 8.3496e-05 | 60 | Commercial_2034_SC D_MW_After Competition Groups_60 | Demand controlled Circulating Systems | 0.00835% | 0.010387 | 0.092302 | Commercial_2034_SC D_MW_After Competition Groups_Demand controlled Circulating Systems
Commercial | Com ¦ Low Flow Pre-Rinse Spray Nozzle | 2034 | SC D | MW | After Competition Groups | 0.070524 | 1718.7097 | 0.0017187 | 1105.469 | 6.3796e-05 | 61 | Commercial_2034_SC D_MW_After Competition Groups_61 | Low Flow Pre-Rinse Spray Nozzle | 0.00638% | 0.0017187 | 0.070524 | Commercial_2034_SC D_MW_After Competition Groups_Low Flow Pre-Rinse Spray Nozzle
Commercial | Com ¦ Commercial Hot Food Holding Cabinets | 2034 | SC D | MW | After Competition Groups | 0.062134 | 3649.5389 | 0.0036495 | 1105.469 | 5.6206e-05 | 62 | Commercial_2034_SC D_MW_After Competition Groups_62 | Commercial Hot Food Holding Cabinets | 0.005621% | 0.0036495 | 0.062134 | Commercial_2034_SC D_MW_After Competition Groups_Commercial Hot Food Holding Cabinets
Commercial | Com ¦ LED RECESSED DOWNLIGHTS | 2034 | SC D | MW | After Competition Groups | 0.052764 | 9384.608 | 0.0093846 | 1105.469 | 4.773e-05 | 63 | Commercial_2034_SC D_MW_After Competition Groups_63 | LED RECESSED DOWNLIGHTS | 0.004773% | 0.0093846 | 0.052764 | Commercial_2034_SC D_MW_After Competition Groups_LED RECESSED DOWNLIGHTS
Commercial | Com ¦ High Efficiency Small Instantaneous Water Heater | 2034 | SC D | MW | After Competition Groups | 0.036748 | 10049.6817 | 0.01005 | 1105.469 | 3.3242e-05 | 64 | Commercial_2034_SC D_MW_After Competition Groups_64 | High Efficiency Small Instantaneous Water Heater | 0.003324% | 0.01005 | 0.036748 | Commercial_2034_SC D_MW_After Competition Groups_High Efficiency Small Instantaneous Water Heater
Commercial | Com ¦ Room AC (w/ louvered sides) 14 SEER from 12 SEER code | 2034 | SC D | MW | After Competition Groups | 0.034007 | 5183.8168 | 0.0051838 | 1105.469 | 3.0762e-05 | 65 | Commercial_2034_SC D_MW_After Competition Groups_65 | Room AC (w/ louvered sides) 14 SEER from 12 SEER code | 0.003076% | 0.0051838 | 0.034007 | Commercial_2034_SC D_MW_After Competition Groups_Room AC (w/ louvered sides) 14 SEER from 12 SEER code
Commercial | Com ¦ Condensing Unit Heaters or other Efficient Unit Heating System | 2034 | SC D | MW | After Competition Groups | 0.031002 | 0 | 0 | 1105.469 | 2.8044e-05 | 66 | Commercial_2034_SC D_MW_After Competition Groups_66 | Condensing Unit Heaters or other Efficient Unit Heating System | 0.002804% | 0 | 0.031002 | Commercial_2034_SC D_MW_After Competition Groups_Condensing Unit Heaters or other Efficient Unit Heating System
Commercial | Com ¦ Wall Insulation | 2034 | SC D | MW | After Competition Groups | 0.030471 | 440.5662 | 0.00044057 | 1105.469 | 2.7564e-05 | 67 | Commercial_2034_SC D_MW_After Competition Groups_67 | Wall Insulation | 0.002756% | 0.00044057 | 0.030471 | Commercial_2034_SC D_MW_After Competition Groups_Wall Insulation
Commercial | Com ¦ VSD Air Compressor | 2034 | SC D | MW | After Competition Groups | 0.022948 | 569.8325 | 0.00056983 | 1105.469 | 2.0759e-05 | 68 | Commercial_2034_SC D_MW_After Competition Groups_68 | VSD Air Compressor | 0.002076% | 0.00056983 | 0.022948 | Commercial_2034_SC D_MW_After Competition Groups_VSD Air Compressor
Commercial | Com ¦ Air Curtains | 2034 | SC D | MW | After Competition Groups | 0.022355 | 2718.8975 | 0.0027189 | 1105.469 | 2.0222e-05 | 69 | Commercial_2034_SC D_MW_After Competition Groups_69 | Air Curtains | 0.002022% | 0.0027189 | 0.022355 | Commercial_2034_SC D_MW_After Competition Groups_Air Curtains
Commercial | Com ¦ High Efficiency Chiller (avg of water and air cooled) | 2034 | SC D | MW | After Competition Groups | 0.016152 | 1658.6697 | 0.0016587 | 1105.469 | 1.4611e-05 | 70 | Commercial_2034_SC D_MW_After Competition Groups_70 | High Efficiency Chiller (avg of water and air cooled) | 0.001461% | 0.0016587 | 0.016152 | Commercial_2034_SC D_MW_After Competition Groups_High Efficiency Chiller (avg of water and air cooled)
Commercial | Com ¦ Energy Recovery Ventilation and Ventilation (Enhanced) | 2034 | SC D | MW | After Competition Groups | 0.010823 | 0 | 0 | 1105.469 | 9.7904e-06 | 71 | Commercial_2034_SC D_MW_After Competition Groups_71 | Energy Recovery Ventilation and Ventilation (Enhanced) | 0.000979% | 0 | 0.010823 | Commercial_2034_SC D_MW_After Competition Groups_Energy Recovery Ventilation and Ventilation (Enhanced)
Commercial | Com ¦ Efficient compressor motor | 2034 | SC D | MW | After Competition Groups | 0.0065328 | 3385.4988 | 0.0033855 | 1105.469 | 5.9096e-06 | 72 | Commercial_2034_SC D_MW_After Competition Groups_72 | Efficient compressor motor | 0.000591% | 0.0033855 | 0.0065328 | Commercial_2034_SC D_MW_After Competition Groups_Efficient compressor motor
Commercial | Com ¦ EC Plug Fan for Data Center (under cabinet) | 2034 | SC D | MW | After Competition Groups | 0.0037493 | 810.6492 | 0.00081065 | 1105.469 | 3.3916e-06 | 73 | Commercial_2034_SC D_MW_After Competition Groups_73 | EC Plug Fan for Data Center (under cabinet) | 0.0003392% | 0.00081065 | 0.0037493 | Commercial_2034_SC D_MW_After Competition Groups_EC Plug Fan for Data Center (under cabinet)
Commercial | Com ¦ LLLC - High Impact Application | 2034 | SC D | MW | After Competition Groups | 0.00077182 | 0.018312 | 1.8312e-08 | 1105.469 | 6.9818e-07 | 74 | Commercial_2034_SC D_MW_After Competition Groups_74 | LLLC - High Impact Application | 6.982e-05% | 1.8312e-08 | 0.00077182 | Commercial_2034_SC D_MW_After Competition Groups_LLLC - High Impact Application
Commercial | Com ¦ Electric Convection Combination Ovens | 2034 | SC D | MW | After Competition Groups | 0.00034474 | 3.4448 | 3.4448e-06 | 1105.469 | 3.1185e-07 | 75 | Commercial_2034_SC D_MW_After Competition Groups_75 | Electric Convection Combination Ovens | 3.119e-05% | 3.4448e-06 | 0.00034474 | Commercial_2034_SC D_MW_After Competition Groups_Electric Convection Combination Ovens
Commercial | Com ¦ LLLC - Low Impact Application | 2034 | SC D | MW | After Competition Groups | 8.9561e-05 | 0.18407 | 1.8407e-07 | 1105.469 | 8.1016e-08 | 76 | Commercial_2034_SC D_MW_After Competition Groups_76 | LLLC - Low Impact Application | 8.102e-06% | 1.8407e-07 | 8.9561e-05 | Commercial_2034_SC D_MW_After Competition Groups_LLLC - Low Impact Application
Commercial | Com ¦ Networked/Connected - Low Impact Application | 2034 | SC D | MW | After Competition Groups | 1.9296e-08 | 1.1353e-05 | 1.1353e-11 | 1105.469 | 1.7455e-11 | 77 | Commercial_2034_SC D_MW_After Competition Groups_77 | Networked/Connected - Low Impact Application | 1.745e-09% | 1.1353e-11 | 1.9296e-08 | Commercial_2034_SC D_MW_After Competition Groups_Networked/Connected - Low Impact Application
Commercial | Com ¦ Networked/Connected - High Impact Application | 2034 | SC D | MW | After Competition Groups | 2.8834e-09 | 2.9263e-07 | 2.9263e-13 | 1105.469 | 2.6083e-12 | 78 | Commercial_2034_SC D_MW_After Competition Groups_78 | Networked/Connected - High Impact Application | 2.608e-10% | 2.9263e-13 | 2.8834e-09 | Commercial_2034_SC D_MW_After Competition Groups_Networked/Connected - High Impact Application
Commercial | Com ¦ Indoor Daylight Sensors/Photocell Dimming Control | 2034 | SC D | MW | After Competition Groups | 0 | 0 | 0 | 1105.469 | 0 | 79 | Commercial_2034_SC D_MW_After Competition Groups_79 | Indoor Daylight Sensors/Photocell Dimming Control | 0% | 0 | 0 | Commercial_2034_SC D_MW_After Competition Groups_Indoor Daylight Sensors/Photocell Dimming Control
Commercial | Com ¦ Variable Refrigerant Flow Heat Pump | 2034 | SC D | MW | After Competition Groups | 0 | 0 | 0 | 1105.469 | 0 | 80 | Commercial_2034_SC D_MW_After Competition Groups_80 | Variable Refrigerant Flow Heat Pump | 0% | 0 | 0 | Commercial_2034_SC D_MW_After Competition Groups_Variable Refrigerant Flow Heat Pump
Commercial | Com ¦ Central Lighting Control System | 2034 | Technical | MW | After Competition Groups | 260.9785 | 0 | 0 | 2623.6586 | 0.099471 | 1 | Commercial_2034_Technical_MW_After Competition Groups_1 | Central Lighting Control System | 9.947% | 0 | 260.9785 | Commercial_2034_Technical_MW_After Competition Groups_Central Lighting Control System
Commercial | Com ¦ Building Recommissioning, Operations and Maintenance (O&M) Improvements | 2034 | Technical | MW | After Competition Groups | 228.4145 | 0 | 0 | 2623.6586 | 0.08706 | 2 | Commercial_2034_Technical_MW_After Competition Groups_2 | Building Recommissioning, Operations and Maintenance (O&M) Improvements | 8.706% | 0 | 228.4145 | Commercial_2034_Technical_MW_After Competition Groups_Building Recommissioning, Operations and Maintenance (O&M) Improvements
Commercial | Com ¦ Education and Capacity Building/Energy Behavior | 2034 | Technical | MW | After Competition Groups | 205.8775 | 0 | 0 | 2623.6586 | 0.07847 | 3 | Commercial_2034_Technical_MW_After Competition Groups_3 | Education and Capacity Building/Energy Behavior | 7.847% | 0 | 205.8775 | Commercial_2034_Technical_MW_After Competition Groups_Education and Capacity Building/Energy Behavior
Commercial | Com ¦ High Efficiency Air Source Heat Pump | 2034 | Technical | MW | After Competition Groups | 195.3446 | 0 | 0 | 2623.6586 | 0.074455 | 4 | Commercial_2034_Technical_MW_After Competition Groups_4 | High Efficiency Air Source Heat Pump | 7.446% | 0 | 195.3446 | Commercial_2034_Technical_MW_After Competition Groups_High Efficiency Air Source Heat Pump
Commercial | Com ¦ LED Low/High Bay | 2034 | Technical | MW | After Competition Groups | 164.2217 | 0 | 0 | 2623.6586 | 0.062593 | 5 | Commercial_2034_Technical_MW_After Competition Groups_5 | LED Low/High Bay | 6.259% | 0 | 164.2217 | Commercial_2034_Technical_MW_After Competition Groups_LED Low/High Bay
Commercial | Com ¦ Variable Refrigerant Flow Heat Pump | 2034 | Technical | MW | After Competition Groups | 146.9024 | 0 | 0 | 2623.6586 | 0.055991 | 6 | Commercial_2034_Technical_MW_After Competition Groups_6 | Variable Refrigerant Flow Heat Pump | 5.599% | 0 | 146.9024 | Commercial_2034_Technical_MW_After Competition Groups_Variable Refrigerant Flow Heat Pump
Commercial | Com ¦ ENERGY STAR LED LAMPS (REFLECTOR LAMPs/MR16/PAR 16) | 2034 | Technical | MW | After Competition Groups | 137.2456 | 0 | 0 | 2623.6586 | 0.052311 | 7 | Commercial_2034_Technical_MW_After Competition Groups_7 | ENERGY STAR LED LAMPS (REFLECTOR LAMPs/MR16/PAR 16) | 5.231% | 0 | 137.2456 | Commercial_2034_Technical_MW_After Competition Groups_ENERGY STAR LED LAMPS (REFLECTOR LAMPs/MR16/PAR 16)
Commercial | Com ¦ Unitary Air-Conditioning Unit | 2034 | Technical | MW | After Competition Groups | 129.8825 | 0 | 0 | 2623.6586 | 0.049504 | 8 | Commercial_2034_Technical_MW_After Competition Groups_8 | Unitary Air-Conditioning Unit | 4.95% | 0 | 129.8825 | Commercial_2034_Technical_MW_After Competition Groups_Unitary Air-Conditioning Unit
Commercial | Com ¦ LED Troffer/Surface/Suspended | 2034 | Technical | MW | After Competition Groups | 122.3058 | 0 | 0 | 2623.6586 | 0.046617 | 9 | Commercial_2034_Technical_MW_After Competition Groups_9 | LED Troffer/Surface/Suspended | 4.662% | 0 | 122.3058 | Commercial_2034_Technical_MW_After Competition Groups_LED Troffer/Surface/Suspended
Commercial | Com ¦ Advanced BAS/Controllers | 2034 | Technical | MW | After Competition Groups | 97.1698 | 0 | 0 | 2623.6586 | 0.037036 | 10 | Commercial_2034_Technical_MW_After Competition Groups_10 | Advanced BAS/Controllers | 3.704% | 0 | 97.1698 | Commercial_2034_Technical_MW_After Competition Groups_Advanced BAS/Controllers
Commercial | Com ¦ LED Replacement Lamp (Tube) | 2034 | Technical | MW | After Competition Groups | 95.2054 | 0 | 0 | 2623.6586 | 0.036287 | 11 | Commercial_2034_Technical_MW_After Competition Groups_11 | LED Replacement Lamp (Tube) | 3.629% | 0 | 95.2054 | Commercial_2034_Technical_MW_After Competition Groups_LED Replacement Lamp (Tube)
Commercial | Com ¦ Smart Strip Plug Outlets | 2034 | Technical | MW | After Competition Groups | 73.9734 | 0 | 0 | 2623.6586 | 0.028195 | 12 | Commercial_2034_Technical_MW_After Competition Groups_12 | Smart Strip Plug Outlets | 2.819% | 0 | 73.9734 | Commercial_2034_Technical_MW_After Competition Groups_Smart Strip Plug Outlets
Commercial | Com ¦ Refrigerated Display Case Doors | 2034 | Technical | MW | After Competition Groups | 56.0271 | 0 | 0 | 2623.6586 | 0.021355 | 13 | Commercial_2034_Technical_MW_After Competition Groups_13 | Refrigerated Display Case Doors | 2.135% | 0 | 56.0271 | Commercial_2034_Technical_MW_After Competition Groups_Refrigerated Display Case Doors
Commercial | Com ¦ Adaptive Thermostats | 2034 | Technical | MW | After Competition Groups | 43.4004 | 0 | 0 | 2623.6586 | 0.016542 | 14 | Commercial_2034_Technical_MW_After Competition Groups_14 | Adaptive Thermostats | 1.654% | 0 | 43.4004 | Commercial_2034_Technical_MW_After Competition Groups_Adaptive Thermostats
Commercial | Com ¦ Data Center Storage/Server Virtualization | 2034 | Technical | MW | After Competition Groups | 37.4333 | 0 | 0 | 2623.6586 | 0.014268 | 15 | Commercial_2034_Technical_MW_After Competition Groups_15 | Data Center Storage/Server Virtualization | 1.427% | 0 | 37.4333 | Commercial_2034_Technical_MW_After Competition Groups_Data Center Storage/Server Virtualization
Commercial | Com ¦ Reach-in Shaded Pole to ECM/PSC Evaporator Fan Motor | 2034 | Technical | MW | After Competition Groups | 37.2156 | 0 | 0 | 2623.6586 | 0.014185 | 16 | Commercial_2034_Technical_MW_After Competition Groups_16 | Reach-in Shaded Pole to ECM/PSC Evaporator Fan Motor | 1.418% | 0 | 37.2156 | Commercial_2034_Technical_MW_After Competition Groups_Reach-in Shaded Pole to ECM/PSC Evaporator Fan Motor
Commercial | Com ¦ Demand Control Ventilation | 2034 | Technical | MW | After Competition Groups | 36.1811 | 0 | 0 | 2623.6586 | 0.01379 | 17 | Commercial_2034_Technical_MW_After Competition Groups_17 | Demand Control Ventilation | 1.379% | 0 | 36.1811 | Commercial_2034_Technical_MW_After Competition Groups_Demand Control Ventilation
Commercial | Com ¦ Strip Curtains | 2034 | Technical | MW | After Competition Groups | 32.2004 | 0 | 0 | 2623.6586 | 0.012273 | 18 | Commercial_2034_Technical_MW_After Competition Groups_18 | Strip Curtains | 1.227% | 0 | 32.2004 | Commercial_2034_Technical_MW_After Competition Groups_Strip Curtains
Commercial | Com ¦ Chilled Water Optimization | 2034 | Technical | MW | After Competition Groups | 32.0664 | 0 | 0 | 2623.6586 | 0.012222 | 19 | Commercial_2034_Technical_MW_After Competition Groups_19 | Chilled Water Optimization | 1.222% | 0 | 32.0664 | Commercial_2034_Technical_MW_After Competition Groups_Chilled Water Optimization
Commercial | Com ¦ LED or Equivalent Sign Lighting | 2034 | Technical | MW | After Competition Groups | 27.8918 | 0 | 0 | 2623.6586 | 0.010631 | 20 | Commercial_2034_Technical_MW_After Competition Groups_20 | LED or Equivalent Sign Lighting | 1.063% | 0 | 27.8918 | Commercial_2034_Technical_MW_After Competition Groups_LED or Equivalent Sign Lighting
Commercial | Com ¦ Furnace Tune-Up | 2034 | Technical | MW | After Competition Groups | 27.2763 | 0 | 0 | 2623.6586 | 0.010396 | 21 | Commercial_2034_Technical_MW_After Competition Groups_21 | Furnace Tune-Up | 1.04% | 0 | 27.2763 | Commercial_2034_Technical_MW_After Competition Groups_Furnace Tune-Up
Commercial | Com ¦ Adding reflective (White) roof treatment or a green roof | 2034 | Technical | MW | After Competition Groups | 25.8589 | 0 | 0 | 2623.6586 | 0.009856 | 22 | Commercial_2034_Technical_MW_After Competition Groups_22 | Adding reflective (White) roof treatment or a green roof | 0.9856% | 0 | 25.8589 | Commercial_2034_Technical_MW_After Competition Groups_Adding reflective (White) roof treatment or a green roof
Commercial | Com ¦ Centrally controlled desktop PC/NETWORK PC POWER MANAGEMENT SOFTWARE | 2034 | Technical | MW | After Competition Groups | 25.1453 | 0 | 0 | 2623.6586 | 0.0095841 | 23 | Commercial_2034_Technical_MW_After Competition Groups_23 | Centrally controlled desktop PC/NETWORK PC POWER MANAGEMENT SOFTWARE | 0.9584% | 0 | 25.1453 | Commercial_2034_Technical_MW_After Competition Groups_Centrally controlled desktop PC/NETWORK PC POWER MANAGEMENT SOFTWARE
Commercial | Com ¦ Door Gasket Freezer/Refrigerator | 2034 | Technical | MW | After Competition Groups | 23.9595 | 0 | 0 | 2623.6586 | 0.0091321 | 24 | Commercial_2034_Technical_MW_After Competition Groups_24 | Door Gasket Freezer/Refrigerator | 0.9132% | 0 | 23.9595 | Commercial_2034_Technical_MW_After Competition Groups_Door Gasket Freezer/Refrigerator
Commercial | Com ¦ Refrigeration Optimization | 2034 | Technical | MW | After Competition Groups | 22.8213 | 0 | 0 | 2623.6586 | 0.0086983 | 25 | Commercial_2034_Technical_MW_After Competition Groups_25 | Refrigeration Optimization | 0.8698% | 0 | 22.8213 | Commercial_2034_Technical_MW_After Competition Groups_Refrigeration Optimization
Commercial | Com ¦ Refrigerated Display Case LED | 2034 | Technical | MW | After Competition Groups | 22.577 | 0 | 0 | 2623.6586 | 0.0086051 | 26 | Commercial_2034_Technical_MW_After Competition Groups_26 | Refrigerated Display Case LED | 0.8605% | 0 | 22.577 | Commercial_2034_Technical_MW_After Competition Groups_Refrigerated Display Case LED
Commercial | Com ¦ HOTEL OCCUPANCY CONTROLS (HVAC + LIGHTING) | 2034 | Technical | MW | After Competition Groups | 19.7303 | 0 | 0 | 2623.6586 | 0.0075202 | 27 | Commercial_2034_Technical_MW_After Competition Groups_27 | HOTEL OCCUPANCY CONTROLS (HVAC + LIGHTING) | 0.752% | 0 | 19.7303 | Commercial_2034_Technical_MW_After Competition Groups_HOTEL OCCUPANCY CONTROLS (HVAC + LIGHTING)
Commercial | Com ¦ Variable Frequency Drive (VFD) | 2034 | Technical | MW | After Competition Groups | 18.9848 | 0 | 0 | 2623.6586 | 0.007236 | 28 | Commercial_2034_Technical_MW_After Competition Groups_28 | Variable Frequency Drive (VFD) | 0.7236% | 0 | 18.9848 | Commercial_2034_Technical_MW_After Competition Groups_Variable Frequency Drive (VFD)
Commercial | Com ¦ VFD on Pumps | 2034 | Technical | MW | After Competition Groups | 17.7675 | 0 | 0 | 2623.6586 | 0.006772 | 29 | Commercial_2034_Technical_MW_After Competition Groups_29 | VFD on Pumps | 0.6772% | 0 | 17.7675 | Commercial_2034_Technical_MW_After Competition Groups_VFD on Pumps
Commercial | Com ¦ ENERGY STAR LED LAMPS (General Service Lamps) | 2034 | Technical | MW | After Competition Groups | 16.4825 | 0 | 0 | 2623.6586 | 0.0062823 | 30 | Commercial_2034_Technical_MW_After Competition Groups_30 | ENERGY STAR LED LAMPS (General Service Lamps) | 0.6282% | 0 | 16.4825 | Commercial_2034_Technical_MW_After Competition Groups_ENERGY STAR LED LAMPS (General Service Lamps)
Commercial | Com ¦ ENERGY STAR FREEZER | 2034 | Technical | MW | After Competition Groups | 15.9726 | 0 | 0 | 2623.6586 | 0.0060879 | 31 | Commercial_2034_Technical_MW_After Competition Groups_31 | ENERGY STAR FREEZER | 0.6088% | 0 | 15.9726 | Commercial_2034_Technical_MW_After Competition Groups_ENERGY STAR FREEZER
Commercial | Com ¦ Indoor Daylight Sensors/Photocell Dimming Control | 2034 | Technical | MW | After Competition Groups | 15.036 | 0 | 0 | 2623.6586 | 0.0057309 | 32 | Commercial_2034_Technical_MW_After Competition Groups_32 | Indoor Daylight Sensors/Photocell Dimming Control | 0.5731% | 0 | 15.036 | Commercial_2034_Technical_MW_After Competition Groups_Indoor Daylight Sensors/Photocell Dimming Control
Commercial | Com ¦ Air Handler with Dedicated Outdoor Air Systems | 2034 | Technical | MW | After Competition Groups | 14.4899 | 0 | 0 | 2623.6586 | 0.0055228 | 33 | Commercial_2034_Technical_MW_After Competition Groups_33 | Air Handler with Dedicated Outdoor Air Systems | 0.5523% | 0 | 14.4899 | Commercial_2034_Technical_MW_After Competition Groups_Air Handler with Dedicated Outdoor Air Systems
Commercial | Com ¦ ENERGY STAR ICE MACHINES - Ice Making Head | 2034 | Technical | MW | After Competition Groups | 14.4791 | 0 | 0 | 2623.6586 | 0.0055187 | 34 | Commercial_2034_Technical_MW_After Competition Groups_34 | ENERGY STAR ICE MACHINES - Ice Making Head | 0.5519% | 0 | 14.4791 | Commercial_2034_Technical_MW_After Competition Groups_ENERGY STAR ICE MACHINES - Ice Making Head
Commercial | Com ¦ Demand Control Kitchen Ventilation | 2034 | Technical | MW | After Competition Groups | 12.5755 | 0 | 0 | 2623.6586 | 0.0047931 | 35 | Commercial_2034_Technical_MW_After Competition Groups_35 | Demand Control Kitchen Ventilation | 0.4793% | 0 | 12.5755 | Commercial_2034_Technical_MW_After Competition Groups_Demand Control Kitchen Ventilation
Commercial | Com ¦ Water Source Heat Pump (4 ton) | 2034 | Technical | MW | After Competition Groups | 10.5464 | 0 | 0 | 2623.6586 | 0.0040197 | 36 | Commercial_2034_Technical_MW_After Competition Groups_36 | Water Source Heat Pump (4 ton) | 0.402% | 0 | 10.5464 | Commercial_2034_Technical_MW_After Competition Groups_Water Source Heat Pump (4 ton)
Commercial | Com ¦ Occupancy Sensors | 2034 | Technical | MW | After Competition Groups | 10.4768 | 0 | 0 | 2623.6586 | 0.0039932 | 37 | Commercial_2034_Technical_MW_After Competition Groups_37 | Occupancy Sensors | 0.3993% | 0 | 10.4768 | Commercial_2034_Technical_MW_After Competition Groups_Occupancy Sensors
Commercial | Com ¦ ECM MOTORS FOR EVAPORATOR FANS for refrigeration (WALK-IN) | 2034 | Technical | MW | After Competition Groups | 9.8759 | 0 | 0 | 2623.6586 | 0.0037642 | 38 | Commercial_2034_Technical_MW_After Competition Groups_38 | ECM MOTORS FOR EVAPORATOR FANS for refrigeration (WALK-IN) | 0.3764% | 0 | 9.8759 | Commercial_2034_Technical_MW_After Competition Groups_ECM MOTORS FOR EVAPORATOR FANS for refrigeration (WALK-IN)
Commercial | Com ¦ High R-Value Glass Doors/no-heat glass door | 2034 | Technical | MW | After Competition Groups | 9.3473 | 0 | 0 | 2623.6586 | 0.0035627 | 39 | Commercial_2034_Technical_MW_After Competition Groups_39 | High R-Value Glass Doors/no-heat glass door | 0.3563% | 0 | 9.3473 | Commercial_2034_Technical_MW_After Competition Groups_High R-Value Glass Doors/no-heat glass door
Commercial | Com ¦ Freezer Case Light Sensor | 2034 | Technical | MW | After Competition Groups | 8.5448 | 0 | 0 | 2623.6586 | 0.0032568 | 40 | Commercial_2034_Technical_MW_After Competition Groups_40 | Freezer Case Light Sensor | 0.3257% | 0 | 8.5448 | Commercial_2034_Technical_MW_After Competition Groups_Freezer Case Light Sensor
Commercial | Com ¦ Evaporator Fan Controls | 2034 | Technical | MW | After Competition Groups | 8.3247 | 0 | 0 | 2623.6586 | 0.003173 | 41 | Commercial_2034_Technical_MW_After Competition Groups_41 | Evaporator Fan Controls | 0.3173% | 0 | 8.3247 | Commercial_2034_Technical_MW_After Competition Groups_Evaporator Fan Controls
Commercial | Com ¦ Condensing Make Up Air Unit | 2034 | Technical | MW | After Competition Groups | 7.7617 | 0 | 0 | 2623.6586 | 0.0029584 | 42 | Commercial_2034_Technical_MW_After Competition Groups_42 | Condensing Make Up Air Unit | 0.2958% | 0 | 7.7617 | Commercial_2034_Technical_MW_After Competition Groups_Condensing Make Up Air Unit
Commercial | Com ¦ ENERGY STAR Refrigerator | 2034 | Technical | MW | After Competition Groups | 7.7038 | 0 | 0 | 2623.6586 | 0.0029363 | 43 | Commercial_2034_Technical_MW_After Competition Groups_43 | ENERGY STAR Refrigerator | 0.2936% | 0 | 7.7038 | Commercial_2034_Technical_MW_After Competition Groups_ENERGY STAR Refrigerator
Commercial | Com ¦ ENERGY STAR Griddle (74% eff) | 2034 | Technical | MW | After Competition Groups | 7.4288 | 0 | 0 | 2623.6586 | 0.0028315 | 44 | Commercial_2034_Technical_MW_After Competition Groups_44 | ENERGY STAR Griddle (74% eff) | 0.2831% | 0 | 7.4288 | Commercial_2034_Technical_MW_After Competition Groups_ENERGY STAR Griddle (74% eff)
Commercial | Com ¦ Super-High Efficiency Furnaces (Emerging Tech) | 2034 | Technical | MW | After Competition Groups | 7.4006 | 0 | 0 | 2623.6586 | 0.0028207 | 45 | Commercial_2034_Technical_MW_After Competition Groups_45 | Super-High Efficiency Furnaces (Emerging Tech) | 0.2821% | 0 | 7.4006 | Commercial_2034_Technical_MW_After Competition Groups_Super-High Efficiency Furnaces (Emerging Tech)
Commercial | Com ¦ LED EXTERIOR AREA LIGHTS - LED fixture (200W) | 2034 | Technical | MW | After Competition Groups | 6.9765 | 0 | 0 | 2623.6586 | 0.0026591 | 46 | Commercial_2034_Technical_MW_After Competition Groups_46 | LED EXTERIOR AREA LIGHTS - LED fixture (200W) | 0.2659% | 0 | 6.9765 | Commercial_2034_Technical_MW_After Competition Groups_LED EXTERIOR AREA LIGHTS - LED fixture (200W)
Commercial | Com ¦ LED parking lot fixture | 2034 | Technical | MW | After Competition Groups | 6.6509 | 0 | 0 | 2623.6586 | 0.002535 | 47 | Commercial_2034_Technical_MW_After Competition Groups_47 | LED parking lot fixture | 0.2535% | 0 | 6.6509 | Commercial_2034_Technical_MW_After Competition Groups_LED parking lot fixture
Commercial | Com ¦ Refrigeration Commissioning | 2034 | Technical | MW | After Competition Groups | 5.7982 | 0 | 0 | 2623.6586 | 0.00221 | 48 | Commercial_2034_Technical_MW_After Competition Groups_48 | Refrigeration Commissioning | 0.221% | 0 | 5.7982 | Commercial_2034_Technical_MW_After Competition Groups_Refrigeration Commissioning
Commercial | Com ¦ Elec Storage WH 2.30 Et | 2034 | Technical | MW | After Competition Groups | 5.4794 | 0 | 0 | 2623.6586 | 0.0020885 | 49 | Commercial_2034_Technical_MW_After Competition Groups_49 | Elec Storage WH 2.30 Et | 0.2088% | 0 | 5.4794 | Commercial_2034_Technical_MW_After Competition Groups_Elec Storage WH 2.30 Et
Commercial | Com ¦ Duct Insulation, R8 | 2034 | Technical | MW | After Competition Groups | 5.0073 | 0 | 0 | 2623.6586 | 0.0019085 | 50 | Commercial_2034_Technical_MW_After Competition Groups_50 | Duct Insulation, R8 | 0.1909% | 0 | 5.0073 | Commercial_2034_Technical_MW_After Competition Groups_Duct Insulation, R8
Commercial | Com ¦ BEVERAGE VENDING MACHINE CONTROLS | 2034 | Technical | MW | After Competition Groups | 5.0027 | 0 | 0 | 2623.6586 | 0.0019067 | 51 | Commercial_2034_Technical_MW_After Competition Groups_51 | BEVERAGE VENDING MACHINE CONTROLS | 0.1907% | 0 | 5.0027 | Commercial_2034_Technical_MW_After Competition Groups_BEVERAGE VENDING MACHINE CONTROLS
Commercial | Com ¦ LED street light fixture | 2034 | Technical | MW | After Competition Groups | 4.2526 | 0 | 0 | 2623.6586 | 0.0016209 | 52 | Commercial_2034_Technical_MW_After Competition Groups_52 | LED street light fixture | 0.1621% | 0 | 4.2526 | Commercial_2034_Technical_MW_After Competition Groups_LED street light fixture
Commercial | Com ¦ Roof Insulation/Ceiling Insulation (R25 Code to R35) | 2034 | Technical | MW | After Competition Groups | 4.1346 | 0 | 0 | 2623.6586 | 0.0015759 | 53 | Commercial_2034_Technical_MW_After Competition Groups_53 | Roof Insulation/Ceiling Insulation (R25 Code to R35) | 0.1576% | 0 | 4.1346 | Commercial_2034_Technical_MW_After Competition Groups_Roof Insulation/Ceiling Insulation (R25 Code to R35)
Commercial | Com ¦ CO Sensors for parking garage exhaust fans | 2034 | Technical | MW | After Competition Groups | 3.362 | 0 | 0 | 2623.6586 | 0.0012814 | 54 | Commercial_2034_Technical_MW_After Competition Groups_54 | CO Sensors for parking garage exhaust fans | 0.1281% | 0 | 3.362 | Commercial_2034_Technical_MW_After Competition Groups_CO Sensors for parking garage exhaust fans
Commercial | Com ¦ Anti-sweat heat (ASH) controls - Cooler/Freezer | 2034 | Technical | MW | After Competition Groups | 3.3541 | 0 | 0 | 2623.6586 | 0.0012784 | 55 | Commercial_2034_Technical_MW_After Competition Groups_55 | Anti-sweat heat (ASH) controls - Cooler/Freezer | 0.1278% | 0 | 3.3541 | Commercial_2034_Technical_MW_After Competition Groups_Anti-sweat heat (ASH) controls - Cooler/Freezer
Commercial | Com ¦ Temperature Adjustment in Commercial Freezers | 2034 | Technical | MW | After Competition Groups | 3.0435 | 0 | 0 | 2623.6586 | 0.00116 | 56 | Commercial_2034_Technical_MW_After Competition Groups_56 | Temperature Adjustment in Commercial Freezers | 0.116% | 0 | 3.0435 | Commercial_2034_Technical_MW_After Competition Groups_Temperature Adjustment in Commercial Freezers
Commercial | Com ¦ Ground Source Heat Pump | 2034 | Technical | MW | After Competition Groups | 2.7396 | 0 | 0 | 2623.6586 | 0.0010442 | 57 | Commercial_2034_Technical_MW_After Competition Groups_57 | Ground Source Heat Pump | 0.1044% | 0 | 2.7396 | Commercial_2034_Technical_MW_After Competition Groups_Ground Source Heat Pump
Commercial | Com ¦ Vertical Night Covers | 2034 | Technical | MW | After Competition Groups | 2.5169 | 0 | 0 | 2623.6586 | 0.00095929 | 58 | Commercial_2034_Technical_MW_After Competition Groups_58 | Vertical Night Covers | 0.09593% | 0 | 2.5169 | Commercial_2034_Technical_MW_After Competition Groups_Vertical Night Covers
Commercial | Com ¦ Energy Efficient Laboratory Fume Hood | 2034 | Technical | MW | After Competition Groups | 2.4608 | 0 | 0 | 2623.6586 | 0.00093792 | 59 | Commercial_2034_Technical_MW_After Competition Groups_59 | Energy Efficient Laboratory Fume Hood | 0.09379% | 0 | 2.4608 | Commercial_2034_Technical_MW_After Competition Groups_Energy Efficient Laboratory Fume Hood
Commercial | Com ¦ ENERGY STAR Fryer (84% eff) | 2034 | Technical | MW | After Competition Groups | 2.1597 | 0 | 0 | 2623.6586 | 0.00082316 | 60 | Commercial_2034_Technical_MW_After Competition Groups_60 | ENERGY STAR Fryer (84% eff) | 0.08232% | 0 | 2.1597 | Commercial_2034_Technical_MW_After Competition Groups_ENERGY STAR Fryer (84% eff)
Commercial | Com ¦ Outside Air Economizer | 2034 | Technical | MW | After Competition Groups | 1.9607 | 0 | 0 | 2623.6586 | 0.00074733 | 61 | Commercial_2034_Technical_MW_After Competition Groups_61 | Outside Air Economizer | 0.07473% | 0 | 1.9607 | Commercial_2034_Technical_MW_After Competition Groups_Outside Air Economizer
Commercial | Com ¦ Water Heating (DHW) Pipe Insulation (Add 3/4\ Foam)" | 2034 | Technical | MW | After Competition Groups | 1.9207 | 0 | 0 | 2623.6586 | 0.00073205 | 62 | Commercial_2034_Technical_MW_After Competition Groups_62 | Water Heating (DHW) Pipe Insulation (Add 3/4\ Foam)" | 0.07321% | 0 | 1.9207 | Commercial_2034_Technical_MW_After Competition Groups_Water Heating (DHW) Pipe Insulation (Add 3/4\ Foam)"
Commercial | Com ¦ Room AC (w/ louvered sides) 14 SEER from 12 SEER code | 2034 | Technical | MW | After Competition Groups | 1.7911 | 0 | 0 | 2623.6586 | 0.00068266 | 63 | Commercial_2034_Technical_MW_After Competition Groups_63 | Room AC (w/ louvered sides) 14 SEER from 12 SEER code | 0.06827% | 0 | 1.7911 | Commercial_2034_Technical_MW_After Competition Groups_Room AC (w/ louvered sides) 14 SEER from 12 SEER code
Commercial | Com ¦ ENERGY STAR Dishwasher | 2034 | Technical | MW | After Competition Groups | 1.517 | 0 | 0 | 2623.6586 | 0.0005782 | 64 | Commercial_2034_Technical_MW_After Competition Groups_64 | ENERGY STAR Dishwasher | 0.05782% | 0 | 1.517 | Commercial_2034_Technical_MW_After Competition Groups_ENERGY STAR Dishwasher
Commercial | Com ¦ ENERGY STAR Steam Cookers | 2034 | Technical | MW | After Competition Groups | 1.4145 | 0 | 0 | 2623.6586 | 0.00053912 | 65 | Commercial_2034_Technical_MW_After Competition Groups_65 | ENERGY STAR Steam Cookers | 0.05391% | 0 | 1.4145 | Commercial_2034_Technical_MW_After Competition Groups_ENERGY STAR Steam Cookers
Commercial | Com ¦ LED RECESSED DOWNLIGHTS | 2034 | Technical | MW | After Competition Groups | 1.4138 | 0 | 0 | 2623.6586 | 0.00053887 | 66 | Commercial_2034_Technical_MW_After Competition Groups_66 | LED RECESSED DOWNLIGHTS | 0.05389% | 0 | 1.4138 | Commercial_2034_Technical_MW_After Competition Groups_LED RECESSED DOWNLIGHTS
Commercial | Com ¦ Suction Pipe Insulation Freezer/Refrigerator | 2034 | Technical | MW | After Competition Groups | 1.3081 | 0 | 0 | 2623.6586 | 0.00049857 | 67 | Commercial_2034_Technical_MW_After Competition Groups_67 | Suction Pipe Insulation Freezer/Refrigerator | 0.04986% | 0 | 1.3081 | Commercial_2034_Technical_MW_After Competition Groups_Suction Pipe Insulation Freezer/Refrigerator
Commercial | Com ¦ Evaporator Coil Defrost (Cooler) | 2034 | Technical | MW | After Competition Groups | 1.1129 | 0 | 0 | 2623.6586 | 0.00042417 | 68 | Commercial_2034_Technical_MW_After Competition Groups_68 | Evaporator Coil Defrost (Cooler) | 0.04242% | 0 | 1.1129 | Commercial_2034_Technical_MW_After Competition Groups_Evaporator Coil Defrost (Cooler)
Commercial | Com ¦ Ozone Laundry Treatment | 2034 | Technical | MW | After Competition Groups | 0.79522 | 0 | 0 | 2623.6586 | 0.0003031 | 69 | Commercial_2034_Technical_MW_After Competition Groups_69 | Ozone Laundry Treatment | 0.03031% | 0 | 0.79522 | Commercial_2034_Technical_MW_After Competition Groups_Ozone Laundry Treatment
Commercial | Com ¦ Thermostat Setback | 2034 | Technical | MW | After Competition Groups | 0.79336 | 0 | 0 | 2623.6586 | 0.00030239 | 70 | Commercial_2034_Technical_MW_After Competition Groups_70 | Thermostat Setback | 0.03024% | 0 | 0.79336 | Commercial_2034_Technical_MW_After Competition Groups_Thermostat Setback
Commercial | Com ¦ SYNCHRONOUS BELT | 2034 | Technical | MW | After Competition Groups | 0.73405 | 0 | 0 | 2623.6586 | 0.00027978 | 71 | Commercial_2034_Technical_MW_After Competition Groups_71 | SYNCHRONOUS BELT | 0.02798% | 0 | 0.73405 | Commercial_2034_Technical_MW_After Competition Groups_SYNCHRONOUS BELT
Commercial | Com ¦ PTAC (12 EER/10,000 BTU) | 2034 | Technical | MW | After Competition Groups | 0.65905 | 0 | 0 | 2623.6586 | 0.00025119 | 72 | Commercial_2034_Technical_MW_After Competition Groups_72 | PTAC (12 EER/10,000 BTU) | 0.02512% | 0 | 0.65905 | Commercial_2034_Technical_MW_After Competition Groups_PTAC (12 EER/10,000 BTU)
Commercial | Com ¦ Wall Insulation | 2034 | Technical | MW | After Competition Groups | 0.6025 | 0 | 0 | 2623.6586 | 0.00022964 | 73 | Commercial_2034_Technical_MW_After Competition Groups_73 | Wall Insulation | 0.02296% | 0 | 0.6025 | Commercial_2034_Technical_MW_After Competition Groups_Wall Insulation
Commercial | Com ¦ Solar Preheat Make up Air | 2034 | Technical | MW | After Competition Groups | 0.59498 | 0 | 0 | 2623.6586 | 0.00022678 | 74 | Commercial_2034_Technical_MW_After Competition Groups_74 | Solar Preheat Make up Air | 0.02268% | 0 | 0.59498 | Commercial_2034_Technical_MW_After Competition Groups_Solar Preheat Make up Air
Commercial | Com ¦ Efficient compressor motor | 2034 | Technical | MW | After Competition Groups | 0.45286 | 0 | 0 | 2623.6586 | 0.0001726 | 75 | Commercial_2034_Technical_MW_After Competition Groups_75 | Efficient compressor motor | 0.01726% | 0 | 0.45286 | Commercial_2034_Technical_MW_After Competition Groups_Efficient compressor motor
Commercial | Com ¦ Solar Water Preheat (Pools/DHW) | 2034 | Technical | MW | After Competition Groups | 0.44763 | 0 | 0 | 2623.6586 | 0.00017061 | 76 | Commercial_2034_Technical_MW_After Competition Groups_76 | Solar Water Preheat (Pools/DHW) | 0.01706% | 0 | 0.44763 | Commercial_2034_Technical_MW_After Competition Groups_Solar Water Preheat (Pools/DHW)
Commercial | Com ¦ High Efficiency Chiller (avg of water and air cooled) | 2034 | Technical | MW | After Competition Groups | 0.44644 | 0 | 0 | 2623.6586 | 0.00017016 | 77 | Commercial_2034_Technical_MW_After Competition Groups_77 | High Efficiency Chiller (avg of water and air cooled) | 0.01702% | 0 | 0.44644 | Commercial_2034_Technical_MW_After Competition Groups_High Efficiency Chiller (avg of water and air cooled)
Commercial | COM ¦ Ductless Mini-Split Heat Pumps | 2034 | Technical | MW | After Competition Groups | 0.43145 | 0 | 0 | 2623.6586 | 0.00016445 | 78 | Commercial_2034_Technical_MW_After Competition Groups_78 | Ductless Mini-Split Heat Pumps | 0.01644% | 0 | 0.43145 | Commercial_2034_Technical_MW_After Competition Groups_Ductless Mini-Split Heat Pumps
Commercial | Com ¦ ECM MOTORS FOR HVAC APPLICATION (FAN-POWERED VAV BOX) | 2034 | Technical | MW | After Competition Groups | 0.32444 | 0 | 0 | 2623.6586 | 0.00012366 | 79 | Commercial_2034_Technical_MW_After Competition Groups_79 | ECM MOTORS FOR HVAC APPLICATION (FAN-POWERED VAV BOX) | 0.01237% | 0 | 0.32444 | Commercial_2034_Technical_MW_After Competition Groups_ECM MOTORS FOR HVAC APPLICATION (FAN-POWERED VAV BOX)
Commercial | Com ¦ Commercial Hot Food Holding Cabinets | 2034 | Technical | MW | After Competition Groups | 0.32411 | 0 | 0 | 2623.6586 | 0.00012354 | 80 | Commercial_2034_Technical_MW_After Competition Groups_80 | Commercial Hot Food Holding Cabinets | 0.01235% | 0 | 0.32411 | Commercial_2034_Technical_MW_After Competition Groups_Commercial Hot Food Holding Cabinets
Commercial | Com ¦ HVAC Optimization | 2034 | Technical | MW | After Competition Groups | 0.25021 | 0 | 0 | 2623.6586 | 9.5366e-05 | 81 | Commercial_2034_Technical_MW_After Competition Groups_81 | HVAC Optimization | 0.009537% | 0 | 0.25021 | Commercial_2034_Technical_MW_After Competition Groups_HVAC Optimization
Commercial | Com ¦ Auto Off Time Switch or Time Clock control | 2034 | Technical | MW | After Competition Groups | 0.19712 | 0 | 0 | 2623.6586 | 7.5133e-05 | 82 | Commercial_2034_Technical_MW_After Competition Groups_82 | Auto Off Time Switch or Time Clock control | 0.007513% | 0 | 0.19712 | Commercial_2034_Technical_MW_After Competition Groups_Auto Off Time Switch or Time Clock control
Commercial | Com ¦ CEE Tier 2/Energy Star Clothes Washers | 2034 | Technical | MW | After Competition Groups | 0.19219 | 0 | 0 | 2623.6586 | 7.3253e-05 | 83 | Commercial_2034_Technical_MW_After Competition Groups_83 | CEE Tier 2/Energy Star Clothes Washers | 0.007325% | 0 | 0.19219 | Commercial_2034_Technical_MW_After Competition Groups_CEE Tier 2/Energy Star Clothes Washers
Commercial | Com ¦ Heat Pump Water Heater (50 Gallons) | 2034 | Technical | MW | After Competition Groups | 0.13347 | 0 | 0 | 2623.6586 | 5.087e-05 | 84 | Commercial_2034_Technical_MW_After Competition Groups_84 | Heat Pump Water Heater (50 Gallons) | 0.005087% | 0 | 0.13347 | Commercial_2034_Technical_MW_After Competition Groups_Heat Pump Water Heater (50 Gallons)
Commercial | Com ¦ Demand controlled Circulating Systems | 2034 | Technical | MW | After Competition Groups | 0.12323 | 0 | 0 | 2623.6586 | 4.6968e-05 | 85 | Commercial_2034_Technical_MW_After Competition Groups_85 | Demand controlled Circulating Systems | 0.004697% | 0 | 0.12323 | Commercial_2034_Technical_MW_After Competition Groups_Demand controlled Circulating Systems
Commercial | Com ¦ Low Flow Pre-Rinse Spray Nozzle | 2034 | Technical | MW | After Competition Groups | 0.11195 | 0 | 0 | 2623.6586 | 4.2669e-05 | 86 | Commercial_2034_Technical_MW_After Competition Groups_86 | Low Flow Pre-Rinse Spray Nozzle | 0.004267% | 0 | 0.11195 | Commercial_2034_Technical_MW_After Competition Groups_Low Flow Pre-Rinse Spray Nozzle
Commercial | Com ¦ Condensing Unit Heaters or other Efficient Unit Heating System | 2034 | Technical | MW | After Competition Groups | 0.042917 | 0 | 0 | 2623.6586 | 1.6358e-05 | 87 | Commercial_2034_Technical_MW_After Competition Groups_87 | Condensing Unit Heaters or other Efficient Unit Heating System | 0.001636% | 0 | 0.042917 | Commercial_2034_Technical_MW_After Competition Groups_Condensing Unit Heaters or other Efficient Unit Heating System
Commercial | Com ¦ VSD Air Compressor | 2034 | Technical | MW | After Competition Groups | 0.035578 | 0 | 0 | 2623.6586 | 1.356e-05 | 88 | Commercial_2034_Technical_MW_After Competition Groups_88 | VSD Air Compressor | 0.001356% | 0 | 0.035578 | Commercial_2034_Technical_MW_After Competition Groups_VSD Air Compressor
Commercial | Com ¦ eCube | 2034 | Technical | MW | After Competition Groups | 0.034845 | 0 | 0 | 2623.6586 | 1.3281e-05 | 89 | Commercial_2034_Technical_MW_After Competition Groups_89 | eCube | 0.001328% | 0 | 0.034845 | Commercial_2034_Technical_MW_After Competition Groups_eCube
Commercial | Com ¦ EC Plug Fan for Data Center (under cabinet) | 2034 | Technical | MW | After Competition Groups | 0.025096 | 0 | 0 | 2623.6586 | 9.5652e-06 | 90 | Commercial_2034_Technical_MW_After Competition Groups_90 | EC Plug Fan for Data Center (under cabinet) | 0.0009565% | 0 | 0.025096 | Commercial_2034_Technical_MW_After Competition Groups_EC Plug Fan for Data Center (under cabinet)
Commercial | Com ¦ Exterior Photocell | 2034 | Technical | MW | After Competition Groups | 0.013961 | 0 | 0 | 2623.6586 | 5.3212e-06 | 91 | Commercial_2034_Technical_MW_After Competition Groups_91 | Exterior Photocell | 0.0005321% | 0 | 0.013961 | Commercial_2034_Technical_MW_After Competition Groups_Exterior Photocell
Commercial | Com ¦ Air Curtains | 2034 | Technical | MW | After Competition Groups | 0.0075371 | 0 | 0 | 2623.6586 | 2.8727e-06 | 92 | Commercial_2034_Technical_MW_After Competition Groups_92 | Air Curtains | 0.0002873% | 0 | 0.0075371 | Commercial_2034_Technical_MW_After Competition Groups_Air Curtains
Commercial | Com ¦ High Efficiency Induction Cooking | 2034 | Technical | MW | After Competition Groups | 0.0014442 | 0 | 0 | 2623.6586 | 5.5047e-07 | 93 | Commercial_2034_Technical_MW_After Competition Groups_93 | High Efficiency Induction Cooking | 5.505e-05% | 0 | 0.0014442 | Commercial_2034_Technical_MW_After Competition Groups_High Efficiency Induction Cooking
Commercial | Com ¦ Electric Convection Combination Ovens | 2034 | Technical | MW | After Competition Groups | 0.0004459 | 0 | 0 | 2623.6586 | 1.6995e-07 | 94 | Commercial_2034_Technical_MW_After Competition Groups_94 | Electric Convection Combination Ovens | 1.7e-05% | 0 | 0.0004459 | Commercial_2034_Technical_MW_After Competition Groups_Electric Convection Combination Ovens
Commercial | Com ¦ Building Recommissioning, Operations and Maintenance (O&M) Improvements | 2035 | Economic | MW | After Competition Groups | 223.8233 | 0 | 0 | 1932.8986 | 0.1158 | 1 | Commercial_2035_Economic_MW_After Competition Groups_1 | Building Recommissioning, Operations and Maintenance (O&M) Improvements | 11.58% | 0 | 223.8233 | Commercial_2035_Economic_MW_After Competition Groups_Building Recommissioning, Operations and Maintenance (O&M) Improvements
Commercial | Com ¦ High Efficiency Air Source Heat Pump | 2035 | Economic | MW | After Competition Groups | 203.6569 | 0 | 0 | 1932.8986 | 0.10536 | 2 | Commercial_2035_Economic_MW_After Competition Groups_2 | High Efficiency Air Source Heat Pump | 10.54% | 0 | 203.6569 | Commercial_2035_Economic_MW_After Competition Groups_High Efficiency Air Source Heat Pump
Commercial | Com ¦ Education and Capacity Building/Energy Behavior | 2035 | Economic | MW | After Competition Groups | 201.4641 | 0 | 0 | 1932.8986 | 0.10423 | 3 | Commercial_2035_Economic_MW_After Competition Groups_3 | Education and Capacity Building/Energy Behavior | 10.42% | 0 | 201.4641 | Commercial_2035_Economic_MW_After Competition Groups_Education and Capacity Building/Energy Behavior
Commercial | Com ¦ LED Low/High Bay | 2035 | Economic | MW | After Competition Groups | 160.9208 | 0 | 0 | 1932.8986 | 0.083254 | 4 | Commercial_2035_Economic_MW_After Competition Groups_4 | LED Low/High Bay | 8.325% | 0 | 160.9208 | Commercial_2035_Economic_MW_After Competition Groups_LED Low/High Bay
Commercial | Com ¦ Unitary Air-Conditioning Unit | 2035 | Economic | MW | After Competition Groups | 134.8078 | 0 | 0 | 1932.8986 | 0.069744 | 5 | Commercial_2035_Economic_MW_After Competition Groups_5 | Unitary Air-Conditioning Unit | 6.974% | 0 | 134.8078 | Commercial_2035_Economic_MW_After Competition Groups_Unitary Air-Conditioning Unit
Commercial | Com ¦ ENERGY STAR LED LAMPS (REFLECTOR LAMPs/MR16/PAR 16) | 2035 | Economic | MW | After Competition Groups | 124.345 | 0 | 0 | 1932.8986 | 0.064331 | 6 | Commercial_2035_Economic_MW_After Competition Groups_6 | ENERGY STAR LED LAMPS (REFLECTOR LAMPs/MR16/PAR 16) | 6.433% | 0 | 124.345 | Commercial_2035_Economic_MW_After Competition Groups_ENERGY STAR LED LAMPS (REFLECTOR LAMPs/MR16/PAR 16)
Commercial | Com ¦ LED Troffer/Surface/Suspended | 2035 | Economic | MW | After Competition Groups | 119.8475 | 0 | 0 | 1932.8986 | 0.062004 | 7 | Commercial_2035_Economic_MW_After Competition Groups_7 | LED Troffer/Surface/Suspended | 6.2% | 0 | 119.8475 | Commercial_2035_Economic_MW_After Competition Groups_LED Troffer/Surface/Suspended
Commercial | Com ¦ LED Replacement Lamp (Tube) | 2035 | Economic | MW | After Competition Groups | 99.161 | 0 | 0 | 1932.8986 | 0.051302 | 8 | Commercial_2035_Economic_MW_After Competition Groups_8 | LED Replacement Lamp (Tube) | 5.13% | 0 | 99.161 | Commercial_2035_Economic_MW_After Competition Groups_LED Replacement Lamp (Tube)
Commercial | Com ¦ Advanced BAS/Controllers | 2035 | Economic | MW | After Competition Groups | 97.6396 | 0 | 0 | 1932.8986 | 0.050515 | 9 | Commercial_2035_Economic_MW_After Competition Groups_9 | Advanced BAS/Controllers | 5.051% | 0 | 97.6396 | Commercial_2035_Economic_MW_After Competition Groups_Advanced BAS/Controllers
Commercial | Com ¦ Refrigerated Display Case Doors | 2035 | Economic | MW | After Competition Groups | 45.2527 | 0 | 0 | 1932.8986 | 0.023412 | 10 | Commercial_2035_Economic_MW_After Competition Groups_10 | Refrigerated Display Case Doors | 2.341% | 0 | 45.2527 | Commercial_2035_Economic_MW_After Competition Groups_Refrigerated Display Case Doors
Commercial | Com ¦ Adaptive Thermostats | 2035 | Economic | MW | After Competition Groups | 43.7551 | 0 | 0 | 1932.8986 | 0.022637 | 11 | Commercial_2035_Economic_MW_After Competition Groups_11 | Adaptive Thermostats | 2.264% | 0 | 43.7551 | Commercial_2035_Economic_MW_After Competition Groups_Adaptive Thermostats
Commercial | Com ¦ Reach-in Shaded Pole to ECM/PSC Evaporator Fan Motor | 2035 | Economic | MW | After Competition Groups | 38.7616 | 0 | 0 | 1932.8986 | 0.020054 | 12 | Commercial_2035_Economic_MW_After Competition Groups_12 | Reach-in Shaded Pole to ECM/PSC Evaporator Fan Motor | 2.005% | 0 | 38.7616 | Commercial_2035_Economic_MW_After Competition Groups_Reach-in Shaded Pole to ECM/PSC Evaporator Fan Motor
Commercial | Com ¦ Data Center Storage/Server Virtualization | 2035 | Economic | MW | After Competition Groups | 37.5281 | 0 | 0 | 1932.8986 | 0.019415 | 13 | Commercial_2035_Economic_MW_After Competition Groups_13 | Data Center Storage/Server Virtualization | 1.942% | 0 | 37.5281 | Commercial_2035_Economic_MW_After Competition Groups_Data Center Storage/Server Virtualization
Commercial | Com ¦ Demand Control Ventilation | 2035 | Economic | MW | After Competition Groups | 36.1412 | 0 | 0 | 1932.8986 | 0.018698 | 14 | Commercial_2035_Economic_MW_After Competition Groups_14 | Demand Control Ventilation | 1.87% | 0 | 36.1412 | Commercial_2035_Economic_MW_After Competition Groups_Demand Control Ventilation
Commercial | Com ¦ Chilled Water Optimization | 2035 | Economic | MW | After Competition Groups | 33.499 | 0 | 0 | 1932.8986 | 0.017331 | 15 | Commercial_2035_Economic_MW_After Competition Groups_15 | Chilled Water Optimization | 1.733% | 0 | 33.499 | Commercial_2035_Economic_MW_After Competition Groups_Chilled Water Optimization
Commercial | Com ¦ Strip Curtains | 2035 | Economic | MW | After Competition Groups | 32.4272 | 0 | 0 | 1932.8986 | 0.016776 | 16 | Commercial_2035_Economic_MW_After Competition Groups_16 | Strip Curtains | 1.678% | 0 | 32.4272 | Commercial_2035_Economic_MW_After Competition Groups_Strip Curtains
Commercial | Com ¦ LED or Equivalent Sign Lighting | 2035 | Economic | MW | After Competition Groups | 28.1235 | 0 | 0 | 1932.8986 | 0.01455 | 17 | Commercial_2035_Economic_MW_After Competition Groups_17 | LED or Equivalent Sign Lighting | 1.455% | 0 | 28.1235 | Commercial_2035_Economic_MW_After Competition Groups_LED or Equivalent Sign Lighting
Commercial | Com ¦ Furnace Tune-Up | 2035 | Economic | MW | After Competition Groups | 26.7281 | 0 | 0 | 1932.8986 | 0.013828 | 18 | Commercial_2035_Economic_MW_After Competition Groups_18 | Furnace Tune-Up | 1.383% | 0 | 26.7281 | Commercial_2035_Economic_MW_After Competition Groups_Furnace Tune-Up
Commercial | Com ¦ Centrally controlled desktop PC/NETWORK PC POWER MANAGEMENT SOFTWARE | 2035 | Economic | MW | After Competition Groups | 25.3321 | 0 | 0 | 1932.8986 | 0.013106 | 19 | Commercial_2035_Economic_MW_After Competition Groups_19 | Centrally controlled desktop PC/NETWORK PC POWER MANAGEMENT SOFTWARE | 1.311% | 0 | 25.3321 | Commercial_2035_Economic_MW_After Competition Groups_Centrally controlled desktop PC/NETWORK PC POWER MANAGEMENT SOFTWARE
Commercial | Com ¦ Variable Frequency Drive (VFD) | 2035 | Economic | MW | After Competition Groups | 18.6032 | 0 | 0 | 1932.8986 | 0.0096245 | 20 | Commercial_2035_Economic_MW_After Competition Groups_20 | Variable Frequency Drive (VFD) | 0.9625% | 0 | 18.6032 | Commercial_2035_Economic_MW_After Competition Groups_Variable Frequency Drive (VFD)
Commercial | Com ¦ Refrigerated Display Case LED | 2035 | Economic | MW | After Competition Groups | 17.5713 | 0 | 0 | 1932.8986 | 0.0090907 | 21 | Commercial_2035_Economic_MW_After Competition Groups_21 | Refrigerated Display Case LED | 0.9091% | 0 | 17.5713 | Commercial_2035_Economic_MW_After Competition Groups_Refrigerated Display Case LED
Commercial | Com ¦ VFD on Pumps | 2035 | Economic | MW | After Competition Groups | 17.4104 | 0 | 0 | 1932.8986 | 0.0090074 | 22 | Commercial_2035_Economic_MW_After Competition Groups_22 | VFD on Pumps | 0.9007% | 0 | 17.4104 | Commercial_2035_Economic_MW_After Competition Groups_VFD on Pumps
Commercial | Com ¦ ENERGY STAR LED LAMPS (General Service Lamps) | 2035 | Economic | MW | After Competition Groups | 16.4986 | 0 | 0 | 1932.8986 | 0.0085357 | 23 | Commercial_2035_Economic_MW_After Competition Groups_23 | ENERGY STAR LED LAMPS (General Service Lamps) | 0.8536% | 0 | 16.4986 | Commercial_2035_Economic_MW_After Competition Groups_ENERGY STAR LED LAMPS (General Service Lamps)
Commercial | Com ¦ Air Handler with Dedicated Outdoor Air Systems | 2035 | Economic | MW | After Competition Groups | 14.1987 | 0 | 0 | 1932.8986 | 0.0073458 | 24 | Commercial_2035_Economic_MW_After Competition Groups_24 | Air Handler with Dedicated Outdoor Air Systems | 0.7346% | 0 | 14.1987 | Commercial_2035_Economic_MW_After Competition Groups_Air Handler with Dedicated Outdoor Air Systems
Commercial | Com ¦ Demand Control Kitchen Ventilation | 2035 | Economic | MW | After Competition Groups | 11.962 | 0 | 0 | 1932.8986 | 0.0061886 | 25 | Commercial_2035_Economic_MW_After Competition Groups_25 | Demand Control Kitchen Ventilation | 0.6189% | 0 | 11.962 | Commercial_2035_Economic_MW_After Competition Groups_Demand Control Kitchen Ventilation
Commercial | Com ¦ Water Source Heat Pump (4 ton) | 2035 | Economic | MW | After Competition Groups | 10.9856 | 0 | 0 | 1932.8986 | 0.0056835 | 26 | Commercial_2035_Economic_MW_After Competition Groups_26 | Water Source Heat Pump (4 ton) | 0.5683% | 0 | 10.9856 | Commercial_2035_Economic_MW_After Competition Groups_Water Source Heat Pump (4 ton)
Commercial | Com ¦ Occupancy Sensors | 2035 | Economic | MW | After Competition Groups | 10.562 | 0 | 0 | 1932.8986 | 0.0054644 | 27 | Commercial_2035_Economic_MW_After Competition Groups_27 | Occupancy Sensors | 0.5464% | 0 | 10.562 | Commercial_2035_Economic_MW_After Competition Groups_Occupancy Sensors
Commercial | Com ¦ ECM MOTORS FOR EVAPORATOR FANS for refrigeration (WALK-IN) | 2035 | Economic | MW | After Competition Groups | 9.6774 | 0 | 0 | 1932.8986 | 0.0050067 | 28 | Commercial_2035_Economic_MW_After Competition Groups_28 | ECM MOTORS FOR EVAPORATOR FANS for refrigeration (WALK-IN) | 0.5007% | 0 | 9.6774 | Commercial_2035_Economic_MW_After Competition Groups_ECM MOTORS FOR EVAPORATOR FANS for refrigeration (WALK-IN)
Commercial | Com ¦ Freezer Case Light Sensor | 2035 | Economic | MW | After Competition Groups | 8.373 | 0 | 0 | 1932.8986 | 0.0043319 | 29 | Commercial_2035_Economic_MW_After Competition Groups_29 | Freezer Case Light Sensor | 0.4332% | 0 | 8.373 | Commercial_2035_Economic_MW_After Competition Groups_Freezer Case Light Sensor
Commercial | Com ¦ Evaporator Fan Controls | 2035 | Economic | MW | After Competition Groups | 8.1574 | 0 | 0 | 1932.8986 | 0.0042203 | 30 | Commercial_2035_Economic_MW_After Competition Groups_30 | Evaporator Fan Controls | 0.422% | 0 | 8.1574 | Commercial_2035_Economic_MW_After Competition Groups_Evaporator Fan Controls
Commercial | Com ¦ ENERGY STAR Griddle (74% eff) | 2035 | Economic | MW | After Competition Groups | 7.705 | 0 | 0 | 1932.8986 | 0.0039863 | 31 | Commercial_2035_Economic_MW_After Competition Groups_31 | ENERGY STAR Griddle (74% eff) | 0.3986% | 0 | 7.705 | Commercial_2035_Economic_MW_After Competition Groups_ENERGY STAR Griddle (74% eff)
Commercial | Com ¦ LED EXTERIOR AREA LIGHTS - LED fixture (200W) | 2035 | Economic | MW | After Competition Groups | 7.0208 | 0 | 0 | 1932.8986 | 0.0036323 | 32 | Commercial_2035_Economic_MW_After Competition Groups_32 | LED EXTERIOR AREA LIGHTS - LED fixture (200W) | 0.3632% | 0 | 7.0208 | Commercial_2035_Economic_MW_After Competition Groups_LED EXTERIOR AREA LIGHTS - LED fixture (200W)
Commercial | Com ¦ LED parking lot fixture | 2035 | Economic | MW | After Competition Groups | 6.6878 | 0 | 0 | 1932.8986 | 0.00346 | 33 | Commercial_2035_Economic_MW_After Competition Groups_33 | LED parking lot fixture | 0.346% | 0 | 6.6878 | Commercial_2035_Economic_MW_After Competition Groups_LED parking lot fixture
Commercial | Com ¦ Door Gasket Freezer/Refrigerator | 2035 | Economic | MW | After Competition Groups | 6.1046 | 0 | 0 | 1932.8986 | 0.0031583 | 34 | Commercial_2035_Economic_MW_After Competition Groups_34 | Door Gasket Freezer/Refrigerator | 0.3158% | 0 | 6.1046 | Commercial_2035_Economic_MW_After Competition Groups_Door Gasket Freezer/Refrigerator
Commercial | Com ¦ Elec Storage WH 2.30 Et | 2035 | Economic | MW | After Competition Groups | 5.6185 | 0 | 0 | 1932.8986 | 0.0029068 | 35 | Commercial_2035_Economic_MW_After Competition Groups_35 | Elec Storage WH 2.30 Et | 0.2907% | 0 | 5.6185 | Commercial_2035_Economic_MW_After Competition Groups_Elec Storage WH 2.30 Et
Commercial | Com ¦ BEVERAGE VENDING MACHINE CONTROLS | 2035 | Economic | MW | After Competition Groups | 5.0376 | 0 | 0 | 1932.8986 | 0.0026062 | 36 | Commercial_2035_Economic_MW_After Competition Groups_36 | BEVERAGE VENDING MACHINE CONTROLS | 0.2606% | 0 | 5.0376 | Commercial_2035_Economic_MW_After Competition Groups_BEVERAGE VENDING MACHINE CONTROLS
Commercial | Com ¦ Duct Insulation, R8 | 2035 | Economic | MW | After Competition Groups | 4.9066 | 0 | 0 | 1932.8986 | 0.0025385 | 37 | Commercial_2035_Economic_MW_After Competition Groups_37 | Duct Insulation, R8 | 0.2538% | 0 | 4.9066 | Commercial_2035_Economic_MW_After Competition Groups_Duct Insulation, R8
Commercial | Com ¦ LED street light fixture | 2035 | Economic | MW | After Competition Groups | 4.2875 | 0 | 0 | 1932.8986 | 0.0022182 | 38 | Commercial_2035_Economic_MW_After Competition Groups_38 | LED street light fixture | 0.2218% | 0 | 4.2875 | Commercial_2035_Economic_MW_After Competition Groups_LED street light fixture
Commercial | Com ¦ CO Sensors for parking garage exhaust fans | 2035 | Economic | MW | After Competition Groups | 3.3915 | 0 | 0 | 1932.8986 | 0.0017546 | 39 | Commercial_2035_Economic_MW_After Competition Groups_39 | CO Sensors for parking garage exhaust fans | 0.1755% | 0 | 3.3915 | Commercial_2035_Economic_MW_After Competition Groups_CO Sensors for parking garage exhaust fans
Commercial | Com ¦ Temperature Adjustment in Commercial Freezers | 2035 | Economic | MW | After Competition Groups | 2.9823 | 0 | 0 | 1932.8986 | 0.0015429 | 40 | Commercial_2035_Economic_MW_After Competition Groups_40 | Temperature Adjustment in Commercial Freezers | 0.1543% | 0 | 2.9823 | Commercial_2035_Economic_MW_After Competition Groups_Temperature Adjustment in Commercial Freezers
Commercial | Com ¦ Vertical Night Covers | 2035 | Economic | MW | After Competition Groups | 2.4663 | 0 | 0 | 1932.8986 | 0.0012759 | 41 | Commercial_2035_Economic_MW_After Competition Groups_41 | Vertical Night Covers | 0.1276% | 0 | 2.4663 | Commercial_2035_Economic_MW_After Competition Groups_Vertical Night Covers
Commercial | Com ¦ Energy Efficient Laboratory Fume Hood | 2035 | Economic | MW | After Competition Groups | 2.4113 | 0 | 0 | 1932.8986 | 0.0012475 | 42 | Commercial_2035_Economic_MW_After Competition Groups_42 | Energy Efficient Laboratory Fume Hood | 0.1248% | 0 | 2.4113 | Commercial_2035_Economic_MW_After Competition Groups_Energy Efficient Laboratory Fume Hood
Commercial | Com ¦ ENERGY STAR Fryer (84% eff) | 2035 | Economic | MW | After Competition Groups | 2.2422 | 0 | 0 | 1932.8986 | 0.00116 | 43 | Commercial_2035_Economic_MW_After Competition Groups_43 | ENERGY STAR Fryer (84% eff) | 0.116% | 0 | 2.2422 | Commercial_2035_Economic_MW_After Competition Groups_ENERGY STAR Fryer (84% eff)
Commercial | Com ¦ Outside Air Economizer | 2035 | Economic | MW | After Competition Groups | 1.9769 | 0 | 0 | 1932.8986 | 0.0010228 | 44 | Commercial_2035_Economic_MW_After Competition Groups_44 | Outside Air Economizer | 0.1023% | 0 | 1.9769 | Commercial_2035_Economic_MW_After Competition Groups_Outside Air Economizer
Commercial | Com ¦ Water Heating (DHW) Pipe Insulation (Add 3/4\ Foam)" | 2035 | Economic | MW | After Competition Groups | 1.8821 | 0 | 0 | 1932.8986 | 0.0009737 | 45 | Commercial_2035_Economic_MW_After Competition Groups_45 | Water Heating (DHW) Pipe Insulation (Add 3/4\ Foam)" | 0.09737% | 0 | 1.8821 | Commercial_2035_Economic_MW_After Competition Groups_Water Heating (DHW) Pipe Insulation (Add 3/4\ Foam)"
Commercial | Com ¦ ENERGY STAR Dishwasher | 2035 | Economic | MW | After Competition Groups | 1.5435 | 0 | 0 | 1932.8986 | 0.00079853 | 46 | Commercial_2035_Economic_MW_After Competition Groups_46 | ENERGY STAR Dishwasher | 0.07985% | 0 | 1.5435 | Commercial_2035_Economic_MW_After Competition Groups_ENERGY STAR Dishwasher
Commercial | Com ¦ ENERGY STAR Steam Cookers | 2035 | Economic | MW | After Competition Groups | 1.4682 | 0 | 0 | 1932.8986 | 0.00075957 | 47 | Commercial_2035_Economic_MW_After Competition Groups_47 | ENERGY STAR Steam Cookers | 0.07596% | 0 | 1.4682 | Commercial_2035_Economic_MW_After Competition Groups_ENERGY STAR Steam Cookers
Commercial | Com ¦ Suction Pipe Insulation Freezer/Refrigerator | 2035 | Economic | MW | After Competition Groups | 1.2818 | 0 | 0 | 1932.8986 | 0.00066314 | 48 | Commercial_2035_Economic_MW_After Competition Groups_48 | Suction Pipe Insulation Freezer/Refrigerator | 0.06631% | 0 | 1.2818 | Commercial_2035_Economic_MW_After Competition Groups_Suction Pipe Insulation Freezer/Refrigerator
Commercial | Com ¦ Condensing Make Up Air Unit | 2035 | Economic | MW | After Competition Groups | 1.2319 | 0 | 0 | 1932.8986 | 0.00063736 | 49 | Commercial_2035_Economic_MW_After Competition Groups_49 | Condensing Make Up Air Unit | 0.06374% | 0 | 1.2319 | Commercial_2035_Economic_MW_After Competition Groups_Condensing Make Up Air Unit
Commercial | Com ¦ Thermostat Setback | 2035 | Economic | MW | After Competition Groups | 0.80866 | 0 | 0 | 1932.8986 | 0.00041837 | 50 | Commercial_2035_Economic_MW_After Competition Groups_50 | Thermostat Setback | 0.04184% | 0 | 0.80866 | Commercial_2035_Economic_MW_After Competition Groups_Thermostat Setback
Commercial | Com ¦ Ozone Laundry Treatment | 2035 | Economic | MW | After Competition Groups | 0.8002 | 0 | 0 | 1932.8986 | 0.00041399 | 51 | Commercial_2035_Economic_MW_After Competition Groups_51 | Ozone Laundry Treatment | 0.0414% | 0 | 0.8002 | Commercial_2035_Economic_MW_After Competition Groups_Ozone Laundry Treatment
Commercial | Com ¦ PTAC (12 EER/10,000 BTU) | 2035 | Economic | MW | After Competition Groups | 0.65736 | 0 | 0 | 1932.8986 | 0.00034009 | 52 | Commercial_2035_Economic_MW_After Competition Groups_52 | PTAC (12 EER/10,000 BTU) | 0.03401% | 0 | 0.65736 | Commercial_2035_Economic_MW_After Competition Groups_PTAC (12 EER/10,000 BTU)
Commercial | Com ¦ Solar Water Preheat (Pools/DHW) | 2035 | Economic | MW | After Competition Groups | 0.46654 | 0 | 0 | 1932.8986 | 0.00024137 | 53 | Commercial_2035_Economic_MW_After Competition Groups_53 | Solar Water Preheat (Pools/DHW) | 0.02414% | 0 | 0.46654 | Commercial_2035_Economic_MW_After Competition Groups_Solar Water Preheat (Pools/DHW)
Commercial | COM ¦ Ductless Mini-Split Heat Pumps | 2035 | Economic | MW | After Competition Groups | 0.44954 | 0 | 0 | 1932.8986 | 0.00023257 | 54 | Commercial_2035_Economic_MW_After Competition Groups_54 | Ductless Mini-Split Heat Pumps | 0.02326% | 0 | 0.44954 | Commercial_2035_Economic_MW_After Competition Groups_Ductless Mini-Split Heat Pumps
Commercial | Com ¦ ECM MOTORS FOR HVAC APPLICATION (FAN-POWERED VAV BOX) | 2035 | Economic | MW | After Competition Groups | 0.32501 | 0 | 0 | 1932.8986 | 0.00016815 | 55 | Commercial_2035_Economic_MW_After Competition Groups_55 | ECM MOTORS FOR HVAC APPLICATION (FAN-POWERED VAV BOX) | 0.01681% | 0 | 0.32501 | Commercial_2035_Economic_MW_After Competition Groups_ECM MOTORS FOR HVAC APPLICATION (FAN-POWERED VAV BOX)
Commercial | Com ¦ Notched V belts for HVAC Systems | 2035 | Economic | MW | After Competition Groups | 0.27915 | 0 | 0 | 1932.8986 | 0.00014442 | 56 | Commercial_2035_Economic_MW_After Competition Groups_56 | Notched V belts for HVAC Systems | 0.01444% | 0 | 0.27915 | Commercial_2035_Economic_MW_After Competition Groups_Notched V belts for HVAC Systems
Commercial | Com ¦ Efficient compressor motor | 2035 | Economic | MW | After Competition Groups | 0.25173 | 0 | 0 | 1932.8986 | 0.00013023 | 57 | Commercial_2035_Economic_MW_After Competition Groups_57 | Efficient compressor motor | 0.01302% | 0 | 0.25173 | Commercial_2035_Economic_MW_After Competition Groups_Efficient compressor motor
Commercial | Com ¦ Auto Off Time Switch or Time Clock control | 2035 | Economic | MW | After Competition Groups | 0.19873 | 0 | 0 | 1932.8986 | 0.00010281 | 58 | Commercial_2035_Economic_MW_After Competition Groups_58 | Auto Off Time Switch or Time Clock control | 0.01028% | 0 | 0.19873 | Commercial_2035_Economic_MW_After Competition Groups_Auto Off Time Switch or Time Clock control
Commercial | Com ¦ CEE Tier 2/Energy Star Clothes Washers | 2035 | Economic | MW | After Competition Groups | 0.19737 | 0 | 0 | 1932.8986 | 0.00010211 | 59 | Commercial_2035_Economic_MW_After Competition Groups_59 | CEE Tier 2/Energy Star Clothes Washers | 0.01021% | 0 | 0.19737 | Commercial_2035_Economic_MW_After Competition Groups_CEE Tier 2/Energy Star Clothes Washers
Commercial | Com ¦ HVAC Optimization | 2035 | Economic | MW | After Competition Groups | 0.14408 | 0 | 0 | 1932.8986 | 7.4543e-05 | 60 | Commercial_2035_Economic_MW_After Competition Groups_60 | HVAC Optimization | 0.007454% | 0 | 0.14408 | Commercial_2035_Economic_MW_After Competition Groups_HVAC Optimization
Commercial | Com ¦ Commercial Hot Food Holding Cabinets | 2035 | Economic | MW | After Competition Groups | 0.1275 | 0 | 0 | 1932.8986 | 6.5962e-05 | 61 | Commercial_2035_Economic_MW_After Competition Groups_61 | Commercial Hot Food Holding Cabinets | 0.006596% | 0 | 0.1275 | Commercial_2035_Economic_MW_After Competition Groups_Commercial Hot Food Holding Cabinets
Commercial | Com ¦ Demand controlled Circulating Systems | 2035 | Economic | MW | After Competition Groups | 0.12075 | 0 | 0 | 1932.8986 | 6.2472e-05 | 62 | Commercial_2035_Economic_MW_After Competition Groups_62 | Demand controlled Circulating Systems | 0.006247% | 0 | 0.12075 | Commercial_2035_Economic_MW_After Competition Groups_Demand controlled Circulating Systems
Commercial | Com ¦ LED RECESSED DOWNLIGHTS | 2035 | Economic | MW | After Competition Groups | 0.11907 | 0 | 0 | 1932.8986 | 6.1599e-05 | 63 | Commercial_2035_Economic_MW_After Competition Groups_63 | LED RECESSED DOWNLIGHTS | 0.00616% | 0 | 0.11907 | Commercial_2035_Economic_MW_After Competition Groups_LED RECESSED DOWNLIGHTS
Commercial | Com ¦ Low Flow Pre-Rinse Spray Nozzle | 2035 | Economic | MW | After Competition Groups | 0.1126 | 0 | 0 | 1932.8986 | 5.8253e-05 | 64 | Commercial_2035_Economic_MW_After Competition Groups_64 | Low Flow Pre-Rinse Spray Nozzle | 0.005825% | 0 | 0.1126 | Commercial_2035_Economic_MW_After Competition Groups_Low Flow Pre-Rinse Spray Nozzle
Commercial | Com ¦ Room AC (w/ louvered sides) 14 SEER from 12 SEER code | 2035 | Economic | MW | After Competition Groups | 0.10381 | 0 | 0 | 1932.8986 | 5.3705e-05 | 65 | Commercial_2035_Economic_MW_After Competition Groups_65 | Room AC (w/ louvered sides) 14 SEER from 12 SEER code | 0.005371% | 0 | 0.10381 | Commercial_2035_Economic_MW_After Competition Groups_Room AC (w/ louvered sides) 14 SEER from 12 SEER code
Commercial | Com ¦ Wall Insulation | 2035 | Economic | MW | After Competition Groups | 0.064009 | 0 | 0 | 1932.8986 | 3.3116e-05 | 66 | Commercial_2035_Economic_MW_After Competition Groups_66 | Wall Insulation | 0.003312% | 0 | 0.064009 | Commercial_2035_Economic_MW_After Competition Groups_Wall Insulation
Commercial | Com ¦ Energy Recovery Ventilation and Ventilation (Enhanced) | 2035 | Economic | MW | After Competition Groups | 0.062287 | 0 | 0 | 1932.8986 | 3.2225e-05 | 67 | Commercial_2035_Economic_MW_After Competition Groups_67 | Energy Recovery Ventilation and Ventilation (Enhanced) | 0.003222% | 0 | 0.062287 | Commercial_2035_Economic_MW_After Competition Groups_Energy Recovery Ventilation and Ventilation (Enhanced)
Commercial | Com ¦ High Efficiency Chiller (avg of water and air cooled) | 2035 | Economic | MW | After Competition Groups | 0.051345 | 0 | 0 | 1932.8986 | 2.6564e-05 | 68 | Commercial_2035_Economic_MW_After Competition Groups_68 | High Efficiency Chiller (avg of water and air cooled) | 0.002656% | 0 | 0.051345 | Commercial_2035_Economic_MW_After Competition Groups_High Efficiency Chiller (avg of water and air cooled)
Commercial | Com ¦ Condensing Unit Heaters or other Efficient Unit Heating System | 2035 | Economic | MW | After Competition Groups | 0.042055 | 0 | 0 | 1932.8986 | 2.1757e-05 | 69 | Commercial_2035_Economic_MW_After Competition Groups_69 | Condensing Unit Heaters or other Efficient Unit Heating System | 0.002176% | 0 | 0.042055 | Commercial_2035_Economic_MW_After Competition Groups_Condensing Unit Heaters or other Efficient Unit Heating System