## 01 Top 20 Measures
User Inputs |  | NB:
1) "Before Competition Groups" will deliver an aggregate potential vastly greater than reported summary potential. For comparisons of "actual" Tech, Econ, or Achievable potential, please use "After Competition Groups"
Unit | GWh | 2) Measure-level potential does not reflect the effects of measure stacking, an adjustment applied as measure level savings are aggregated. Therefore, the sum of potential across individual measures will exceed the aggregated output potential (e.g., at the sector level).
Potential Type/Scenario | SC B
Year | 2038
Sector | Commercial
Before or After Competition Groups | After Competition Groups
Number of Rows | 48732
Number of Measures in Pick | 80 |  | Measure Name | Potential | % of Pot | Incentives ($Million)
|  | Measure Rank | Measure Name | Potential (GWh) | % of Pot. | Incentives ($Million)
|  | 1 | Building Recommissioning, Operations and Maintenance (O&M) Improvements | 1630.6818 | 12.46% | 3.8188
|  | 2 | LED Low/High Bay | 1219.789 | 9.323% | 17.8432
|  | 3 | LED Troffer/Surface/Suspended | 1035.3579 | 7.913% | 7.0406
|  | 4 | ENERGY STAR LED LAMPS (REFLECTOR LAMPs/MR16/PAR 16) | 1004.5563 | 7.678% | 0.79419
|  | 5 | LED Replacement Lamp (Tube) | 697.7879 | 5.333% | 0
|  | 6 | LED EXTERIOR AREA LIGHTS - LED fixture (200W) | 664.7193 | 5.081% | 0.08538
|  | 7 | LED parking lot fixture | 633.2567 | 4.84% | 0.62828
|  | 8 | Education and Capacity Building/Energy Behavior | 621.4997 | 4.75% | 7.3818
|  | 9 | Furnace Tune-Up | 594.7247 | 4.546% | 0.010027
|  | 10 | LED street light fixture | 403.0093 | 3.08% | 3.1904
|  | 11 | Refrigerated Display Case Doors | 358.1901 | 2.738% | 12.3126
|  | 12 | High Efficiency Air Source Heat Pump | 339.4269 | 2.594% | 1.5307
|  | 13 | Reach-in Shaded Pole to ECM/PSC Evaporator Fan Motor | 309.2994 | 2.364% | 2.1444
|  | 14 | Demand Control Ventilation | 303.0264 | 2.316% | 2.2473
|  | 15 | Advanced BAS/Controllers | 298.4182 | 2.281% | 0.84454
|  | 16 | Strip Curtains | 269.068 | 2.057% | 0.089435
|  | 17 | Data Center Storage/Server Virtualization | 250.697 | 1.916% | 0
|  | 18 | Centrally controlled desktop PC/NETWORK PC POWER MANAGEMENT SOFTWARE | 201.7678 | 1.542% | 0.37596
|  | 19 | Variable Frequency Drive (VFD) | 197.2759 | 1.508% | 0.16556
|  | 20 | VFD on Pumps | 184.5682 | 1.411% | 0.16858
|  | 21 | LED or Equivalent Sign Lighting | 180.3972 | 1.379% | 1.3141
|  | 22 | Unitary Air-Conditioning Unit | 159.6112 | 1.22% | 11.5213
|  | 23 | Adaptive Thermostats | 156.188 | 1.194% | 1.6228
|  | 24 | Air Handler with Dedicated Outdoor Air Systems | 150.2484 | 1.148% | 0
|  | 25 | ENERGY STAR LED LAMPS (General Service Lamps) | 119.4186 | 0.9127% | 0.15455
|  | 26 | Door Gasket Freezer/Refrigerator | 107.0372 | 0.8181% | 0.45295
|  | 27 | Demand Control Kitchen Ventilation | 98.4118 | 0.7522% | 0.25208
|  | 28 | ECM MOTORS FOR EVAPORATOR FANS for refrigeration (WALK-IN) | 93.2447 | 0.7127% | 0.10515
|  | 29 | Condensing Unit Heaters or other Efficient Unit Heating System | 89.4889 | 0.684% | 0.0030156
|  | 30 | Refrigerated Display Case LED | 77.4485 | 0.592% | 0.65756
|  | 31 | Freezer Case Light Sensor | 76.761 | 0.5867% | 0.23483
|  | 32 | Evaporator Fan Controls | 74.8775 | 0.5723% | 0.016728
|  | 33 | Occupancy Sensors | 43.8436 | 0.3351% | 0.0086897
|  | 34 | BEVERAGE VENDING MACHINE CONTROLS | 39.7671 | 0.3039% | 0.1792
|  | 35 | Chilled Water Optimization | 37.8567 | 0.2893% | 1.9115
|  | 36 | ENERGY STAR Griddle (74% eff) | 36.9872 | 0.2827% | 0.21825
|  | 37 | Elec Storage WH 2.30 Et | 36.7207 | 0.2807% | 0.095733
|  | 38 | CO Sensors for parking garage exhaust fans | 29.9023 | 0.2285% | 0.44187
|  | 39 | Water Source Heat Pump (4 ton) | 29.0479 | 0.222% | 1.4125
|  | 40 | Temperature Adjustment in Commercial Freezers | 28.6367 | 0.2189% | 0
|  | 41 | Energy Efficient Laboratory Fume Hood | 24.9638 | 0.1908% | 0.053393
|  | 42 | Vertical Night Covers | 22.2109 | 0.1698% | 0.016227
|  | 43 | Condensing Make Up Air Unit | 20.369 | 0.1557% | 5.454
|  | 44 | Duct Insulation, R8 | 19.8262 | 0.1515% | 0.030154
|  | 45 | Outside Air Economizer | 19.2304 | 0.147% | 0.057901
|  | 46 | Water Heating (DHW) Pipe Insulation (Add 3/4\ Foam)" | 19.1328 | 0.1462% | 0.022216
|  | 47 | ENERGY STAR Fryer (84% eff) | 13.5931 | 0.1039% | 0.1512
|  | 48 | Suction Pipe Insulation Freezer/Refrigerator | 12.1422 | 0.09281% | 0.015912
|  | 49 | ENERGY STAR Dishwasher | 8.4995 | 0.06496% | 0.040127
|  | 50 | Ozone Laundry Treatment | 6.647 | 0.0508% | 0.10837
|  | 51 | ENERGY STAR Steam Cookers | 6.4789 | 0.04952% | 0.078348
|  | 52 | Demand controlled Circulating Systems | 4.1109 | 0.03142% | 0
|  | 53 | ECM MOTORS FOR HVAC APPLICATION (FAN-POWERED VAV BOX) | 2.924 | 0.02235% | 0.022665
|  | 54 | Solar Water Preheat (Pools/DHW) | 2.888 | 0.02207% | 0.0048998
|  | 55 | Thermostat Setback | 2.634 | 0.02013% | 0
|  | 56 | Notched V belts for HVAC Systems | 1.8337 | 0.01401% | 0.024201
|  | 57 | Efficient compressor motor | 1.5713 | 0.01201% | 0.24326
|  | 58 | PTAC (12 EER/10,000 BTU) | 1.5134 | 0.01157% | 0.022808
|  | 59 | CEE Tier 2/Energy Star Clothes Washers | 1.4453 | 0.01105% | 0.013984
|  | 60 | Auto Off Time Switch or Time Clock control | 1.351 | 0.01033% | 4.8755e-05
|  | 61 | Variable Refrigerant Flow Heat Pump | 1.2894 | 0.009855% | 2.6726
|  | 62 | Ductless Mini-Split Heat Pumps | 1.2309 | 0.009408% | 0.00022964
|  | 63 | High Efficiency Small Instantaneous Water Heater | 1.032 | 0.007888% | 0.043372
|  | 64 | LED RECESSED DOWNLIGHTS | 0.86454 | 0.006608% | 0.061841
|  | 65 | Low Flow Pre-Rinse Spray Nozzle | 0.67955 | 0.005194% | 0.00067481
|  | 66 | Commercial Hot Food Holding Cabinets | 0.55183 | 0.004218% | 0.0033537
|  | 67 | Energy Recovery Ventilation and Ventilation (Enhanced) | 0.53198 | 0.004066% | 0
|  | 68 | HVAC Optimization | 0.4163 | 0.003182% | 0.00019881
|  | 69 | Wall Insulation | 0.2094 | 0.001601% | 0.0087668
|  | 70 | Room AC (w/ louvered sides) 14 SEER from 12 SEER code | 0.12168 | 0.00093% | 0.0053084
|  | 71 | High Efficiency Chiller (avg of water and air cooled) | 0.068037 | 0.00052% | 0.0099277
|  | 72 | EC Plug Fan for Data Center (under cabinet) | 0.067968 | 0.0005195% | 0.0025434
|  | 73 | Air Curtains | 0.061605 | 0.0004709% | 0.0038392
|  | 74 | VSD Air Compressor | 0.048269 | 0.0003689% | 0.00051482
|  | 75 | Indoor Daylight Sensors/Photocell Dimming Control | 0.026779 | 0.0002047% | 0.028525
|  | 76 | Electric Convection Combination Ovens | 0.0041029 | 3.136e-05% | 2.9746e-06
|  | 77 | LLLC - Low Impact Application | 2.9914e-18 | 2.286e-20% | 2.0198e-21
|  | 78 | LLLC - High Impact Application | 1.0975e-18 | 8.389e-21% | 1.6184e-21
|  | 79 | Networked/Connected - High Impact Application | 1.4389e-20 | 1.1e-22% | 4.7541e-23
|  | 80 | Networked/Connected - Low Impact Application | 8.2778e-21 | 6.327e-23% | 2.1848e-23
|  | NA | #N/A | #N/A | #N/A | #N/A
|  | NA | #N/A | #N/A | #N/A | #N/A
|  | NA | #N/A | #N/A | #N/A | #N/A
|  | NA | #N/A | #N/A | #N/A | #N/A
|  | NA | #N/A | #N/A | #N/A | #N/A
|  | NA | #N/A | #N/A | #N/A | #N/A
|  | NA | #N/A | #N/A | #N/A | #N/A
|  | NA | #N/A | #N/A | #N/A | #N/A
|  | NA | #N/A | #N/A | #N/A | #N/A
|  | NA | #N/A | #N/A | #N/A | #N/A
|  | NA | #N/A | #N/A | #N/A | #N/A
|  | NA | #N/A | #N/A | #N/A | #N/A
|  | NA | #N/A | #N/A | #N/A | #N/A
|  | NA | #N/A | #N/A | #N/A | #N/A
|  | NA | #N/A | #N/A | #N/A | #N/A
|  | NA | #N/A | #N/A | #N/A | #N/A
|  | NA | #N/A | #N/A | #N/A | #N/A
|  | NA | #N/A | #N/A | #N/A | #N/A
|  | NA | #N/A | #N/A | #N/A | #N/A
|  | NA | #N/A | #N/A | #N/A | #N/A
|  | NA | #N/A | #N/A | #N/A | #N/A
|  | NA | #N/A | #N/A | #N/A | #N/A
|  | NA | #N/A | #N/A | #N/A | #N/A
|  | NA | #N/A | #N/A | #N/A | #N/A
|  | NA | #N/A | #N/A | #N/A | #N/A
|  | NA | #N/A | #N/A | #N/A | #N/A
|  | NA | #N/A | #N/A | #N/A | #N/A
|  | NA | #N/A | #N/A | #N/A | #N/A
|  | NA | #N/A | #N/A | #N/A | #N/A
|  | NA | #N/A | #N/A | #N/A | #N/A
|  | NA | #N/A | #N/A | #N/A | #N/A
|  | NA | #N/A | #N/A | #N/A | #N/A
|  | NA | #N/A | #N/A | #N/A | #N/A
|  | NA | #N/A | #N/A | #N/A | #N/A
|  | NA | #N/A | #N/A | #N/A | #N/A
|  | NA | #N/A | #N/A | #N/A | #N/A
|  | NA | #N/A | #N/A | #N/A | #N/A
|  | NA | #N/A | #N/A | #N/A | #N/A
|  | NA | #N/A | #N/A | #N/A | #N/A
|  | NA | #N/A | #N/A | #N/A | #N/A
|  | NA | #N/A | #N/A | #N/A | #N/A
|  | NA | #N/A | #N/A | #N/A | #N/A
|  | NA | #N/A | #N/A | #N/A | #N/A
|  | NA | #N/A | #N/A | #N/A | #N/A
|  | NA | #N/A | #N/A | #N/A | #N/A
|  | NA | #N/A | #N/A | #N/A | #N/A

## LookUps
Type Number | Type
1 | Technical
2 | Economic
3 | SC A
4 | SC B
5 | SC C
6 | SC D
Unit Number | Unit | Polished Unit
1 | million_m3 | Mm3
2 | GWh | GWh
3 | MW | MW
Sector Number | Sector
1 | Residential
2 | Commercial
3 | Industrial
Year Number | Year
1 | 2019
2 | 2020
3 | 2021
4 | 2022
5 | 2023
6 | 2024
7 | 2025
8 | 2026
9 | 2027
10 | 2028
11 | 2029
12 | 2030
13 | 2031
14 | 2032
15 | 2033
16 | 2034
17 | 2035
18 | 2036
19 | 2037
20 | 2038
Measure Number | Measure Name
1 | Adaptive Thermostat
2 | Adaptive Thermostats |  | Adaptive Thermostat
3 | Adding reflective (White) roof treatment or a green roof |  | Adaptive Thermostats
4 | Advanced BAS/Controllers |  | Adding reflective (White) roof treatment or a green roof
5 | Air Compressor Heat Recovery |  | Advanced BAS/Controllers
6 | Air Compressor Optimization |  | Air Compressor Heat Recovery
7 | Air Curtains |  | Air Compressor Optimization
8 | Air Handler with Dedicated Outdoor Air Systems |  | Air Curtains
9 | Air Leak Survey and Repair |  | Air Handler with Dedicated Outdoor Air Systems
10 | Air Sealing |  | Air Leak Survey and Repair
11 | Air Source Heat Pump |  | Air Sealing
12 | Air Source Heat Pump Maintenance |  | Air Source Heat Pump
13 | Anti-sweat heat (ASH) controls - Cooler/Freezer |  | Air Source Heat Pump Maintenance
14 | Attic Insulation |  | Anti-sweat heat (ASH) controls - Cooler/Freezer
15 | Auto Off Time Switch or Time Clock control |  | Attic Insulation
16 | Basement or Crawlspace Insulation |  | Auto Off Time Switch or Time Clock control
17 | Basement Wall Insulation |  | Basement or Crawlspace Insulation
18 | BEVERAGE VENDING MACHINE CONTROLS |  | Basement Wall Insulation
19 | Boiler Measures |  | BEVERAGE VENDING MACHINE CONTROLS
20 | Boiler Tune Up |  | Boiler Measures
21 | Boiler Tune Up - Direct |  | Boiler Tune Up
22 | Boiler Tune Up - HVAC |  | Boiler Tune Up - Direct
23 | Boiler Upgrade |  | Boiler Tune Up - HVAC
24 | Boilers - Advanced Controls (Steam Systems) |  | Boiler Upgrade
25 | Building Recommissioning, Operations and Maintenance (O&M) Improvements |  | Boilers - Advanced Controls (Steam Systems)
26 | Car Block Heater Timer |  | Building Recommissioning, Operations and Maintenance (O&M) Improvements
27 | CEE Tier 2/Energy Star Clothes Washers |  | Car Block Heater Timer
28 | Ceiling Insulation |  | CEE Tier 2/Energy Star Clothes Washers
29 | Central Air Conditioner Maintenance |  | Ceiling Insulation
30 | Central Lighting Control System |  | Central Air Conditioner Maintenance
31 | Centrally controlled desktop PC/NETWORK PC POWER MANAGEMENT SOFTWARE |  | Central Lighting Control System
32 | Chilled Water Optimization |  | Centrally controlled desktop PC/NETWORK PC POWER MANAGEMENT SOFTWARE
33 | Chiller Optimization |  | Chilled Water Optimization
34 | Clothes Drying Racks |  | Chiller Optimization
35 | CO Sensors for parking garage exhaust fans |  | Clothes Drying Racks
36 | Cold Storage Retrofit |  | CO Sensors for parking garage exhaust fans
37 | Commercial Hot Food Holding Cabinets |  | Cold Storage Retrofit
38 | Comprehensive Draft Proofing |  | Commercial Hot Food Holding Cabinets
39 | Condensing Boiler |  | Comprehensive Draft Proofing
40 | Condensing Boiler ¦ Std |  | Condensing Boiler
41 | Condensing Make Up Air Unit |  | Condensing Boiler ¦ Std
42 | Condensing Storage Water Heater |  | Condensing Make Up Air Unit
43 | Condensing Unit Heaters or other Efficient Unit Heating System |  | Condensing Storage Water Heater
44 | Cooling Tower Optimization |  | Condensing Unit Heaters or other Efficient Unit Heating System
45 | Creep Heat Controller |  | Cooling Tower Optimization
46 | Dairy Pre-Cooler |  | Creep Heat Controller
47 | Dairy Water Heater |  | Dairy Pre-Cooler
48 | Data Center Storage/Server Virtualization |  | Dairy Water Heater
49 | Dehumidifier Recycling |  | Data Center Storage/Server Virtualization
50 | Demand Control Kitchen Ventilation |  | Dehumidifier Recycling
51 | Demand Control Ventilation |  | Demand Control Kitchen Ventilation
52 | Demand controlled Circulating Systems |  | Demand Control Ventilation
53 | Destratification |  | Demand controlled Circulating Systems
54 | DHW Recirculation Systems |  | Destratification
55 | Direct Contact Water Heaters |  | DHW Recirculation Systems
56 | Dock Door Seals |  | Direct Contact Water Heaters
57 | Door Gasket Freezer/Refrigerator |  | Dock Door Seals
58 | Drain Water Heat Recovery |  | Door Gasket Freezer/Refrigerator
59 | Drain Water Heat Recovery (DWHR) ¦ Retro |  | Drain Water Heat Recovery
60 | Drain Water Heat Recovery (DWHR) ¦New |  | Drain Water Heat Recovery (DWHR) ¦ Retro
61 | Dual and Natural Exhaust Ventilation Systems |  | Drain Water Heat Recovery (DWHR) ¦New
62 | Duct Insulation |  | Dual and Natural Exhaust Ventilation Systems
63 | Duct Insulation MF |  | Duct Insulation
64 | Duct Insulation, R8 |  | Duct Insulation MF
65 | Ductless Mini-Split Air Conditioner |  | Duct Insulation, R8
66 | Ductless Mini-Split Heat Pump |  | Ductless Mini-Split Air Conditioner
67 | Ductless Mini-Split Heat Pumps |  | Ductless Mini-Split Heat Pump
68 | Early Hot Water Heater Replacement |  | Ductless Mini-Split Heat Pumps
69 | EC Plug Fan for Data Center (under cabinet) |  | Early Hot Water Heater Replacement
70 | ECM MOTORS FOR EVAPORATOR FANS for refrigeration (WALK-IN) |  | EC Plug Fan for Data Center (under cabinet)
71 | ECM MOTORS FOR HVAC APPLICATION (FAN-POWERED VAV BOX) |  | ECM MOTORS FOR EVAPORATOR FANS for refrigeration (WALK-IN)
72 | eCube |  | ECM MOTORS FOR HVAC APPLICATION (FAN-POWERED VAV BOX)
73 | Education and Capacity Building/Energy Behavior |  | eCube
74 | Efficient Compressed Air Nozzles |  | Education and Capacity Building/Energy Behavior
75 | Efficient compressor motor |  | Efficient Compressed Air Nozzles
76 | Efficient Irrigation |  | Efficient compressor motor
77 | Efficient Refrigeration Compressor |  | Efficient Irrigation
78 | Efficient Transformer |  | Efficient Refrigeration Compressor
79 | Elec Storage WH 2.30 Et |  | Efficient Transformer
80 | Electric Convection Combination Ovens |  | Elec Storage WH 2.30 Et
81 | Energy Efficient Laboratory Fume Hood |  | Electric Convection Combination Ovens
82 | Energy Recovery Ventilation and Ventilation (Enhanced) |  | Energy Efficient Laboratory Fume Hood
83 | Energy Star A Line, PAR, MR Lamps |  | Energy Recovery Ventilation and Ventilation (Enhanced)
84 | Energy Star Air Source Heat Pump |  | Energy Star A Line, PAR, MR Lamps
85 | Energy Star Ceiling Fan/Lighting |  | Energy Star Air Source Heat Pump
86 | Energy Star Central Air Conditioner |  | Energy Star Ceiling Fan/Lighting
87 | Energy Star Clothes Dryer |  | Energy Star Central Air Conditioner
88 | Energy Star Clothes Washer |  | Energy Star Clothes Dryer
89 | Energy Star Dehumidifier |  | Energy Star Clothes Washer
90 | ENERGY STAR Dishwasher |  | Energy Star Dehumidifier
91 | ENERGY STAR FREEZER |  | ENERGY STAR Dishwasher
92 | ENERGY STAR Fryer (84% eff) |  | ENERGY STAR FREEZER
93 | ENERGY STAR Griddle (74% eff) |  | ENERGY STAR Fryer (84% eff)
94 | Energy Star Ground Source Heat Pump |  | ENERGY STAR Griddle (74% eff)
95 | ENERGY STAR ICE MACHINES - Ice Making Head |  | Energy Star Ground Source Heat Pump
96 | Energy Star LED Bulbs General Purpose LEDs |  | ENERGY STAR ICE MACHINES - Ice Making Head
97 | ENERGY STAR LED LAMPS (General Service Lamps) |  | Energy Star LED Bulbs General Purpose LEDs
98 | ENERGY STAR LED LAMPS (REFLECTOR LAMPs/MR16/PAR 16) |  | ENERGY STAR LED LAMPS (General Service Lamps)
99 | Energy Star LED Specialty Bulbs |  | ENERGY STAR LED LAMPS (REFLECTOR LAMPs/MR16/PAR 16)
100 | Energy Star Light Fixture |  | Energy Star LED Specialty Bulbs
101 | ENERGY STAR Refrigerator |  | Energy Star Light Fixture
102 | Energy Star Room Air Conditioner |  | ENERGY STAR Refrigerator
103 | ENERGY STAR Steam Cooker |  | Energy Star Room Air Conditioner
104 | ENERGY STAR Steam Cookers |  | ENERGY STAR Steam Cooker
105 | Energy Star Torchiere |  | ENERGY STAR Steam Cookers
106 | Energy Star Windows |  | Energy Star Torchiere
107 | Engine Block Heater Timer |  | Energy Star Windows
108 | Evaporator Coil Defrost (Cooler) |  | Engine Block Heater Timer
109 | Evaporator Fan Controls |  | Evaporator Coil Defrost (Cooler)
110 | Exterior Photocell |  | Evaporator Fan Controls
111 | Fan System Optimization |  | Exterior Photocell
112 | Floor Insulation |  | Fan System Optimization
113 | Free Cooling |  | Floor Insulation
114 | Freezer Case Light Sensor |  | Free Cooling
115 | Freezer Recycling |  | Freezer Case Light Sensor
116 | Furnace Tune Up |  | Freezer Recycling
117 | Furnace Tune-Up |  | Furnace Tune Up
118 | Furnace Whistle |  | Furnace Tune-Up
119 | Furnace with ECM |  | Furnace Whistle
120 | Gas Convection Oven |  | Furnace with ECM
121 | Gas Fired Heat Pump |  | Gas Convection Oven
122 | Gas Fired Rooftop Units |  | Gas Fired Heat Pump
123 | Gas Heat Pump Water Heater |  | Gas Fired Rooftop Units
124 | Gas Turbine Optimization |  | Gas Heat Pump Water Heater
125 | Greenhouse Envelope Improvements |  | Gas Turbine Optimization
126 | Greenhouse Grow Lights |  | Greenhouse Envelope Improvements
127 | Ground Source Heat Pump |  | Greenhouse Grow Lights
128 | HE HVAC Controls |  | Ground Source Heat Pump
129 | HE HVAC Units |  | HE HVAC Controls
130 | HE Lighting |  | HE HVAC Units
131 | HE Stock Tank |  | HE Lighting
132 | Heat Lamps/Heat Pad |  | HE Stock Tank
133 | Heat Pump Clothes Dryer |  | Heat Lamps/Heat Pad
134 | Heat Pump Water Heater |  | Heat Pump Clothes Dryer
135 | Heat Pump Water Heater (50 Gallons) |  | Heat Pump Water Heater
136 | Heat Recovery Ventilator |  | Heat Pump Water Heater (50 Gallons)
137 | Heavy Duty Outdoor/Holiday Plug-in Timers |  | Heat Recovery Ventilator
138 | High Efficiency Air Source Heat Pump |  | Heavy Duty Outdoor/Holiday Plug-in Timers
139 | High Efficiency Battery Charger |  | High Efficiency Air Source Heat Pump
140 | High Efficiency Burners |  | High Efficiency Battery Charger
141 | High Efficiency Chiller (avg of water and air cooled) |  | High Efficiency Burners
142 | High Efficiency Condensing Furnace |  | High Efficiency Chiller (avg of water and air cooled)
143 | High Efficiency Condensing Furnace AFUE 95% from 80% code |  | High Efficiency Condensing Furnace
144 | High Efficiency Fireplace with Pilotless Ignition |  | High Efficiency Condensing Furnace AFUE 95% from 80% code
145 | High Efficiency Furnaces |  | High Efficiency Fireplace with Pilotless Ignition
146 | High Efficiency Gas Pool Heater |  | High Efficiency Furnaces
147 | High Efficiency HVAC Fans |  | High Efficiency Gas Pool Heater
148 | High Efficiency HVAC Fans (Gas) |  | High Efficiency HVAC Fans
149 | High Efficiency Induction Cooking |  | High Efficiency HVAC Fans (Gas)
150 | High Efficiency Small Instantaneous Water Heater |  | High Efficiency Induction Cooking
151 | High Efficiency Underfired Broilers |  | High Efficiency Small Instantaneous Water Heater
152 | High Efficiency Welders |  | High Efficiency Underfired Broilers
153 | High R-Value Glass Doors/no-heat glass door |  | High Efficiency Welders
154 | Home Energy Reports |  | High R-Value Glass Doors/no-heat glass door
155 | HOTEL OCCUPANCY CONTROLS (HVAC + LIGHTING) |  | Home Energy Reports
156 | HVAC Optimization |  | HOTEL OCCUPANCY CONTROLS (HVAC + LIGHTING)
157 | HVLS Fans |  | HVAC Optimization
158 | Ice Rink Heat Recovery |  | HVLS Fans
159 | Improved Controls - Process Cooling |  | Ice Rink Heat Recovery
160 | Improved Controls - Process Heating |  | Improved Controls - Process Cooling
161 | Improved Controls -Process Heating Gas |  | Improved Controls - Process Heating
162 | Indoor Daylight Sensors/Photocell Dimming Control |  | Improved Controls -Process Heating Gas
163 | Infrared Heaters |  | Indoor Daylight Sensors/Photocell Dimming Control
164 | Insulation - Steam |  | Infrared Heaters
165 | Insulation - Steam - Direct |  | Insulation - Steam
166 | Insulation - Steam - HVAC |  | Insulation - Steam - Direct
167 | INTEGRAL LED TROFFERS |  | Insulation - Steam - HVAC
168 | LED Downlight |  | Insulation - Steam (AG)
169 | LED EXTERIOR AREA LIGHTS - LED fixture (200W) |  | INTEGRAL LED TROFFERS
170 | LED High Bay Fixture |  | LED Downlight
171 | LED Low/High Bay |  | LED EXTERIOR AREA LIGHTS - LED fixture (200W)
172 | LED or Equivalent Sign Lighting |  | LED High Bay Fixture
173 | LED parking lot fixture |  | LED Low/High Bay
174 | LED RECESSED DOWNLIGHTS |  | LED or Equivalent Sign Lighting
175 | LED Replacement Lamp (Tube) |  | LED parking lot fixture
176 | LED street light fixture |  | LED RECESSED DOWNLIGHTS
177 | LED Troffer/Surface/Suspended |  | LED Replacement Lamp (Tube)
178 | LED Tube Re-Lamp |  | LED street light fixture
179 | Lighting Motion Sensors, Timers, Dimmers |  | LED Troffer/Surface/Suspended
180 | LLLC - High Impact Application |  | LED Tube Re-Lamp
181 | LLLC - Low Impact Application |  | Lighting Motion Sensors, Timers, Dimmers
182 | Loading Dock Seals |  | LLLC - High Impact Application
183 | Low Energy Livestock Waterers |  | LLLC - Low Impact Application
184 | Low Flow Pre-Rinse Spray Nozzle |  | Loading Dock Seals
185 | Material Handling Improvements |  | Low Energy Livestock Waterers
186 | Minimize Hot and Warm Clothes Wash |  | Low Flow Pre-Rinse Spray Nozzle
187 | Networked/ Connected - Indoor LED Luminaire |  | Material Handling Improvements
188 | Networked/Connected - High Impact Application |  | Minimize Hot and Warm Clothes Wash
189 | Networked/Connected - Low Impact Application |  | Networked/ Connected - Indoor LED Luminaire
190 | Notched V belts for HVAC Systems |  | Networked/Connected - High Impact Application
191 | Occupancy Sensors |  | Networked/Connected - Low Impact Application
192 | Occupancy Sensors MF |  | Notched V belts for HVAC Systems
193 | Optimize Compressed Air Dryer |  | Occupancy Sensors
194 | Outside Air Economizer |  | Occupancy Sensors MF
195 | Ozone Laundry Treatment |  | Optimize Compressed Air Dryer
196 | Passive Attic Ventilation |  | Outside Air Economizer
197 | Photocell Controls (Outdoor) |  | Ozone Laundry Treatment
198 | Pool Cover |  | Passive Attic Ventilation
199 | Premium Efficient Motors |  | Photocell Controls (Outdoor)
200 | Process Heat Improvements |  | Pool Cover
201 | Process Heat Recovery |  | Premium Efficient Motors
202 | Process Heat Recovery (Gas) |  | Process Heat Improvements
203 | Process Heat Recovery (Gas) - HVAC |  | Process Heat Recovery
204 | Process Improvements |  | Process Heat Recovery (Gas)
205 | Process Optimization (Elec) |  | Process Heat Recovery (Gas) - HVAC
206 | Process Optimization (Gas) |  | Process Improvements
207 | PTAC (12 EER/10,000 BTU) |  | Process Optimization (Elec)
208 | Pulp and Paper Process Improvements |  | Process Optimization (Gas)
209 | Pump Equipment Upgrade |  | PTAC (12 EER/10,000 BTU)
210 | Pump System Optimization |  | Pulp and Paper Process Improvements
211 | Radiant Barrier |  | Pump Equipment Upgrade
212 | Reach-in Shaded Pole to ECM/PSC Evaporator Fan Motor |  | Pump System Optimization
213 | Recommissioning |  | Radiant Barrier
214 | Refiner Plate Improvements |  | Reach-in Shaded Pole to ECM/PSC Evaporator Fan Motor
215 | Refrigerated Display Case Doors |  | Recommissioning
216 | Refrigerated Display Case LED |  | Refiner Plate Improvements
217 | Refrigeration Commissioning |  | Refrigerated Display Case Doors
218 | Refrigeration Compressor VFD |  | Refrigerated Display Case LED
219 | Refrigeration Optimization |  | Refrigeration Commissioning
220 | Refrigeration Waste Heat Recover |  | Refrigeration Compressor VFD
221 | Refrigerator Recycling |  | Refrigeration Optimization
222 | Roof Insulation/Ceiling Insulation (R25 Code to R35) |  | Refrigeration Waste Heat Recover
223 | Room AC (w/ louvered sides) 14 SEER from 12 SEER code |  | Refrigerator Recycling
224 | SEM |  | Roof Insulation/Ceiling Insulation (R25 Code to R35)
225 | Smart Burners |  | Room AC (w/ louvered sides) 14 SEER from 12 SEER code
226 | Smart Power Bar |  | SEM
227 | Smart Strip Plug Outlets |  | Smart Burners
228 | Solar Powered Attic Fan |  | Smart Power Bar
229 | Solar Preheat Make up Air |  | Smart Strip Plug Outlets
230 | Solar Walls |  | Solar Powered Attic Fan
231 | Solar Water Preheat (Pools/DHW) |  | Solar Preheat Make up Air
232 | Steam Leak Repairs |  | Solar Walls
233 | Steam System Optimization |  | Solar Water Preheat (Pools/DHW)
234 | Steam Trap Repair |  | Steam Leak Repairs
235 | Steam Turbine Optimization |  | Steam System Optimization
236 | Strip Curtains |  | Steam Trap Repair
237 | Suction Pipe Insulation Freezer/Refrigerator |  | Steam Turbine Optimization
238 | Super High Perf Glazing ¦New |  | Strip Curtains
239 | Super High Perf Glazing ¦RET |  | Suction Pipe Insulation Freezer/Refrigerator
240 | Super-High Efficiency Furnaces (Emerging Tech) |  | Super High Perf Glazing ¦New
241 | SYNCHRONOUS BELT |  | Super High Perf Glazing ¦RET
242 | Synchronous Belts |  | Super-High Efficiency Furnaces (Emerging Tech)
243 | Tankless Water Heater |  | SYNCHRONOUS BELT
244 | Temperature Adjustment in Commercial Freezers |  | Synchronous Belts
245 | Thermostat Setback |  | Tankless Water Heater
246 | Unitary Air-Conditioning Unit |  | Temperature Adjustment in Commercial Freezers
247 | Variable Frequency Drive (VFD) |  | Thermostat Setback
248 | Variable Refrigerant Flow Heat Pump |  | Unitary Air-Conditioning Unit
249 | Variable Speed Pool Pump Motor |  | Variable Frequency Drive (VFD)
250 | VAV Conversion Project |  | Variable Refrigerant Flow Heat Pump
251 | VAV Conversion Project (Gas) |  | Variable Speed Pool Pump Motor
252 | Ventilation Optimization |  | VAV Conversion Project
253 | Ventilation Optimization (Gas) |  | VAV Conversion Project (Gas)
254 | Vertical Night Covers |  | Ventilation Optimization
255 | VFD on Pumps |  | Ventilation Optimization (Gas)
256 | VSD Air Compressor |  | Vertical Night Covers
257 | Wall Insulation |  | VFD on Pumps
258 | Wall Insulation MF |  | VSD Air Compressor
259 | Water Heater Temperature Setback |  | Wall Insulation
260 | Water Heating (DHW) Pipe Insulation (Add 3/4\ Foam)" |  | Wall Insulation MF
261 | Water Source Heat Pump (4 ton) |  | Water Heater Temperature Setback
262 | Window Film |  | Water Heating (DHW) Pipe Insulation (Add 3/4\ Foam)"
Water Source Heat Pump (4 ton)
Window Film
After Competition Groups
Before Competition Groups

## in_r_07_004a.05b
source file: | "Measures Ranked by Potential 2019-08-06.csv"
source code: | 07_004a Output Measure Level AP
sector | common_measure_name | cal_year | potential_type | potential_unit | comp_group_adj | potential | incentive_dollars | incentive_million_dollars | total_potential | pcent_pot_contrib | rank_pot | Match Index | Measure Name | % of Pot | Incentives ($Million) | Potential | Measure by Measure Match Index
Commercial | Com ¦ Building Recommissioning, Operations and Maintenance (O&M) Improvements | 2019 | Economic | GWh | After Competition Groups | 2481.4493 | 0 | 0 | 9011.7706 | 0.27536 | 1 | Commercial_2019_Economic_GWh_After Competition Groups_1 | Building Recommissioning, Operations and Maintenance (O&M) Improvements | 27.54% | 0 | 2481.4493 | Commercial_2019_Economic_GWh_After Competition Groups_Building Recommissioning, Operations and Maintenance (O&M) Improvements
Commercial | Com ¦ Education and Capacity Building/Energy Behavior | 2019 | Economic | GWh | After Competition Groups | 751.674 | 0 | 0 | 9011.7706 | 0.08341 | 2 | Commercial_2019_Economic_GWh_After Competition Groups_2 | Education and Capacity Building/Energy Behavior | 8.341% | 0 | 751.674 | Commercial_2019_Economic_GWh_After Competition Groups_Education and Capacity Building/Energy Behavior
Commercial | Com ¦ Furnace Tune-Up | 2019 | Economic | GWh | After Competition Groups | 699.5783 | 0 | 0 | 9011.7706 | 0.077629 | 3 | Commercial_2019_Economic_GWh_After Competition Groups_3 | Furnace Tune-Up | 7.763% | 0 | 699.5783 | Commercial_2019_Economic_GWh_After Competition Groups_Furnace Tune-Up
Commercial | Com ¦ LED Low/High Bay | 2019 | Economic | GWh | After Competition Groups | 530.7329 | 0 | 0 | 9011.7706 | 0.058893 | 4 | Commercial_2019_Economic_GWh_After Competition Groups_4 | LED Low/High Bay | 5.889% | 0 | 530.7329 | Commercial_2019_Economic_GWh_After Competition Groups_LED Low/High Bay
Commercial | Com ¦ ENERGY STAR LED LAMPS (REFLECTOR LAMPs/MR16/PAR 16) | 2019 | Economic | GWh | After Competition Groups | 436.5081 | 0 | 0 | 9011.7706 | 0.048438 | 5 | Commercial_2019_Economic_GWh_After Competition Groups_5 | ENERGY STAR LED LAMPS (REFLECTOR LAMPs/MR16/PAR 16) | 4.844% | 0 | 436.5081 | Commercial_2019_Economic_GWh_After Competition Groups_ENERGY STAR LED LAMPS (REFLECTOR LAMPs/MR16/PAR 16)
Commercial | Com ¦ LED EXTERIOR AREA LIGHTS - LED fixture (200W) | 2019 | Economic | GWh | After Competition Groups | 366.6254 | 0 | 0 | 9011.7706 | 0.040683 | 6 | Commercial_2019_Economic_GWh_After Competition Groups_6 | LED EXTERIOR AREA LIGHTS - LED fixture (200W) | 4.068% | 0 | 366.6254 | Commercial_2019_Economic_GWh_After Competition Groups_LED EXTERIOR AREA LIGHTS - LED fixture (200W)
Commercial | Com ¦ LED parking lot fixture | 2019 | Economic | GWh | After Competition Groups | 366.0296 | 0 | 0 | 9011.7706 | 0.040617 | 7 | Commercial_2019_Economic_GWh_After Competition Groups_7 | LED parking lot fixture | 4.062% | 0 | 366.0296 | Commercial_2019_Economic_GWh_After Competition Groups_LED parking lot fixture
Commercial | Com ¦ Advanced BAS/Controllers | 2019 | Economic | GWh | After Competition Groups | 308.587 | 0 | 0 | 9011.7706 | 0.034243 | 8 | Commercial_2019_Economic_GWh_After Competition Groups_8 | Advanced BAS/Controllers | 3.424% | 0 | 308.587 | Commercial_2019_Economic_GWh_After Competition Groups_Advanced BAS/Controllers
Commercial | Com ¦ LED Troffer/Surface/Suspended | 2019 | Economic | GWh | After Competition Groups | 307.1952 | 0 | 0 | 9011.7706 | 0.034088 | 9 | Commercial_2019_Economic_GWh_After Competition Groups_9 | LED Troffer/Surface/Suspended | 3.409% | 0 | 307.1952 | Commercial_2019_Economic_GWh_After Competition Groups_LED Troffer/Surface/Suspended
Commercial | Com ¦ Variable Frequency Drive (VFD) | 2019 | Economic | GWh | After Competition Groups | 231.965 | 0 | 0 | 9011.7706 | 0.02574 | 10 | Commercial_2019_Economic_GWh_After Competition Groups_10 | Variable Frequency Drive (VFD) | 2.574% | 0 | 231.965 | Commercial_2019_Economic_GWh_After Competition Groups_Variable Frequency Drive (VFD)
Commercial | Com ¦ Strip Curtains | 2019 | Economic | GWh | After Competition Groups | 220.1982 | 0 | 0 | 9011.7706 | 0.024435 | 11 | Commercial_2019_Economic_GWh_After Competition Groups_11 | Strip Curtains | 2.443% | 0 | 220.1982 | Commercial_2019_Economic_GWh_After Competition Groups_Strip Curtains
Commercial | Com ¦ LED street light fixture | 2019 | Economic | GWh | After Competition Groups | 219.1184 | 0 | 0 | 9011.7706 | 0.024315 | 12 | Commercial_2019_Economic_GWh_After Competition Groups_12 | LED street light fixture | 2.431% | 0 | 219.1184 | Commercial_2019_Economic_GWh_After Competition Groups_LED street light fixture
Commercial | Com ¦ VFD on Pumps | 2019 | Economic | GWh | After Competition Groups | 217.0425 | 0 | 0 | 9011.7706 | 0.024084 | 13 | Commercial_2019_Economic_GWh_After Competition Groups_13 | VFD on Pumps | 2.408% | 0 | 217.0425 | Commercial_2019_Economic_GWh_After Competition Groups_VFD on Pumps
Commercial | Com ¦ Demand Control Ventilation | 2019 | Economic | GWh | After Competition Groups | 187.0223 | 0 | 0 | 9011.7706 | 0.020753 | 14 | Commercial_2019_Economic_GWh_After Competition Groups_14 | Demand Control Ventilation | 2.075% | 0 | 187.0223 | Commercial_2019_Economic_GWh_After Competition Groups_Demand Control Ventilation
Commercial | Com ¦ Air Handler with Dedicated Outdoor Air Systems | 2019 | Economic | GWh | After Competition Groups | 175.757 | 0 | 0 | 9011.7706 | 0.019503 | 15 | Commercial_2019_Economic_GWh_After Competition Groups_15 | Air Handler with Dedicated Outdoor Air Systems | 1.95% | 0 | 175.757 | Commercial_2019_Economic_GWh_After Competition Groups_Air Handler with Dedicated Outdoor Air Systems
Commercial | Com ¦ Adaptive Thermostats | 2019 | Economic | GWh | After Competition Groups | 129.3341 | 0 | 0 | 9011.7706 | 0.014352 | 16 | Commercial_2019_Economic_GWh_After Competition Groups_16 | Adaptive Thermostats | 1.435% | 0 | 129.3341 | Commercial_2019_Economic_GWh_After Competition Groups_Adaptive Thermostats
Commercial | Com ¦ Centrally controlled desktop PC/NETWORK PC POWER MANAGEMENT SOFTWARE | 2019 | Economic | GWh | After Competition Groups | 117.9856 | 0 | 0 | 9011.7706 | 0.013092 | 17 | Commercial_2019_Economic_GWh_After Competition Groups_17 | Centrally controlled desktop PC/NETWORK PC POWER MANAGEMENT SOFTWARE | 1.309% | 0 | 117.9856 | Commercial_2019_Economic_GWh_After Competition Groups_Centrally controlled desktop PC/NETWORK PC POWER MANAGEMENT SOFTWARE
Commercial | Com ¦ ENERGY STAR LED LAMPS (General Service Lamps) | 2019 | Economic | GWh | After Competition Groups | 117.1422 | 0 | 0 | 9011.7706 | 0.012999 | 18 | Commercial_2019_Economic_GWh_After Competition Groups_18 | ENERGY STAR LED LAMPS (General Service Lamps) | 1.3% | 0 | 117.1422 | Commercial_2019_Economic_GWh_After Competition Groups_ENERGY STAR LED LAMPS (General Service Lamps)
Commercial | Com ¦ ECM MOTORS FOR EVAPORATOR FANS for refrigeration (WALK-IN) | 2019 | Economic | GWh | After Competition Groups | 109.8551 | 0 | 0 | 9011.7706 | 0.01219 | 19 | Commercial_2019_Economic_GWh_After Competition Groups_19 | ECM MOTORS FOR EVAPORATOR FANS for refrigeration (WALK-IN) | 1.219% | 0 | 109.8551 | Commercial_2019_Economic_GWh_After Competition Groups_ECM MOTORS FOR EVAPORATOR FANS for refrigeration (WALK-IN)
Commercial | Com ¦ Condensing Unit Heaters or other Efficient Unit Heating System | 2019 | Economic | GWh | After Competition Groups | 105.3217 | 0 | 0 | 9011.7706 | 0.011687 | 20 | Commercial_2019_Economic_GWh_After Competition Groups_20 | Condensing Unit Heaters or other Efficient Unit Heating System | 1.169% | 0 | 105.3217 | Commercial_2019_Economic_GWh_After Competition Groups_Condensing Unit Heaters or other Efficient Unit Heating System
Commercial | Com ¦ LED or Equivalent Sign Lighting | 2019 | Economic | GWh | After Competition Groups | 99.8456 | 0 | 0 | 9011.7706 | 0.011079 | 21 | Commercial_2019_Economic_GWh_After Competition Groups_21 | LED or Equivalent Sign Lighting | 1.108% | 0 | 99.8456 | Commercial_2019_Economic_GWh_After Competition Groups_LED or Equivalent Sign Lighting
Commercial | Com ¦ Freezer Case Light Sensor | 2019 | Economic | GWh | After Competition Groups | 90.4781 | 0 | 0 | 9011.7706 | 0.01004 | 22 | Commercial_2019_Economic_GWh_After Competition Groups_22 | Freezer Case Light Sensor | 1.004% | 0 | 90.4781 | Commercial_2019_Economic_GWh_After Competition Groups_Freezer Case Light Sensor
Commercial | Com ¦ Evaporator Fan Controls | 2019 | Economic | GWh | After Competition Groups | 88.2573 | 0 | 0 | 9011.7706 | 0.0097936 | 23 | Commercial_2019_Economic_GWh_After Competition Groups_23 | Evaporator Fan Controls | 0.9794% | 0 | 88.2573 | Commercial_2019_Economic_GWh_After Competition Groups_Evaporator Fan Controls
Commercial | Com ¦ Data Center Storage/Server Virtualization | 2019 | Economic | GWh | After Competition Groups | 78.0142 | 0 | 0 | 9011.7706 | 0.0086569 | 24 | Commercial_2019_Economic_GWh_After Competition Groups_24 | Data Center Storage/Server Virtualization | 0.8657% | 0 | 78.0142 | Commercial_2019_Economic_GWh_After Competition Groups_Data Center Storage/Server Virtualization
Commercial | Com ¦ Occupancy Sensors | 2019 | Economic | GWh | After Competition Groups | 67.1505 | 0 | 0 | 9011.7706 | 0.0074514 | 25 | Commercial_2019_Economic_GWh_After Competition Groups_25 | Occupancy Sensors | 0.7451% | 0 | 67.1505 | Commercial_2019_Economic_GWh_After Competition Groups_Occupancy Sensors
Commercial | Com ¦ LED Replacement Lamp (Tube) | 2019 | Economic | GWh | After Competition Groups | 64.7755 | 0 | 0 | 9011.7706 | 0.0071879 | 26 | Commercial_2019_Economic_GWh_After Competition Groups_26 | LED Replacement Lamp (Tube) | 0.7188% | 0 | 64.7755 | Commercial_2019_Economic_GWh_After Competition Groups_LED Replacement Lamp (Tube)
Commercial | Com ¦ High Efficiency Air Source Heat Pump | 2019 | Economic | GWh | After Competition Groups | 59.7796 | 0 | 0 | 9011.7706 | 0.0066335 | 27 | Commercial_2019_Economic_GWh_After Competition Groups_27 | High Efficiency Air Source Heat Pump | 0.6634% | 0 | 59.7796 | Commercial_2019_Economic_GWh_After Competition Groups_High Efficiency Air Source Heat Pump
Commercial | Com ¦ Demand Control Kitchen Ventilation | 2019 | Economic | GWh | After Competition Groups | 55.9075 | 0 | 0 | 9011.7706 | 0.0062038 | 28 | Commercial_2019_Economic_GWh_After Competition Groups_28 | Demand Control Kitchen Ventilation | 0.6204% | 0 | 55.9075 | Commercial_2019_Economic_GWh_After Competition Groups_Demand Control Kitchen Ventilation
Commercial | Com ¦ Temperature Adjustment in Commercial Freezers | 2019 | Economic | GWh | After Competition Groups | 33.7491 | 0 | 0 | 9011.7706 | 0.003745 | 29 | Commercial_2019_Economic_GWh_After Competition Groups_29 | Temperature Adjustment in Commercial Freezers | 0.3745% | 0 | 33.7491 | Commercial_2019_Economic_GWh_After Competition Groups_Temperature Adjustment in Commercial Freezers
Commercial | Com ¦ Reach-in Shaded Pole to ECM/PSC Evaporator Fan Motor | 2019 | Economic | GWh | After Competition Groups | 30.1967 | 0 | 0 | 9011.7706 | 0.0033508 | 30 | Commercial_2019_Economic_GWh_After Competition Groups_30 | Reach-in Shaded Pole to ECM/PSC Evaporator Fan Motor | 0.3351% | 0 | 30.1967 | Commercial_2019_Economic_GWh_After Competition Groups_Reach-in Shaded Pole to ECM/PSC Evaporator Fan Motor
Commercial | Com ¦ Elec Storage WH 2.30 Et | 2019 | Economic | GWh | After Competition Groups | 27.807 | 0 | 0 | 9011.7706 | 0.0030856 | 31 | Commercial_2019_Economic_GWh_After Competition Groups_31 | Elec Storage WH 2.30 Et | 0.3086% | 0 | 27.807 | Commercial_2019_Economic_GWh_After Competition Groups_Elec Storage WH 2.30 Et
Commercial | Com ¦ Vertical Night Covers | 2019 | Economic | GWh | After Competition Groups | 26.1804 | 0 | 0 | 9011.7706 | 0.0029051 | 32 | Commercial_2019_Economic_GWh_After Competition Groups_32 | Vertical Night Covers | 0.2905% | 0 | 26.1804 | Commercial_2019_Economic_GWh_After Competition Groups_Vertical Night Covers
Commercial | Com ¦ CO Sensors for parking garage exhaust fans | 2019 | Economic | GWh | After Competition Groups | 25.9185 | 0 | 0 | 9011.7706 | 0.0028761 | 33 | Commercial_2019_Economic_GWh_After Competition Groups_33 | CO Sensors for parking garage exhaust fans | 0.2876% | 0 | 25.9185 | Commercial_2019_Economic_GWh_After Competition Groups_CO Sensors for parking garage exhaust fans
Commercial | Com ¦ BEVERAGE VENDING MACHINE CONTROLS | 2019 | Economic | GWh | After Competition Groups | 24.1796 | 0 | 0 | 9011.7706 | 0.0026831 | 34 | Commercial_2019_Economic_GWh_After Competition Groups_34 | BEVERAGE VENDING MACHINE CONTROLS | 0.2683% | 0 | 24.1796 | Commercial_2019_Economic_GWh_After Competition Groups_BEVERAGE VENDING MACHINE CONTROLS
Commercial | Com ¦ Energy Efficient Laboratory Fume Hood | 2019 | Economic | GWh | After Competition Groups | 23.7789 | 0 | 0 | 9011.7706 | 0.0026386 | 35 | Commercial_2019_Economic_GWh_After Competition Groups_35 | Energy Efficient Laboratory Fume Hood | 0.2639% | 0 | 23.7789 | Commercial_2019_Economic_GWh_After Competition Groups_Energy Efficient Laboratory Fume Hood
Commercial | Com ¦ Duct Insulation, R8 | 2019 | Economic | GWh | After Competition Groups | 23.3241 | 0 | 0 | 9011.7706 | 0.0025882 | 36 | Commercial_2019_Economic_GWh_After Competition Groups_36 | Duct Insulation, R8 | 0.2588% | 0 | 23.3241 | Commercial_2019_Economic_GWh_After Competition Groups_Duct Insulation, R8
Commercial | Com ¦ Water Heating (DHW) Pipe Insulation (Add 3/4\ Foam)" | 2019 | Economic | GWh | After Competition Groups | 22.5363 | 0 | 0 | 9011.7706 | 0.0025008 | 37 | Commercial_2019_Economic_GWh_After Competition Groups_37 | Water Heating (DHW) Pipe Insulation (Add 3/4\ Foam)" | 0.2501% | 0 | 22.5363 | Commercial_2019_Economic_GWh_After Competition Groups_Water Heating (DHW) Pipe Insulation (Add 3/4\ Foam)"
Commercial | Com ¦ Unitary Air-Conditioning Unit | 2019 | Economic | GWh | After Competition Groups | 17.9656 | 0 | 0 | 9011.7706 | 0.0019936 | 38 | Commercial_2019_Economic_GWh_After Competition Groups_38 | Unitary Air-Conditioning Unit | 0.1994% | 0 | 17.9656 | Commercial_2019_Economic_GWh_After Competition Groups_Unitary Air-Conditioning Unit
Commercial | Com ¦ Outside Air Economizer | 2019 | Economic | GWh | After Competition Groups | 15.332 | 0 | 0 | 9011.7706 | 0.0017013 | 39 | Commercial_2019_Economic_GWh_After Competition Groups_39 | Outside Air Economizer | 0.1701% | 0 | 15.332 | Commercial_2019_Economic_GWh_After Competition Groups_Outside Air Economizer
Commercial | Com ¦ Suction Pipe Insulation Freezer/Refrigerator | 2019 | Economic | GWh | After Competition Groups | 14.3079 | 0 | 0 | 9011.7706 | 0.0015877 | 40 | Commercial_2019_Economic_GWh_After Competition Groups_40 | Suction Pipe Insulation Freezer/Refrigerator | 0.1588% | 0 | 14.3079 | Commercial_2019_Economic_GWh_After Competition Groups_Suction Pipe Insulation Freezer/Refrigerator
Commercial | Com ¦ ENERGY STAR Dishwasher | 2019 | Economic | GWh | After Competition Groups | 7.4939 | 0 | 0 | 9011.7706 | 0.00083156 | 41 | Commercial_2019_Economic_GWh_After Competition Groups_41 | ENERGY STAR Dishwasher | 0.08316% | 0 | 7.4939 | Commercial_2019_Economic_GWh_After Competition Groups_ENERGY STAR Dishwasher
Commercial | Com ¦ Ozone Laundry Treatment | 2019 | Economic | GWh | After Competition Groups | 5.9383 | 0 | 0 | 9011.7706 | 0.00065895 | 42 | Commercial_2019_Economic_GWh_After Competition Groups_42 | Ozone Laundry Treatment | 0.0659% | 0 | 5.9383 | Commercial_2019_Economic_GWh_After Competition Groups_Ozone Laundry Treatment
Commercial | Com ¦ Demand controlled Circulating Systems | 2019 | Economic | GWh | After Competition Groups | 4.8304 | 0 | 0 | 9011.7706 | 0.00053601 | 43 | Commercial_2019_Economic_GWh_After Competition Groups_43 | Demand controlled Circulating Systems | 0.0536% | 0 | 4.8304 | Commercial_2019_Economic_GWh_After Competition Groups_Demand controlled Circulating Systems
Commercial | Com ¦ Refrigerated Display Case LED | 2019 | Economic | GWh | After Competition Groups | 4.7657 | 0 | 0 | 9011.7706 | 0.00052883 | 44 | Commercial_2019_Economic_GWh_After Competition Groups_44 | Refrigerated Display Case LED | 0.05288% | 0 | 4.7657 | Commercial_2019_Economic_GWh_After Competition Groups_Refrigerated Display Case LED
Commercial | Com ¦ ENERGY STAR Griddle (74% eff) | 2019 | Economic | GWh | After Competition Groups | 4.4615 | 0 | 0 | 9011.7706 | 0.00049508 | 45 | Commercial_2019_Economic_GWh_After Competition Groups_45 | ENERGY STAR Griddle (74% eff) | 0.04951% | 0 | 4.4615 | Commercial_2019_Economic_GWh_After Competition Groups_ENERGY STAR Griddle (74% eff)
Commercial | Com ¦ Chilled Water Optimization | 2019 | Economic | GWh | After Competition Groups | 4.2364 | 0 | 0 | 9011.7706 | 0.0004701 | 46 | Commercial_2019_Economic_GWh_After Competition Groups_46 | Chilled Water Optimization | 0.04701% | 0 | 4.2364 | Commercial_2019_Economic_GWh_After Competition Groups_Chilled Water Optimization
Commercial | Com ¦ Water Source Heat Pump (4 ton) | 2019 | Economic | GWh | After Competition Groups | 3.3129 | 0 | 0 | 9011.7706 | 0.00036762 | 47 | Commercial_2019_Economic_GWh_After Competition Groups_47 | Water Source Heat Pump (4 ton) | 0.03676% | 0 | 3.3129 | Commercial_2019_Economic_GWh_After Competition Groups_Water Source Heat Pump (4 ton)
Commercial | Com ¦ ECM MOTORS FOR HVAC APPLICATION (FAN-POWERED VAV BOX) | 2019 | Economic | GWh | After Competition Groups | 2.3635 | 0 | 0 | 9011.7706 | 0.00026227 | 48 | Commercial_2019_Economic_GWh_After Competition Groups_48 | ECM MOTORS FOR HVAC APPLICATION (FAN-POWERED VAV BOX) | 0.02623% | 0 | 2.3635 | Commercial_2019_Economic_GWh_After Competition Groups_ECM MOTORS FOR HVAC APPLICATION (FAN-POWERED VAV BOX)
Commercial | Com ¦ ENERGY STAR Fryer (84% eff) | 2019 | Economic | GWh | After Competition Groups | 1.545 | 0 | 0 | 9011.7706 | 0.00017144 | 49 | Commercial_2019_Economic_GWh_After Competition Groups_49 | ENERGY STAR Fryer (84% eff) | 0.01714% | 0 | 1.545 | Commercial_2019_Economic_GWh_After Competition Groups_ENERGY STAR Fryer (84% eff)
Commercial | Com ¦ Auto Off Time Switch or Time Clock control | 2019 | Economic | GWh | After Competition Groups | 1.2122 | 0 | 0 | 9011.7706 | 0.00013451 | 50 | Commercial_2019_Economic_GWh_After Competition Groups_50 | Auto Off Time Switch or Time Clock control | 0.01345% | 0 | 1.2122 | Commercial_2019_Economic_GWh_After Competition Groups_Auto Off Time Switch or Time Clock control
Commercial | Com ¦ ENERGY STAR Steam Cookers | 2019 | Economic | GWh | After Competition Groups | 0.7567 | 0 | 0 | 9011.7706 | 8.3968e-05 | 51 | Commercial_2019_Economic_GWh_After Competition Groups_51 | ENERGY STAR Steam Cookers | 0.008397% | 0 | 0.7567 | Commercial_2019_Economic_GWh_After Competition Groups_ENERGY STAR Steam Cookers
Commercial | Com ¦ Thermostat Setback | 2019 | Economic | GWh | After Competition Groups | 0.5337 | 0 | 0 | 9011.7706 | 5.9222e-05 | 52 | Commercial_2019_Economic_GWh_After Competition Groups_52 | Thermostat Setback | 0.005922% | 0 | 0.5337 | Commercial_2019_Economic_GWh_After Competition Groups_Thermostat Setback
Commercial | Com ¦ Solar Water Preheat (Pools/DHW) | 2019 | Economic | GWh | After Competition Groups | 0.33846 | 0 | 0 | 9011.7706 | 3.7557e-05 | 53 | Commercial_2019_Economic_GWh_After Competition Groups_53 | Solar Water Preheat (Pools/DHW) | 0.003756% | 0 | 0.33846 | Commercial_2019_Economic_GWh_After Competition Groups_Solar Water Preheat (Pools/DHW)
Commercial | Com ¦ PTAC (12 EER/10,000 BTU) | 2019 | Economic | GWh | After Competition Groups | 0.29729 | 0 | 0 | 9011.7706 | 3.299e-05 | 54 | Commercial_2019_Economic_GWh_After Competition Groups_54 | PTAC (12 EER/10,000 BTU) | 0.003299% | 0 | 0.29729 | Commercial_2019_Economic_GWh_After Competition Groups_PTAC (12 EER/10,000 BTU)
Commercial | Com ¦ CEE Tier 2/Energy Star Clothes Washers | 2019 | Economic | GWh | After Competition Groups | 0.20576 | 0 | 0 | 9011.7706 | 2.2832e-05 | 55 | Commercial_2019_Economic_GWh_After Competition Groups_55 | CEE Tier 2/Energy Star Clothes Washers | 0.002283% | 0 | 0.20576 | Commercial_2019_Economic_GWh_After Competition Groups_CEE Tier 2/Energy Star Clothes Washers
Commercial | Com ¦ Wall Insulation | 2019 | Economic | GWh | After Competition Groups | 0.20475 | 0 | 0 | 9011.7706 | 2.2721e-05 | 56 | Commercial_2019_Economic_GWh_After Competition Groups_56 | Wall Insulation | 0.002272% | 0 | 0.20475 | Commercial_2019_Economic_GWh_After Competition Groups_Wall Insulation
Commercial | Com ¦ Low Flow Pre-Rinse Spray Nozzle | 2019 | Economic | GWh | After Competition Groups | 0.17853 | 0 | 0 | 9011.7706 | 1.9811e-05 | 57 | Commercial_2019_Economic_GWh_After Competition Groups_57 | Low Flow Pre-Rinse Spray Nozzle | 0.001981% | 0 | 0.17853 | Commercial_2019_Economic_GWh_After Competition Groups_Low Flow Pre-Rinse Spray Nozzle
Commercial | COM ¦ Ductless Mini-Split Heat Pumps | 2019 | Economic | GWh | After Competition Groups | 0.13279 | 0 | 0 | 9011.7706 | 1.4735e-05 | 58 | Commercial_2019_Economic_GWh_After Competition Groups_58 | Ductless Mini-Split Heat Pumps | 0.001473% | 0 | 0.13279 | Commercial_2019_Economic_GWh_After Competition Groups_Ductless Mini-Split Heat Pumps
Commercial | Com ¦ HVAC Optimization | 2019 | Economic | GWh | After Competition Groups | 0.11658 | 0 | 0 | 9011.7706 | 1.2936e-05 | 59 | Commercial_2019_Economic_GWh_After Competition Groups_59 | HVAC Optimization | 0.001294% | 0 | 0.11658 | Commercial_2019_Economic_GWh_After Competition Groups_HVAC Optimization
Commercial | Com ¦ Energy Recovery Ventilation and Ventilation (Enhanced) | 2019 | Economic | GWh | After Competition Groups | 0.093481 | 0 | 0 | 9011.7706 | 1.0373e-05 | 60 | Commercial_2019_Economic_GWh_After Competition Groups_60 | Energy Recovery Ventilation and Ventilation (Enhanced) | 0.001037% | 0 | 0.093481 | Commercial_2019_Economic_GWh_After Competition Groups_Energy Recovery Ventilation and Ventilation (Enhanced)
Commercial | Com ¦ Commercial Hot Food Holding Cabinets | 2019 | Economic | GWh | After Competition Groups | 0.068212 | 0 | 0 | 9011.7706 | 7.5692e-06 | 61 | Commercial_2019_Economic_GWh_After Competition Groups_61 | Commercial Hot Food Holding Cabinets | 0.0007569% | 0 | 0.068212 | Commercial_2019_Economic_GWh_After Competition Groups_Commercial Hot Food Holding Cabinets
Commercial | Com ¦ Air Curtains | 2019 | Economic | GWh | After Competition Groups | 0.046718 | 0 | 0 | 9011.7706 | 5.1841e-06 | 62 | Commercial_2019_Economic_GWh_After Competition Groups_62 | Air Curtains | 0.0005184% | 0 | 0.046718 | Commercial_2019_Economic_GWh_After Competition Groups_Air Curtains
Commercial | Com ¦ Room AC (w/ louvered sides) 14 SEER from 12 SEER code | 2019 | Economic | GWh | After Competition Groups | 0.016111 | 0 | 0 | 9011.7706 | 1.7878e-06 | 63 | Commercial_2019_Economic_GWh_After Competition Groups_63 | Room AC (w/ louvered sides) 14 SEER from 12 SEER code | 0.0001788% | 0 | 0.016111 | Commercial_2019_Economic_GWh_After Competition Groups_Room AC (w/ louvered sides) 14 SEER from 12 SEER code
Commercial | Com ¦ EC Plug Fan for Data Center (under cabinet) | 2019 | Economic | GWh | After Competition Groups | 0.0056452 | 0 | 0 | 9011.7706 | 6.2642e-07 | 64 | Commercial_2019_Economic_GWh_After Competition Groups_64 | EC Plug Fan for Data Center (under cabinet) | 6.264e-05% | 0 | 0.0056452 | Commercial_2019_Economic_GWh_After Competition Groups_EC Plug Fan for Data Center (under cabinet)
Commercial | Com ¦ VSD Air Compressor | 2019 | Economic | GWh | After Competition Groups | 0.0052847 | 0 | 0 | 9011.7706 | 5.8642e-07 | 65 | Commercial_2019_Economic_GWh_After Competition Groups_65 | VSD Air Compressor | 5.864e-05% | 0 | 0.0052847 | Commercial_2019_Economic_GWh_After Competition Groups_VSD Air Compressor
Commercial | Com ¦ High Efficiency Chiller (avg of water and air cooled) | 2019 | Economic | GWh | After Competition Groups | 0.0039413 | 0 | 0 | 9011.7706 | 4.3735e-07 | 66 | Commercial_2019_Economic_GWh_After Competition Groups_66 | High Efficiency Chiller (avg of water and air cooled) | 4.373e-05% | 0 | 0.0039413 | Commercial_2019_Economic_GWh_After Competition Groups_High Efficiency Chiller (avg of water and air cooled)
Commercial | Com ¦ Electric Convection Combination Ovens | 2019 | Economic | GWh | After Competition Groups | 0.00040697 | 0 | 0 | 9011.7706 | 4.516e-08 | 67 | Commercial_2019_Economic_GWh_After Competition Groups_67 | Electric Convection Combination Ovens | 4.516e-06% | 0 | 0.00040697 | Commercial_2019_Economic_GWh_After Competition Groups_Electric Convection Combination Ovens
Commercial | Com ¦ Condensing Make Up Air Unit | 2019 | Economic | GWh | After Competition Groups | 0 | 0 | 0 | 9011.7706 | 0 | 68 | Commercial_2019_Economic_GWh_After Competition Groups_68 | Condensing Make Up Air Unit | 0% | 0 | 0 | Commercial_2019_Economic_GWh_After Competition Groups_Condensing Make Up Air Unit
Commercial | Com ¦ Door Gasket Freezer/Refrigerator | 2019 | Economic | GWh | After Competition Groups | 0 | 0 | 0 | 9011.7706 | 0 | 69 | Commercial_2019_Economic_GWh_After Competition Groups_69 | Door Gasket Freezer/Refrigerator | 0% | 0 | 0 | Commercial_2019_Economic_GWh_After Competition Groups_Door Gasket Freezer/Refrigerator
Commercial | Com ¦ Efficient compressor motor | 2019 | Economic | GWh | After Competition Groups | 0 | 0 | 0 | 9011.7706 | 0 | 70 | Commercial_2019_Economic_GWh_After Competition Groups_70 | Efficient compressor motor | 0% | 0 | 0 | Commercial_2019_Economic_GWh_After Competition Groups_Efficient compressor motor
Commercial | Com ¦ Indoor Daylight Sensors/Photocell Dimming Control | 2019 | Economic | GWh | After Competition Groups | 0 | 0 | 0 | 9011.7706 | 0 | 71 | Commercial_2019_Economic_GWh_After Competition Groups_71 | Indoor Daylight Sensors/Photocell Dimming Control | 0% | 0 | 0 | Commercial_2019_Economic_GWh_After Competition Groups_Indoor Daylight Sensors/Photocell Dimming Control
Commercial | Com ¦ LED RECESSED DOWNLIGHTS | 2019 | Economic | GWh | After Competition Groups | 0 | 0 | 0 | 9011.7706 | 0 | 72 | Commercial_2019_Economic_GWh_After Competition Groups_72 | LED RECESSED DOWNLIGHTS | 0% | 0 | 0 | Commercial_2019_Economic_GWh_After Competition Groups_LED RECESSED DOWNLIGHTS
Commercial | Com ¦ Notched V belts for HVAC Systems | 2019 | Economic | GWh | After Competition Groups | 0 | 0 | 0 | 9011.7706 | 0 | 73 | Commercial_2019_Economic_GWh_After Competition Groups_73 | Notched V belts for HVAC Systems | 0% | 0 | 0 | Commercial_2019_Economic_GWh_After Competition Groups_Notched V belts for HVAC Systems
Commercial | Com ¦ Refrigerated Display Case Doors | 2019 | Economic | GWh | After Competition Groups | 0 | 0 | 0 | 9011.7706 | 0 | 74 | Commercial_2019_Economic_GWh_After Competition Groups_74 | Refrigerated Display Case Doors | 0% | 0 | 0 | Commercial_2019_Economic_GWh_After Competition Groups_Refrigerated Display Case Doors
Commercial | Com ¦ Variable Refrigerant Flow Heat Pump | 2019 | Economic | GWh | After Competition Groups | 0 | 0 | 0 | 9011.7706 | 0 | 75 | Commercial_2019_Economic_GWh_After Competition Groups_75 | Variable Refrigerant Flow Heat Pump | 0% | 0 | 0 | Commercial_2019_Economic_GWh_After Competition Groups_Variable Refrigerant Flow Heat Pump
Commercial | Com ¦ ENERGY STAR LED LAMPS (REFLECTOR LAMPs/MR16/PAR 16) | 2019 | SC A | GWh | After Competition Groups | 119.634 | 12020786.0473 | 12.0208 | 585.5924 | 0.2043 | 1 | Commercial_2019_SC A_GWh_After Competition Groups_1 | ENERGY STAR LED LAMPS (REFLECTOR LAMPs/MR16/PAR 16) | 20.43% | 12.0208 | 119.634 | Commercial_2019_SC A_GWh_After Competition Groups_ENERGY STAR LED LAMPS (REFLECTOR LAMPs/MR16/PAR 16)
Commercial | Com ¦ LED parking lot fixture | 2019 | SC A | GWh | After Competition Groups | 70.0954 | 7071702.2256 | 7.0717 | 585.5924 | 0.1197 | 2 | Commercial_2019_SC A_GWh_After Competition Groups_2 | LED parking lot fixture | 11.97% | 7.0717 | 70.0954 | Commercial_2019_SC A_GWh_After Competition Groups_LED parking lot fixture
Commercial | Com ¦ LED EXTERIOR AREA LIGHTS - LED fixture (200W) | 2019 | SC A | GWh | After Competition Groups | 67.276 | 15071585.3342 | 15.0716 | 585.5924 | 0.11489 | 3 | Commercial_2019_SC A_GWh_After Competition Groups_3 | LED EXTERIOR AREA LIGHTS - LED fixture (200W) | 11.49% | 15.0716 | 67.276 | Commercial_2019_SC A_GWh_After Competition Groups_LED EXTERIOR AREA LIGHTS - LED fixture (200W)
Commercial | Com ¦ LED Replacement Lamp (Tube) | 2019 | SC A | GWh | After Competition Groups | 45.1725 | 3261235.8273 | 3.2612 | 585.5924 | 0.07714 | 4 | Commercial_2019_SC A_GWh_After Competition Groups_4 | LED Replacement Lamp (Tube) | 7.714% | 3.2612 | 45.1725 | Commercial_2019_SC A_GWh_After Competition Groups_LED Replacement Lamp (Tube)
Commercial | Com ¦ LED street light fixture | 2019 | SC A | GWh | After Competition Groups | 35.6237 | 12242423.3953 | 12.2424 | 585.5924 | 0.060834 | 5 | Commercial_2019_SC A_GWh_After Competition Groups_5 | LED street light fixture | 6.083% | 12.2424 | 35.6237 | Commercial_2019_SC A_GWh_After Competition Groups_LED street light fixture
Commercial | Com ¦ ENERGY STAR LED LAMPS (General Service Lamps) | 2019 | SC A | GWh | After Competition Groups | 32.0345 | 3178175.9751 | 3.1782 | 585.5924 | 0.054704 | 6 | Commercial_2019_SC A_GWh_After Competition Groups_6 | ENERGY STAR LED LAMPS (General Service Lamps) | 5.47% | 3.1782 | 32.0345 | Commercial_2019_SC A_GWh_After Competition Groups_ENERGY STAR LED LAMPS (General Service Lamps)
Commercial | Com ¦ Data Center Storage/Server Virtualization | 2019 | SC A | GWh | After Competition Groups | 27.3576 | 0 | 0 | 585.5924 | 0.046718 | 7 | Commercial_2019_SC A_GWh_After Competition Groups_7 | Data Center Storage/Server Virtualization | 4.672% | 0 | 27.3576 | Commercial_2019_SC A_GWh_After Competition Groups_Data Center Storage/Server Virtualization
Commercial | Com ¦ LED Low/High Bay | 2019 | SC A | GWh | After Competition Groups | 25.3522 | 7991149.7174 | 7.9911 | 585.5924 | 0.043293 | 8 | Commercial_2019_SC A_GWh_After Competition Groups_8 | LED Low/High Bay | 4.329% | 7.9911 | 25.3522 | Commercial_2019_SC A_GWh_After Competition Groups_LED Low/High Bay
Commercial | Com ¦ Building Recommissioning, Operations and Maintenance (O&M) Improvements | 2019 | SC A | GWh | After Competition Groups | 21.964 | 527714.9165 | 0.52771 | 585.5924 | 0.037507 | 9 | Commercial_2019_SC A_GWh_After Competition Groups_9 | Building Recommissioning, Operations and Maintenance (O&M) Improvements | 3.751% | 0.52771 | 21.964 | Commercial_2019_SC A_GWh_After Competition Groups_Building Recommissioning, Operations and Maintenance (O&M) Improvements
Commercial | Com ¦ LED Troffer/Surface/Suspended | 2019 | SC A | GWh | After Competition Groups | 14.5767 | 6734997.4564 | 6.735 | 585.5924 | 0.024892 | 10 | Commercial_2019_SC A_GWh_After Competition Groups_10 | LED Troffer/Surface/Suspended | 2.489% | 6.735 | 14.5767 | Commercial_2019_SC A_GWh_After Competition Groups_LED Troffer/Surface/Suspended
Commercial | Com ¦ Reach-in Shaded Pole to ECM/PSC Evaporator Fan Motor | 2019 | SC A | GWh | After Competition Groups | 14.4679 | 1910268.4574 | 1.9103 | 585.5924 | 0.024706 | 11 | Commercial_2019_SC A_GWh_After Competition Groups_11 | Reach-in Shaded Pole to ECM/PSC Evaporator Fan Motor | 2.471% | 1.9103 | 14.4679 | Commercial_2019_SC A_GWh_After Competition Groups_Reach-in Shaded Pole to ECM/PSC Evaporator Fan Motor
Commercial | Com ¦ High Efficiency Air Source Heat Pump | 2019 | SC A | GWh | After Competition Groups | 14.3652 | 807814.7818 | 0.80781 | 585.5924 | 0.024531 | 12 | Commercial_2019_SC A_GWh_After Competition Groups_12 | High Efficiency Air Source Heat Pump | 2.453% | 0.80781 | 14.3652 | Commercial_2019_SC A_GWh_After Competition Groups_High Efficiency Air Source Heat Pump
Commercial | Com ¦ LED or Equivalent Sign Lighting | 2019 | SC A | GWh | After Competition Groups | 13.7673 | 3642926.0579 | 3.6429 | 585.5924 | 0.02351 | 13 | Commercial_2019_SC A_GWh_After Competition Groups_13 | LED or Equivalent Sign Lighting | 2.351% | 3.6429 | 13.7673 | Commercial_2019_SC A_GWh_After Competition Groups_LED or Equivalent Sign Lighting
Commercial | Com ¦ Furnace Tune-Up | 2019 | SC A | GWh | After Competition Groups | 13.3843 | 44703.5104 | 0.044704 | 585.5924 | 0.022856 | 14 | Commercial_2019_SC A_GWh_After Competition Groups_14 | Furnace Tune-Up | 2.286% | 0.044704 | 13.3843 | Commercial_2019_SC A_GWh_After Competition Groups_Furnace Tune-Up
Commercial | Com ¦ Education and Capacity Building/Energy Behavior | 2019 | SC A | GWh | After Competition Groups | 8.5166 | 208093.6241 | 0.20809 | 585.5924 | 0.014544 | 15 | Commercial_2019_SC A_GWh_After Competition Groups_15 | Education and Capacity Building/Energy Behavior | 1.454% | 0.20809 | 8.5166 | Commercial_2019_SC A_GWh_After Competition Groups_Education and Capacity Building/Energy Behavior
Commercial | Com ¦ Strip Curtains | 2019 | SC A | GWh | After Competition Groups | 8.1376 | 75513.1246 | 0.075513 | 585.5924 | 0.013896 | 16 | Commercial_2019_SC A_GWh_After Competition Groups_16 | Strip Curtains | 1.39% | 0.075513 | 8.1376 | Commercial_2019_SC A_GWh_After Competition Groups_Strip Curtains
Commercial | Com ¦ Advanced BAS/Controllers | 2019 | SC A | GWh | After Competition Groups | 6.2998 | 121966.0007 | 0.12197 | 585.5924 | 0.010758 | 17 | Commercial_2019_SC A_GWh_After Competition Groups_17 | Advanced BAS/Controllers | 1.076% | 0.12197 | 6.2998 | Commercial_2019_SC A_GWh_After Competition Groups_Advanced BAS/Controllers
Commercial | Com ¦ Centrally controlled desktop PC/NETWORK PC POWER MANAGEMENT SOFTWARE | 2019 | SC A | GWh | After Competition Groups | 4.7593 | 317289.2272 | 0.31729 | 585.5924 | 0.0081274 | 18 | Commercial_2019_SC A_GWh_After Competition Groups_18 | Centrally controlled desktop PC/NETWORK PC POWER MANAGEMENT SOFTWARE | 0.8127% | 0.31729 | 4.7593 | Commercial_2019_SC A_GWh_After Competition Groups_Centrally controlled desktop PC/NETWORK PC POWER MANAGEMENT SOFTWARE
Commercial | Com ¦ Variable Frequency Drive (VFD) | 2019 | SC A | GWh | After Competition Groups | 4.4544 | 737824.1577 | 0.73782 | 585.5924 | 0.0076066 | 19 | Commercial_2019_SC A_GWh_After Competition Groups_19 | Variable Frequency Drive (VFD) | 0.7607% | 0.73782 | 4.4544 | Commercial_2019_SC A_GWh_After Competition Groups_Variable Frequency Drive (VFD)
Commercial | Com ¦ VFD on Pumps | 2019 | SC A | GWh | After Competition Groups | 4.1444 | 706909.002 | 0.70691 | 585.5924 | 0.0070773 | 20 | Commercial_2019_SC A_GWh_After Competition Groups_20 | VFD on Pumps | 0.7077% | 0.70691 | 4.1444 | Commercial_2019_SC A_GWh_After Competition Groups_VFD on Pumps
Commercial | Com ¦ Demand Control Ventilation | 2019 | SC A | GWh | After Competition Groups | 3.9546 | 109238.555 | 0.10924 | 585.5924 | 0.0067531 | 21 | Commercial_2019_SC A_GWh_After Competition Groups_21 | Demand Control Ventilation | 0.6753% | 0.10924 | 3.9546 | Commercial_2019_SC A_GWh_After Competition Groups_Demand Control Ventilation
Commercial | Com ¦ Adaptive Thermostats | 2019 | SC A | GWh | After Competition Groups | 3.6241 | 785325.1309 | 0.78533 | 585.5924 | 0.0061888 | 22 | Commercial_2019_SC A_GWh_After Competition Groups_22 | Adaptive Thermostats | 0.6189% | 0.78533 | 3.6241 | Commercial_2019_SC A_GWh_After Competition Groups_Adaptive Thermostats
Commercial | Com ¦ Refrigerated Display Case LED | 2019 | SC A | GWh | After Competition Groups | 2.4752 | 522987.011 | 0.52299 | 585.5924 | 0.0042269 | 23 | Commercial_2019_SC A_GWh_After Competition Groups_23 | Refrigerated Display Case LED | 0.4227% | 0.52299 | 2.4752 | Commercial_2019_SC A_GWh_After Competition Groups_Refrigerated Display Case LED
Commercial | Com ¦ Air Handler with Dedicated Outdoor Air Systems | 2019 | SC A | GWh | After Competition Groups | 2.366 | 0 | 0 | 585.5924 | 0.0040403 | 24 | Commercial_2019_SC A_GWh_After Competition Groups_24 | Air Handler with Dedicated Outdoor Air Systems | 0.404% | 0 | 2.366 | Commercial_2019_SC A_GWh_After Competition Groups_Air Handler with Dedicated Outdoor Air Systems
Commercial | Com ¦ ECM MOTORS FOR EVAPORATOR FANS for refrigeration (WALK-IN) | 2019 | SC A | GWh | After Competition Groups | 2.085 | 446785.7755 | 0.44679 | 585.5924 | 0.0035604 | 25 | Commercial_2019_SC A_GWh_After Competition Groups_25 | ECM MOTORS FOR EVAPORATOR FANS for refrigeration (WALK-IN) | 0.356% | 0.44679 | 2.085 | Commercial_2019_SC A_GWh_After Competition Groups_ECM MOTORS FOR EVAPORATOR FANS for refrigeration (WALK-IN)
Commercial | Com ¦ ENERGY STAR Griddle (74% eff) | 2019 | SC A | GWh | After Competition Groups | 2.0742 | 203018.0289 | 0.20302 | 585.5924 | 0.0035421 | 26 | Commercial_2019_SC A_GWh_After Competition Groups_26 | ENERGY STAR Griddle (74% eff) | 0.3542% | 0.20302 | 2.0742 | Commercial_2019_SC A_GWh_After Competition Groups_ENERGY STAR Griddle (74% eff)
Commercial | Com ¦ Condensing Unit Heaters or other Efficient Unit Heating System | 2019 | SC A | GWh | After Competition Groups | 2.0134 | 13422.693 | 0.013423 | 585.5924 | 0.0034382 | 27 | Commercial_2019_SC A_GWh_After Competition Groups_27 | Condensing Unit Heaters or other Efficient Unit Heating System | 0.3438% | 0.013423 | 2.0134 | Commercial_2019_SC A_GWh_After Competition Groups_Condensing Unit Heaters or other Efficient Unit Heating System
Commercial | Com ¦ Evaporator Fan Controls | 2019 | SC A | GWh | After Competition Groups | 1.6708 | 69991.5463 | 0.069992 | 585.5924 | 0.0028532 | 28 | Commercial_2019_SC A_GWh_After Competition Groups_28 | Evaporator Fan Controls | 0.2853% | 0.069992 | 1.6708 | Commercial_2019_SC A_GWh_After Competition Groups_Evaporator Fan Controls
Commercial | Com ¦ Demand Control Kitchen Ventilation | 2019 | SC A | GWh | After Competition Groups | 1.539 | 25688.3844 | 0.025688 | 585.5924 | 0.0026281 | 29 | Commercial_2019_SC A_GWh_After Competition Groups_29 | Demand Control Kitchen Ventilation | 0.2628% | 0.025688 | 1.539 | Commercial_2019_SC A_GWh_After Competition Groups_Demand Control Kitchen Ventilation
Commercial | Com ¦ Freezer Case Light Sensor | 2019 | SC A | GWh | After Competition Groups | 1.4845 | 522035.2019 | 0.52204 | 585.5924 | 0.002535 | 30 | Commercial_2019_SC A_GWh_After Competition Groups_30 | Freezer Case Light Sensor | 0.2535% | 0.52204 | 1.4845 | Commercial_2019_SC A_GWh_After Competition Groups_Freezer Case Light Sensor
Commercial | Com ¦ Occupancy Sensors | 2019 | SC A | GWh | After Competition Groups | 1.4666 | 3096.8014 | 0.0030968 | 585.5924 | 0.0025045 | 31 | Commercial_2019_SC A_GWh_After Competition Groups_31 | Occupancy Sensors | 0.2505% | 0.0030968 | 1.4666 | Commercial_2019_SC A_GWh_After Competition Groups_Occupancy Sensors
Commercial | Com ¦ Chilled Water Optimization | 2019 | SC A | GWh | After Competition Groups | 1.2077 | 334694.2241 | 0.33469 | 585.5924 | 0.0020624 | 32 | Commercial_2019_SC A_GWh_After Competition Groups_32 | Chilled Water Optimization | 0.2062% | 0.33469 | 1.2077 | Commercial_2019_SC A_GWh_After Competition Groups_Chilled Water Optimization
Commercial | Com ¦ Unitary Air-Conditioning Unit | 2019 | SC A | GWh | After Competition Groups | 0.84243 | 187545.2782 | 0.18755 | 585.5924 | 0.0014386 | 33 | Commercial_2019_SC A_GWh_After Competition Groups_33 | Unitary Air-Conditioning Unit | 0.1439% | 0.18755 | 0.84243 | Commercial_2019_SC A_GWh_After Competition Groups_Unitary Air-Conditioning Unit
Commercial | Com ¦ ENERGY STAR Fryer (84% eff) | 2019 | SC A | GWh | After Competition Groups | 0.73358 | 135211.2742 | 0.13521 | 585.5924 | 0.0012527 | 34 | Commercial_2019_SC A_GWh_After Competition Groups_34 | ENERGY STAR Fryer (84% eff) | 0.1253% | 0.13521 | 0.73358 | Commercial_2019_SC A_GWh_After Competition Groups_ENERGY STAR Fryer (84% eff)
Commercial | Com ¦ Temperature Adjustment in Commercial Freezers | 2019 | SC A | GWh | After Competition Groups | 0.63943 | 0 | 0 | 585.5924 | 0.0010919 | 35 | Commercial_2019_SC A_GWh_After Competition Groups_35 | Temperature Adjustment in Commercial Freezers | 0.1092% | 0 | 0.63943 | Commercial_2019_SC A_GWh_After Competition Groups_Temperature Adjustment in Commercial Freezers
Commercial | Com ¦ Elec Storage WH 2.30 Et | 2019 | SC A | GWh | After Competition Groups | 0.59374 | 245275.5724 | 0.24528 | 585.5924 | 0.0010139 | 36 | Commercial_2019_SC A_GWh_After Competition Groups_36 | Elec Storage WH 2.30 Et | 0.1014% | 0.24528 | 0.59374 | Commercial_2019_SC A_GWh_After Competition Groups_Elec Storage WH 2.30 Et
Commercial | Com ¦ Outside Air Economizer | 2019 | SC A | GWh | After Competition Groups | 0.58751 | 60420.808 | 0.060421 | 585.5924 | 0.0010033 | 37 | Commercial_2019_SC A_GWh_After Competition Groups_37 | Outside Air Economizer | 0.1003% | 0.060421 | 0.58751 | Commercial_2019_SC A_GWh_After Competition Groups_Outside Air Economizer
Commercial | Com ¦ CO Sensors for parking garage exhaust fans | 2019 | SC A | GWh | After Competition Groups | 0.5254 | 130706.8389 | 0.13071 | 585.5924 | 0.00089721 | 38 | Commercial_2019_SC A_GWh_After Competition Groups_38 | CO Sensors for parking garage exhaust fans | 0.08972% | 0.13071 | 0.5254 | Commercial_2019_SC A_GWh_After Competition Groups_CO Sensors for parking garage exhaust fans
Commercial | Com ¦ Vertical Night Covers | 2019 | SC A | GWh | After Competition Groups | 0.48778 | 52791.0946 | 0.052791 | 585.5924 | 0.00083297 | 39 | Commercial_2019_SC A_GWh_After Competition Groups_39 | Vertical Night Covers | 0.0833% | 0.052791 | 0.48778 | Commercial_2019_SC A_GWh_After Competition Groups_Vertical Night Covers
Commercial | Com ¦ Duct Insulation, R8 | 2019 | SC A | GWh | After Competition Groups | 0.4412 | 122472.3077 | 0.12247 | 585.5924 | 0.00075342 | 40 | Commercial_2019_SC A_GWh_After Competition Groups_40 | Duct Insulation, R8 | 0.07534% | 0.12247 | 0.4412 | Commercial_2019_SC A_GWh_After Competition Groups_Duct Insulation, R8
Commercial | Com ¦ Thermostat Setback | 2019 | SC A | GWh | After Competition Groups | 0.43968 | 0 | 0 | 585.5924 | 0.00075083 | 41 | Commercial_2019_SC A_GWh_After Competition Groups_41 | Thermostat Setback | 0.07508% | 0 | 0.43968 | Commercial_2019_SC A_GWh_After Competition Groups_Thermostat Setback
Commercial | Com ¦ Water Heating (DHW) Pipe Insulation (Add 3/4\ Foam)" | 2019 | SC A | GWh | After Competition Groups | 0.42846 | 95444.3461 | 0.095444 | 585.5924 | 0.00073166 | 42 | Commercial_2019_SC A_GWh_After Competition Groups_42 | Water Heating (DHW) Pipe Insulation (Add 3/4\ Foam)" | 0.07317% | 0.095444 | 0.42846 | Commercial_2019_SC A_GWh_After Competition Groups_Water Heating (DHW) Pipe Insulation (Add 3/4\ Foam)"
Commercial | Com ¦ Energy Efficient Laboratory Fume Hood | 2019 | SC A | GWh | After Competition Groups | 0.42593 | 124980.0142 | 0.12498 | 585.5924 | 0.00072735 | 43 | Commercial_2019_SC A_GWh_After Competition Groups_43 | Energy Efficient Laboratory Fume Hood | 0.07274% | 0.12498 | 0.42593 | Commercial_2019_SC A_GWh_After Competition Groups_Energy Efficient Laboratory Fume Hood
Commercial | Com ¦ BEVERAGE VENDING MACHINE CONTROLS | 2019 | SC A | GWh | After Competition Groups | 0.41452 | 44862.5383 | 0.044863 | 585.5924 | 0.00070786 | 44 | Commercial_2019_SC A_GWh_After Competition Groups_44 | BEVERAGE VENDING MACHINE CONTROLS | 0.07079% | 0.044863 | 0.41452 | Commercial_2019_SC A_GWh_After Competition Groups_BEVERAGE VENDING MACHINE CONTROLS
Commercial | Com ¦ ENERGY STAR Steam Cookers | 2019 | SC A | GWh | After Competition Groups | 0.34971 | 71039.7248 | 0.07104 | 585.5924 | 0.00059719 | 45 | Commercial_2019_SC A_GWh_After Competition Groups_45 | ENERGY STAR Steam Cookers | 0.05972% | 0.07104 | 0.34971 | Commercial_2019_SC A_GWh_After Competition Groups_ENERGY STAR Steam Cookers
Commercial | Com ¦ ENERGY STAR Dishwasher | 2019 | SC A | GWh | After Competition Groups | 0.33395 | 23187.7741 | 0.023188 | 585.5924 | 0.00057028 | 46 | Commercial_2019_SC A_GWh_After Competition Groups_46 | ENERGY STAR Dishwasher | 0.05703% | 0.023188 | 0.33395 | Commercial_2019_SC A_GWh_After Competition Groups_ENERGY STAR Dishwasher
Commercial | Com ¦ Suction Pipe Insulation Freezer/Refrigerator | 2019 | SC A | GWh | After Competition Groups | 0.26458 | 53511.2629 | 0.053511 | 585.5924 | 0.00045182 | 47 | Commercial_2019_SC A_GWh_After Competition Groups_47 | Suction Pipe Insulation Freezer/Refrigerator | 0.04518% | 0.053511 | 0.26458 | Commercial_2019_SC A_GWh_After Competition Groups_Suction Pipe Insulation Freezer/Refrigerator
Commercial | Com ¦ Water Source Heat Pump (4 ton) | 2019 | SC A | GWh | After Competition Groups | 0.24466 | 60866.9148 | 0.060867 | 585.5924 | 0.00041781 | 48 | Commercial_2019_SC A_GWh_After Competition Groups_48 | Water Source Heat Pump (4 ton) | 0.04178% | 0.060867 | 0.24466 | Commercial_2019_SC A_GWh_After Competition Groups_Water Source Heat Pump (4 ton)
Commercial | Com ¦ Ozone Laundry Treatment | 2019 | SC A | GWh | After Competition Groups | 0.10788 | 25987.6047 | 0.025988 | 585.5924 | 0.00018423 | 49 | Commercial_2019_SC A_GWh_After Competition Groups_49 | Ozone Laundry Treatment | 0.01842% | 0.025988 | 0.10788 | Commercial_2019_SC A_GWh_After Competition Groups_Ozone Laundry Treatment
Commercial | Com ¦ Demand controlled Circulating Systems | 2019 | SC A | GWh | After Competition Groups | 0.090161 | 0 | 0 | 585.5924 | 0.00015397 | 50 | Commercial_2019_SC A_GWh_After Competition Groups_50 | Demand controlled Circulating Systems | 0.0154% | 0 | 0.090161 | Commercial_2019_SC A_GWh_After Competition Groups_Demand controlled Circulating Systems
Commercial | Com ¦ ECM MOTORS FOR HVAC APPLICATION (FAN-POWERED VAV BOX) | 2019 | SC A | GWh | After Competition Groups | 0.067479 | 14847.769 | 0.014848 | 585.5924 | 0.00011523 | 51 | Commercial_2019_SC A_GWh_After Competition Groups_51 | ECM MOTORS FOR HVAC APPLICATION (FAN-POWERED VAV BOX) | 0.01152% | 0.014848 | 0.067479 | Commercial_2019_SC A_GWh_After Competition Groups_ECM MOTORS FOR HVAC APPLICATION (FAN-POWERED VAV BOX)
Commercial | Com ¦ CEE Tier 2/Energy Star Clothes Washers | 2019 | SC A | GWh | After Competition Groups | 0.065521 | 9496.4306 | 0.0094964 | 585.5924 | 0.00011189 | 52 | Commercial_2019_SC A_GWh_After Competition Groups_52 | CEE Tier 2/Energy Star Clothes Washers | 0.01119% | 0.0094964 | 0.065521 | Commercial_2019_SC A_GWh_After Competition Groups_CEE Tier 2/Energy Star Clothes Washers
Commercial | Com ¦ HVAC Optimization | 2019 | SC A | GWh | After Competition Groups | 0.042959 | 410.1731 | 0.00041017 | 585.5924 | 7.336e-05 | 53 | Commercial_2019_SC A_GWh_After Competition Groups_53 | HVAC Optimization | 0.007336% | 0.00041017 | 0.042959 | Commercial_2019_SC A_GWh_After Competition Groups_HVAC Optimization
Commercial | Com ¦ Low Flow Pre-Rinse Spray Nozzle | 2019 | SC A | GWh | After Competition Groups | 0.03981 | 3025.3539 | 0.0030254 | 585.5924 | 6.7982e-05 | 54 | Commercial_2019_SC A_GWh_After Competition Groups_54 | Low Flow Pre-Rinse Spray Nozzle | 0.006798% | 0.0030254 | 0.03981 | Commercial_2019_SC A_GWh_After Competition Groups_Low Flow Pre-Rinse Spray Nozzle
Commercial | Com ¦ Auto Off Time Switch or Time Clock control | 2019 | SC A | GWh | After Competition Groups | 0.024269 | 26.9347 | 2.6935e-05 | 585.5924 | 4.1444e-05 | 55 | Commercial_2019_SC A_GWh_After Competition Groups_55 | Auto Off Time Switch or Time Clock control | 0.004144% | 2.6935e-05 | 0.024269 | Commercial_2019_SC A_GWh_After Competition Groups_Auto Off Time Switch or Time Clock control
Commercial | COM ¦ Ductless Mini-Split Heat Pumps | 2019 | SC A | GWh | After Competition Groups | 0.019461 | 51.1269 | 5.1127e-05 | 585.5924 | 3.3233e-05 | 56 | Commercial_2019_SC A_GWh_After Competition Groups_56 | Ductless Mini-Split Heat Pumps | 0.003323% | 5.1127e-05 | 0.019461 | Commercial_2019_SC A_GWh_After Competition Groups_Ductless Mini-Split Heat Pumps
Commercial | Com ¦ LLLC - Low Impact Application | 2019 | SC A | GWh | After Competition Groups | 0.015288 | 5034.3539 | 0.0050344 | 585.5924 | 2.6107e-05 | 57 | Commercial_2019_SC A_GWh_After Competition Groups_57 | LLLC - Low Impact Application | 0.002611% | 0.0050344 | 0.015288 | Commercial_2019_SC A_GWh_After Competition Groups_LLLC - Low Impact Application
Commercial | Com ¦ Commercial Hot Food Holding Cabinets | 2019 | SC A | GWh | After Competition Groups | 0.0085531 | 777.34 | 0.00077734 | 585.5924 | 1.4606e-05 | 58 | Commercial_2019_SC A_GWh_After Competition Groups_58 | Commercial Hot Food Holding Cabinets | 0.001461% | 0.00077734 | 0.0085531 | Commercial_2019_SC A_GWh_After Competition Groups_Commercial Hot Food Holding Cabinets
Commercial | Com ¦ Air Curtains | 2019 | SC A | GWh | After Competition Groups | 0.0070671 | 1760.0541 | 0.0017601 | 585.5924 | 1.2068e-05 | 59 | Commercial_2019_SC A_GWh_After Competition Groups_59 | Air Curtains | 0.001207% | 0.0017601 | 0.0070671 | Commercial_2019_SC A_GWh_After Competition Groups_Air Curtains
Commercial | Com ¦ Wall Insulation | 2019 | SC A | GWh | After Competition Groups | 0.0039432 | 0 | 0 | 585.5924 | 6.7336e-06 | 60 | Commercial_2019_SC A_GWh_After Competition Groups_60 | Wall Insulation | 0.0006734% | 0 | 0.0039432 | Commercial_2019_SC A_GWh_After Competition Groups_Wall Insulation
Commercial | Com ¦ VSD Air Compressor | 2019 | SC A | GWh | After Competition Groups | 0.0015374 | 279.2945 | 0.00027929 | 585.5924 | 2.6254e-06 | 61 | Commercial_2019_SC A_GWh_After Competition Groups_61 | VSD Air Compressor | 0.0002625% | 0.00027929 | 0.0015374 | Commercial_2019_SC A_GWh_After Competition Groups_VSD Air Compressor
Commercial | Com ¦ EC Plug Fan for Data Center (under cabinet) | 2019 | SC A | GWh | After Competition Groups | 0.00052058 | 152.7526 | 0.00015275 | 585.5924 | 8.8898e-07 | 62 | Commercial_2019_SC A_GWh_After Competition Groups_62 | EC Plug Fan for Data Center (under cabinet) | 8.89e-05% | 0.00015275 | 0.00052058 | Commercial_2019_SC A_GWh_After Competition Groups_EC Plug Fan for Data Center (under cabinet)
Commercial | Com ¦ High Efficiency Chiller (avg of water and air cooled) | 2019 | SC A | GWh | After Competition Groups | 0.00037561 | 131.4882 | 0.00013149 | 585.5924 | 6.4141e-07 | 63 | Commercial_2019_SC A_GWh_After Competition Groups_63 | High Efficiency Chiller (avg of water and air cooled) | 6.414e-05% | 0.00013149 | 0.00037561 | Commercial_2019_SC A_GWh_After Competition Groups_High Efficiency Chiller (avg of water and air cooled)
Commercial | Com ¦ Energy Recovery Ventilation and Ventilation (Enhanced) | 2019 | SC A | GWh | After Competition Groups | 0.00025521 | 0 | 0 | 585.5924 | 4.3581e-07 | 64 | Commercial_2019_SC A_GWh_After Competition Groups_64 | Energy Recovery Ventilation and Ventilation (Enhanced) | 4.358e-05% | 0 | 0.00025521 | Commercial_2019_SC A_GWh_After Competition Groups_Energy Recovery Ventilation and Ventilation (Enhanced)
Commercial | Com ¦ Electric Convection Combination Ovens | 2019 | SC A | GWh | After Competition Groups | 0.00020375 | 2.9952 | 2.9952e-06 | 585.5924 | 3.4794e-07 | 65 | Commercial_2019_SC A_GWh_After Competition Groups_65 | Electric Convection Combination Ovens | 3.479e-05% | 2.9952e-06 | 0.00020375 | Commercial_2019_SC A_GWh_After Competition Groups_Electric Convection Combination Ovens
Commercial | Com ¦ LLLC - High Impact Application | 2019 | SC A | GWh | After Competition Groups | 5.7233e-06 | 2.0115 | 2.0115e-06 | 585.5924 | 9.7736e-09 | 66 | Commercial_2019_SC A_GWh_After Competition Groups_66 | LLLC - High Impact Application | 9.774e-07% | 2.0115e-06 | 5.7233e-06 | Commercial_2019_SC A_GWh_After Competition Groups_LLLC - High Impact Application
Commercial | Com ¦ High Efficiency Small Instantaneous Water Heater | 2019 | SC A | GWh | After Competition Groups | 1.3334e-34 | 2.8659e-29 | 2.8659e-35 | 585.5924 | 2.277e-37 | 67 | Commercial_2019_SC A_GWh_After Competition Groups_67 | High Efficiency Small Instantaneous Water Heater | 2.277e-35% | 2.8659e-35 | 1.3334e-34 | Commercial_2019_SC A_GWh_After Competition Groups_High Efficiency Small Instantaneous Water Heater
Commercial | Com ¦ Condensing Make Up Air Unit | 2019 | SC A | GWh | After Competition Groups | 0 | 0 | 0 | 585.5924 | 0 | 68 | Commercial_2019_SC A_GWh_After Competition Groups_68 | Condensing Make Up Air Unit | 0% | 0 | 0 | Commercial_2019_SC A_GWh_After Competition Groups_Condensing Make Up Air Unit
Commercial | Com ¦ Door Gasket Freezer/Refrigerator | 2019 | SC A | GWh | After Competition Groups | 0 | 0 | 0 | 585.5924 | 0 | 69 | Commercial_2019_SC A_GWh_After Competition Groups_69 | Door Gasket Freezer/Refrigerator | 0% | 0 | 0 | Commercial_2019_SC A_GWh_After Competition Groups_Door Gasket Freezer/Refrigerator
Commercial | Com ¦ Efficient compressor motor | 2019 | SC A | GWh | After Competition Groups | 0 | 0 | 0 | 585.5924 | 0 | 70 | Commercial_2019_SC A_GWh_After Competition Groups_70 | Efficient compressor motor | 0% | 0 | 0 | Commercial_2019_SC A_GWh_After Competition Groups_Efficient compressor motor
Commercial | Com ¦ Indoor Daylight Sensors/Photocell Dimming Control | 2019 | SC A | GWh | After Competition Groups | 0 | 0 | 0 | 585.5924 | 0 | 71 | Commercial_2019_SC A_GWh_After Competition Groups_71 | Indoor Daylight Sensors/Photocell Dimming Control | 0% | 0 | 0 | Commercial_2019_SC A_GWh_After Competition Groups_Indoor Daylight Sensors/Photocell Dimming Control
Commercial | Com ¦ LED RECESSED DOWNLIGHTS | 2019 | SC A | GWh | After Competition Groups | 0 | 0 | 0 | 585.5924 | 0 | 72 | Commercial_2019_SC A_GWh_After Competition Groups_72 | LED RECESSED DOWNLIGHTS | 0% | 0 | 0 | Commercial_2019_SC A_GWh_After Competition Groups_LED RECESSED DOWNLIGHTS
Commercial | Com ¦ Networked/Connected - High Impact Application | 2019 | SC A | GWh | After Competition Groups | 0 | 0 | 0 | 585.5924 | 0 | 73 | Commercial_2019_SC A_GWh_After Competition Groups_73 | Networked/Connected - High Impact Application | 0% | 0 | 0 | Commercial_2019_SC A_GWh_After Competition Groups_Networked/Connected - High Impact Application
Commercial | Com ¦ Networked/Connected - Low Impact Application | 2019 | SC A | GWh | After Competition Groups | 0 | 0 | 0 | 585.5924 | 0 | 74 | Commercial_2019_SC A_GWh_After Competition Groups_74 | Networked/Connected - Low Impact Application | 0% | 0 | 0 | Commercial_2019_SC A_GWh_After Competition Groups_Networked/Connected - Low Impact Application
Commercial | Com ¦ Notched V belts for HVAC Systems | 2019 | SC A | GWh | After Competition Groups | 0 | 0 | 0 | 585.5924 | 0 | 75 | Commercial_2019_SC A_GWh_After Competition Groups_75 | Notched V belts for HVAC Systems | 0% | 0 | 0 | Commercial_2019_SC A_GWh_After Competition Groups_Notched V belts for HVAC Systems
Commercial | Com ¦ PTAC (12 EER/10,000 BTU) | 2019 | SC A | GWh | After Competition Groups | 0 | 0 | 0 | 585.5924 | 0 | 76 | Commercial_2019_SC A_GWh_After Competition Groups_76 | PTAC (12 EER/10,000 BTU) | 0% | 0 | 0 | Commercial_2019_SC A_GWh_After Competition Groups_PTAC (12 EER/10,000 BTU)
Commercial | Com ¦ Refrigerated Display Case Doors | 2019 | SC A | GWh | After Competition Groups | 0 | 0 | 0 | 585.5924 | 0 | 77 | Commercial_2019_SC A_GWh_After Competition Groups_77 | Refrigerated Display Case Doors | 0% | 0 | 0 | Commercial_2019_SC A_GWh_After Competition Groups_Refrigerated Display Case Doors
Commercial | Com ¦ Room AC (w/ louvered sides) 14 SEER from 12 SEER code | 2019 | SC A | GWh | After Competition Groups | 0 | 0 | 0 | 585.5924 | 0 | 78 | Commercial_2019_SC A_GWh_After Competition Groups_78 | Room AC (w/ louvered sides) 14 SEER from 12 SEER code | 0% | 0 | 0 | Commercial_2019_SC A_GWh_After Competition Groups_Room AC (w/ louvered sides) 14 SEER from 12 SEER code
Commercial | Com ¦ Solar Water Preheat (Pools/DHW) | 2019 | SC A | GWh | After Competition Groups | 0 | 0 | 0 | 585.5924 | 0 | 79 | Commercial_2019_SC A_GWh_After Competition Groups_79 | Solar Water Preheat (Pools/DHW) | 0% | 0 | 0 | Commercial_2019_SC A_GWh_After Competition Groups_Solar Water Preheat (Pools/DHW)
Commercial | Com ¦ Variable Refrigerant Flow Heat Pump | 2019 | SC A | GWh | After Competition Groups | 0 | 0 | 0 | 585.5924 | 0 | 80 | Commercial_2019_SC A_GWh_After Competition Groups_80 | Variable Refrigerant Flow Heat Pump | 0% | 0 | 0 | Commercial_2019_SC A_GWh_After Competition Groups_Variable Refrigerant Flow Heat Pump
Commercial | Com ¦ ENERGY STAR LED LAMPS (REFLECTOR LAMPs/MR16/PAR 16) | 2019 | SC B | GWh | After Competition Groups | 119.634 | 12303863.0156 | 12.3039 | 711.4681 | 0.16815 | 1 | Commercial_2019_SC B_GWh_After Competition Groups_1 | ENERGY STAR LED LAMPS (REFLECTOR LAMPs/MR16/PAR 16) | 16.82% | 12.3039 | 119.634 | Commercial_2019_SC B_GWh_After Competition Groups_ENERGY STAR LED LAMPS (REFLECTOR LAMPs/MR16/PAR 16)
Commercial | Com ¦ LED parking lot fixture | 2019 | SC B | GWh | After Competition Groups | 70.0954 | 7070995.0554 | 7.071 | 711.4681 | 0.098522 | 2 | Commercial_2019_SC B_GWh_After Competition Groups_2 | LED parking lot fixture | 9.852% | 7.071 | 70.0954 | Commercial_2019_SC B_GWh_After Competition Groups_LED parking lot fixture
Commercial | Com ¦ LED EXTERIOR AREA LIGHTS - LED fixture (200W) | 2019 | SC B | GWh | After Competition Groups | 67.2928 | 16469078.723 | 16.4691 | 711.4681 | 0.094583 | 3 | Commercial_2019_SC B_GWh_After Competition Groups_3 | LED EXTERIOR AREA LIGHTS - LED fixture (200W) | 9.458% | 16.4691 | 67.2928 | Commercial_2019_SC B_GWh_After Competition Groups_LED EXTERIOR AREA LIGHTS - LED fixture (200W)
Commercial | Com ¦ LED Replacement Lamp (Tube) | 2019 | SC B | GWh | After Competition Groups | 45.1725 | 3260909.7037 | 3.2609 | 711.4681 | 0.063492 | 4 | Commercial_2019_SC B_GWh_After Competition Groups_4 | LED Replacement Lamp (Tube) | 6.349% | 3.2609 | 45.1725 | Commercial_2019_SC B_GWh_After Competition Groups_LED Replacement Lamp (Tube)
Commercial | Com ¦ Education and Capacity Building/Energy Behavior | 2019 | SC B | GWh | After Competition Groups | 42.583 | 1040468.1207 | 1.0405 | 711.4681 | 0.059852 | 5 | Commercial_2019_SC B_GWh_After Competition Groups_5 | Education and Capacity Building/Energy Behavior | 5.985% | 1.0405 | 42.583 | Commercial_2019_SC B_GWh_After Competition Groups_Education and Capacity Building/Energy Behavior
Commercial | Com ¦ LED street light fixture | 2019 | SC B | GWh | After Competition Groups | 36.0004 | 16187247.7155 | 16.1872 | 711.4681 | 0.0506 | 6 | Commercial_2019_SC B_GWh_After Competition Groups_6 | LED street light fixture | 5.06% | 16.1872 | 36.0004 | Commercial_2019_SC B_GWh_After Competition Groups_LED street light fixture
Commercial | Com ¦ Furnace Tune-Up | 2019 | SC B | GWh | After Competition Groups | 35.054 | 117068.8951 | 0.11707 | 711.4681 | 0.04927 | 7 | Commercial_2019_SC B_GWh_After Competition Groups_7 | Furnace Tune-Up | 4.927% | 0.11707 | 35.054 | Commercial_2019_SC B_GWh_After Competition Groups_Furnace Tune-Up
Commercial | Com ¦ ENERGY STAR LED LAMPS (General Service Lamps) | 2019 | SC B | GWh | After Competition Groups | 32.0345 | 3177858.1575 | 3.1779 | 711.4681 | 0.045026 | 8 | Commercial_2019_SC B_GWh_After Competition Groups_8 | ENERGY STAR LED LAMPS (General Service Lamps) | 4.503% | 3.1779 | 32.0345 | Commercial_2019_SC B_GWh_After Competition Groups_ENERGY STAR LED LAMPS (General Service Lamps)
Commercial | Com ¦ Data Center Storage/Server Virtualization | 2019 | SC B | GWh | After Competition Groups | 27.3576 | 0 | 0 | 711.4681 | 0.038452 | 9 | Commercial_2019_SC B_GWh_After Competition Groups_9 | Data Center Storage/Server Virtualization | 3.845% | 0 | 27.3576 | Commercial_2019_SC B_GWh_After Competition Groups_Data Center Storage/Server Virtualization
Commercial | Com ¦ LED Low/High Bay | 2019 | SC B | GWh | After Competition Groups | 26.8378 | 12097140.7092 | 12.0971 | 711.4681 | 0.037722 | 10 | Commercial_2019_SC B_GWh_After Competition Groups_10 | LED Low/High Bay | 3.772% | 12.0971 | 26.8378 | Commercial_2019_SC B_GWh_After Competition Groups_LED Low/High Bay
Commercial | Com ¦ Building Recommissioning, Operations and Maintenance (O&M) Improvements | 2019 | SC B | GWh | After Competition Groups | 22.762 | 635547.5317 | 0.63555 | 711.4681 | 0.031993 | 11 | Commercial_2019_SC B_GWh_After Competition Groups_11 | Building Recommissioning, Operations and Maintenance (O&M) Improvements | 3.199% | 0.63555 | 22.762 | Commercial_2019_SC B_GWh_After Competition Groups_Building Recommissioning, Operations and Maintenance (O&M) Improvements
Commercial | Com ¦ LED or Equivalent Sign Lighting | 2019 | SC B | GWh | After Competition Groups | 16.3424 | 10470919.2239 | 10.4709 | 711.4681 | 0.02297 | 12 | Commercial_2019_SC B_GWh_After Competition Groups_12 | LED or Equivalent Sign Lighting | 2.297% | 10.4709 | 16.3424 | Commercial_2019_SC B_GWh_After Competition Groups_LED or Equivalent Sign Lighting
Commercial | Com ¦ LED Troffer/Surface/Suspended | 2019 | SC B | GWh | After Competition Groups | 15.5027 | 10123904.03 | 10.1239 | 711.4681 | 0.02179 | 13 | Commercial_2019_SC B_GWh_After Competition Groups_13 | LED Troffer/Surface/Suspended | 2.179% | 10.1239 | 15.5027 | Commercial_2019_SC B_GWh_After Competition Groups_LED Troffer/Surface/Suspended
Commercial | Com ¦ Strip Curtains | 2019 | SC B | GWh | After Competition Groups | 14.6559 | 153142.4908 | 0.15314 | 711.4681 | 0.0206 | 14 | Commercial_2019_SC B_GWh_After Competition Groups_14 | Strip Curtains | 2.06% | 0.15314 | 14.6559 | Commercial_2019_SC B_GWh_After Competition Groups_Strip Curtains
Commercial | Com ¦ Reach-in Shaded Pole to ECM/PSC Evaporator Fan Motor | 2019 | SC B | GWh | After Competition Groups | 14.4678 | 1910064.3846 | 1.9101 | 711.4681 | 0.020335 | 15 | Commercial_2019_SC B_GWh_After Competition Groups_15 | Reach-in Shaded Pole to ECM/PSC Evaporator Fan Motor | 2.034% | 1.9101 | 14.4678 | Commercial_2019_SC B_GWh_After Competition Groups_Reach-in Shaded Pole to ECM/PSC Evaporator Fan Motor
Commercial | Com ¦ High Efficiency Air Source Heat Pump | 2019 | SC B | GWh | After Competition Groups | 14.3652 | 807731.5037 | 0.80773 | 711.4681 | 0.020191 | 16 | Commercial_2019_SC B_GWh_After Competition Groups_16 | High Efficiency Air Source Heat Pump | 2.019% | 0.80773 | 14.3652 | Commercial_2019_SC B_GWh_After Competition Groups_High Efficiency Air Source Heat Pump
Commercial | Com ¦ Variable Frequency Drive (VFD) | 2019 | SC B | GWh | After Competition Groups | 11.6662 | 1932185.6737 | 1.9322 | 711.4681 | 0.016397 | 17 | Commercial_2019_SC B_GWh_After Competition Groups_17 | Variable Frequency Drive (VFD) | 1.64% | 1.9322 | 11.6662 | Commercial_2019_SC B_GWh_After Competition Groups_Variable Frequency Drive (VFD)
Commercial | Com ¦ VFD on Pumps | 2019 | SC B | GWh | After Competition Groups | 10.899 | 1963129.7377 | 1.9631 | 711.4681 | 0.015319 | 18 | Commercial_2019_SC B_GWh_After Competition Groups_18 | VFD on Pumps | 1.532% | 1.9631 | 10.899 | Commercial_2019_SC B_GWh_After Competition Groups_VFD on Pumps
Commercial | Com ¦ Demand Control Ventilation | 2019 | SC B | GWh | After Competition Groups | 10.3248 | 2522522.8039 | 2.5225 | 711.4681 | 0.014512 | 19 | Commercial_2019_SC B_GWh_After Competition Groups_19 | Demand Control Ventilation | 1.451% | 2.5225 | 10.3248 | Commercial_2019_SC B_GWh_After Competition Groups_Demand Control Ventilation
Commercial | Com ¦ Air Handler with Dedicated Outdoor Air Systems | 2019 | SC B | GWh | After Competition Groups | 8.7526 | 0 | 0 | 711.4681 | 0.012302 | 20 | Commercial_2019_SC B_GWh_After Competition Groups_20 | Air Handler with Dedicated Outdoor Air Systems | 1.23% | 0 | 8.7526 | Commercial_2019_SC B_GWh_After Competition Groups_Air Handler with Dedicated Outdoor Air Systems
Commercial | Com ¦ Adaptive Thermostats | 2019 | SC B | GWh | After Competition Groups | 7.8518 | 3019415.8832 | 3.0194 | 711.4681 | 0.011036 | 21 | Commercial_2019_SC B_GWh_After Competition Groups_21 | Adaptive Thermostats | 1.104% | 3.0194 | 7.8518 | Commercial_2019_SC B_GWh_After Competition Groups_Adaptive Thermostats
Commercial | Com ¦ Centrally controlled desktop PC/NETWORK PC POWER MANAGEMENT SOFTWARE | 2019 | SC B | GWh | After Competition Groups | 7.7206 | 514656.3044 | 0.51466 | 711.4681 | 0.010852 | 22 | Commercial_2019_SC B_GWh_After Competition Groups_22 | Centrally controlled desktop PC/NETWORK PC POWER MANAGEMENT SOFTWARE | 1.085% | 0.51466 | 7.7206 | Commercial_2019_SC B_GWh_After Competition Groups_Centrally controlled desktop PC/NETWORK PC POWER MANAGEMENT SOFTWARE
Commercial | Com ¦ Advanced BAS/Controllers | 2019 | SC B | GWh | After Competition Groups | 6.7472 | 189443.1575 | 0.18944 | 711.4681 | 0.0094834 | 23 | Commercial_2019_SC B_GWh_After Competition Groups_23 | Advanced BAS/Controllers | 0.9483% | 0.18944 | 6.7472 | Commercial_2019_SC B_GWh_After Competition Groups_Advanced BAS/Controllers
Commercial | Com ¦ ECM MOTORS FOR EVAPORATOR FANS for refrigeration (WALK-IN) | 2019 | SC B | GWh | After Competition Groups | 5.4606 | 1170022.9237 | 1.17 | 711.4681 | 0.0076751 | 24 | Commercial_2019_SC B_GWh_After Competition Groups_24 | ECM MOTORS FOR EVAPORATOR FANS for refrigeration (WALK-IN) | 0.7675% | 1.17 | 5.4606 | Commercial_2019_SC B_GWh_After Competition Groups_ECM MOTORS FOR EVAPORATOR FANS for refrigeration (WALK-IN)
Commercial | Com ¦ Condensing Unit Heaters or other Efficient Unit Heating System | 2019 | SC B | GWh | After Competition Groups | 5.2732 | 35151.1456 | 0.035151 | 711.4681 | 0.0074117 | 25 | Commercial_2019_SC B_GWh_After Competition Groups_25 | Condensing Unit Heaters or other Efficient Unit Heating System | 0.7412% | 0.035151 | 5.2732 | Commercial_2019_SC B_GWh_After Competition Groups_Condensing Unit Heaters or other Efficient Unit Heating System
Commercial | Com ¦ Freezer Case Light Sensor | 2019 | SC B | GWh | After Competition Groups | 4.4859 | 2572449.0867 | 2.5724 | 711.4681 | 0.0063051 | 26 | Commercial_2019_SC B_GWh_After Competition Groups_26 | Freezer Case Light Sensor | 0.6305% | 2.5724 | 4.4859 | Commercial_2019_SC B_GWh_After Competition Groups_Freezer Case Light Sensor
Commercial | Com ¦ Evaporator Fan Controls | 2019 | SC B | GWh | After Competition Groups | 4.3759 | 183292.4069 | 0.18329 | 711.4681 | 0.0061505 | 27 | Commercial_2019_SC B_GWh_After Competition Groups_27 | Evaporator Fan Controls | 0.6151% | 0.18329 | 4.3759 | Commercial_2019_SC B_GWh_After Competition Groups_Evaporator Fan Controls
Commercial | Com ¦ Demand Control Kitchen Ventilation | 2019 | SC B | GWh | After Competition Groups | 3.1355 | 35795.1437 | 0.035795 | 711.4681 | 0.0044071 | 28 | Commercial_2019_SC B_GWh_After Competition Groups_28 | Demand Control Kitchen Ventilation | 0.4407% | 0.035795 | 3.1355 | Commercial_2019_SC B_GWh_After Competition Groups_Demand Control Kitchen Ventilation
Commercial | Com ¦ Refrigerated Display Case LED | 2019 | SC B | GWh | After Competition Groups | 2.6434 | 882411.4404 | 0.88241 | 711.4681 | 0.0037154 | 29 | Commercial_2019_SC B_GWh_After Competition Groups_29 | Refrigerated Display Case LED | 0.3715% | 0.88241 | 2.6434 | Commercial_2019_SC B_GWh_After Competition Groups_Refrigerated Display Case LED
Commercial | Com ¦ ENERGY STAR Griddle (74% eff) | 2019 | SC B | GWh | After Competition Groups | 2.0742 | 202996.8271 | 0.203 | 711.4681 | 0.0029154 | 30 | Commercial_2019_SC B_GWh_After Competition Groups_30 | ENERGY STAR Griddle (74% eff) | 0.2915% | 0.203 | 2.0742 | Commercial_2019_SC B_GWh_After Competition Groups_ENERGY STAR Griddle (74% eff)
Commercial | Com ¦ Unitary Air-Conditioning Unit | 2019 | SC B | GWh | After Competition Groups | 1.7413 | 1665782.0392 | 1.6658 | 711.4681 | 0.0024475 | 31 | Commercial_2019_SC B_GWh_After Competition Groups_31 | Unitary Air-Conditioning Unit | 0.2447% | 1.6658 | 1.7413 | Commercial_2019_SC B_GWh_After Competition Groups_Unitary Air-Conditioning Unit
Commercial | Com ¦ Temperature Adjustment in Commercial Freezers | 2019 | SC B | GWh | After Competition Groups | 1.6747 | 0 | 0 | 711.4681 | 0.0023538 | 32 | Commercial_2019_SC B_GWh_After Competition Groups_32 | Temperature Adjustment in Commercial Freezers | 0.2354% | 0 | 1.6747 | Commercial_2019_SC B_GWh_After Competition Groups_Temperature Adjustment in Commercial Freezers
Commercial | Com ¦ Chilled Water Optimization | 2019 | SC B | GWh | After Competition Groups | 1.5803 | 1058693.1645 | 1.0587 | 711.4681 | 0.0022212 | 33 | Commercial_2019_SC B_GWh_After Competition Groups_33 | Chilled Water Optimization | 0.2221% | 1.0587 | 1.5803 | Commercial_2019_SC B_GWh_After Competition Groups_Chilled Water Optimization
Commercial | Com ¦ Occupancy Sensors | 2019 | SC B | GWh | After Competition Groups | 1.4666 | 3096.4914 | 0.0030965 | 711.4681 | 0.0020614 | 34 | Commercial_2019_SC B_GWh_After Competition Groups_34 | Occupancy Sensors | 0.2061% | 0.0030965 | 1.4666 | Commercial_2019_SC B_GWh_After Competition Groups_Occupancy Sensors
Commercial | Com ¦ Elec Storage WH 2.30 Et | 2019 | SC B | GWh | After Competition Groups | 1.3603 | 644343.3537 | 0.64434 | 711.4681 | 0.001912 | 35 | Commercial_2019_SC B_GWh_After Competition Groups_35 | Elec Storage WH 2.30 Et | 0.1912% | 0.64434 | 1.3603 | Commercial_2019_SC B_GWh_After Competition Groups_Elec Storage WH 2.30 Et
Commercial | Com ¦ CO Sensors for parking garage exhaust fans | 2019 | SC B | GWh | After Competition Groups | 1.3509 | 600421.1176 | 0.60042 | 711.4681 | 0.0018988 | 36 | Commercial_2019_SC B_GWh_After Competition Groups_36 | CO Sensors for parking garage exhaust fans | 0.1899% | 0.60042 | 1.3509 | Commercial_2019_SC B_GWh_After Competition Groups_CO Sensors for parking garage exhaust fans
Commercial | Com ¦ Vertical Night Covers | 2019 | SC B | GWh | After Competition Groups | 1.298 | 177794.581 | 0.17779 | 711.4681 | 0.0018244 | 37 | Commercial_2019_SC B_GWh_After Competition Groups_37 | Vertical Night Covers | 0.1824% | 0.17779 | 1.298 | Commercial_2019_SC B_GWh_After Competition Groups_Vertical Night Covers
Commercial | Com ¦ Energy Efficient Laboratory Fume Hood | 2019 | SC B | GWh | After Competition Groups | 1.1829 | 486981.9869 | 0.48698 | 711.4681 | 0.0016626 | 38 | Commercial_2019_SC B_GWh_After Competition Groups_38 | Energy Efficient Laboratory Fume Hood | 0.1663% | 0.48698 | 1.1829 | Commercial_2019_SC B_GWh_After Competition Groups_Energy Efficient Laboratory Fume Hood
Commercial | Com ¦ Duct Insulation, R8 | 2019 | SC B | GWh | After Competition Groups | 1.1723 | 360889.5599 | 0.36089 | 711.4681 | 0.0016477 | 39 | Commercial_2019_SC B_GWh_After Competition Groups_39 | Duct Insulation, R8 | 0.1648% | 0.36089 | 1.1723 | Commercial_2019_SC B_GWh_After Competition Groups_Duct Insulation, R8
Commercial | Com ¦ Water Heating (DHW) Pipe Insulation (Add 3/4\ Foam)" | 2019 | SC B | GWh | After Competition Groups | 1.1221 | 249945.4183 | 0.24995 | 711.4681 | 0.0015772 | 40 | Commercial_2019_SC B_GWh_After Competition Groups_40 | Water Heating (DHW) Pipe Insulation (Add 3/4\ Foam)" | 0.1577% | 0.24995 | 1.1221 | Commercial_2019_SC B_GWh_After Competition Groups_Water Heating (DHW) Pipe Insulation (Add 3/4\ Foam)"
Commercial | Com ¦ Outside Air Economizer | 2019 | SC B | GWh | After Competition Groups | 1.0416 | 107109.1718 | 0.10711 | 711.4681 | 0.001464 | 41 | Commercial_2019_SC B_GWh_After Competition Groups_41 | Outside Air Economizer | 0.1464% | 0.10711 | 1.0416 | Commercial_2019_SC B_GWh_After Competition Groups_Outside Air Economizer
Commercial | Com ¦ BEVERAGE VENDING MACHINE CONTROLS | 2019 | SC B | GWh | After Competition Groups | 1.027 | 141010.0563 | 0.14101 | 711.4681 | 0.0014436 | 42 | Commercial_2019_SC B_GWh_After Competition Groups_42 | BEVERAGE VENDING MACHINE CONTROLS | 0.1444% | 0.14101 | 1.027 | Commercial_2019_SC B_GWh_After Competition Groups_BEVERAGE VENDING MACHINE CONTROLS
Commercial | Com ¦ ENERGY STAR Fryer (84% eff) | 2019 | SC B | GWh | After Competition Groups | 0.73357 | 135197.0396 | 0.1352 | 711.4681 | 0.0010311 | 43 | Commercial_2019_SC B_GWh_After Competition Groups_43 | ENERGY STAR Fryer (84% eff) | 0.1031% | 0.1352 | 0.73357 | Commercial_2019_SC B_GWh_After Competition Groups_ENERGY STAR Fryer (84% eff)
Commercial | Com ¦ Suction Pipe Insulation Freezer/Refrigerator | 2019 | SC B | GWh | After Competition Groups | 0.71037 | 175627.5759 | 0.17563 | 711.4681 | 0.00099846 | 44 | Commercial_2019_SC B_GWh_After Competition Groups_44 | Suction Pipe Insulation Freezer/Refrigerator | 0.09985% | 0.17563 | 0.71037 | Commercial_2019_SC B_GWh_After Competition Groups_Suction Pipe Insulation Freezer/Refrigerator
Commercial | Com ¦ Thermostat Setback | 2019 | SC B | GWh | After Competition Groups | 0.43968 | 0 | 0 | 711.4681 | 0.00061799 | 45 | Commercial_2019_SC B_GWh_After Competition Groups_45 | Thermostat Setback | 0.0618% | 0 | 0.43968 | Commercial_2019_SC B_GWh_After Competition Groups_Thermostat Setback
Commercial | Com ¦ ENERGY STAR Dishwasher | 2019 | SC B | GWh | After Competition Groups | 0.37462 | 23185.2888 | 0.023185 | 711.4681 | 0.00052655 | 46 | Commercial_2019_SC B_GWh_After Competition Groups_46 | ENERGY STAR Dishwasher | 0.05265% | 0.023185 | 0.37462 | Commercial_2019_SC B_GWh_After Competition Groups_ENERGY STAR Dishwasher
Commercial | Com ¦ ENERGY STAR Steam Cookers | 2019 | SC B | GWh | After Competition Groups | 0.34971 | 71031.9051 | 0.071032 | 711.4681 | 0.00049153 | 47 | Commercial_2019_SC B_GWh_After Competition Groups_47 | ENERGY STAR Steam Cookers | 0.04915% | 0.071032 | 0.34971 | Commercial_2019_SC B_GWh_After Competition Groups_ENERGY STAR Steam Cookers
Commercial | Com ¦ Water Source Heat Pump (4 ton) | 2019 | SC B | GWh | After Competition Groups | 0.32271 | 207995.5913 | 0.208 | 711.4681 | 0.00045358 | 48 | Commercial_2019_SC B_GWh_After Competition Groups_48 | Water Source Heat Pump (4 ton) | 0.04536% | 0.208 | 0.32271 | Commercial_2019_SC B_GWh_After Competition Groups_Water Source Heat Pump (4 ton)
Commercial | Com ¦ Ozone Laundry Treatment | 2019 | SC B | GWh | After Competition Groups | 0.31063 | 168852.7119 | 0.16885 | 711.4681 | 0.00043661 | 49 | Commercial_2019_SC B_GWh_After Competition Groups_49 | Ozone Laundry Treatment | 0.04366% | 0.16885 | 0.31063 | Commercial_2019_SC B_GWh_After Competition Groups_Ozone Laundry Treatment
Commercial | Com ¦ Demand controlled Circulating Systems | 2019 | SC B | GWh | After Competition Groups | 0.2439 | 0 | 0 | 711.4681 | 0.00034281 | 50 | Commercial_2019_SC B_GWh_After Competition Groups_50 | Demand controlled Circulating Systems | 0.03428% | 0 | 0.2439 | Commercial_2019_SC B_GWh_After Competition Groups_Demand controlled Circulating Systems
Commercial | Com ¦ ECM MOTORS FOR HVAC APPLICATION (FAN-POWERED VAV BOX) | 2019 | SC B | GWh | After Competition Groups | 0.13798 | 30861.5542 | 0.030862 | 711.4681 | 0.00019394 | 51 | Commercial_2019_SC B_GWh_After Competition Groups_51 | ECM MOTORS FOR HVAC APPLICATION (FAN-POWERED VAV BOX) | 0.01939% | 0.030862 | 0.13798 | Commercial_2019_SC B_GWh_After Competition Groups_ECM MOTORS FOR HVAC APPLICATION (FAN-POWERED VAV BOX)
Commercial | Com ¦ CEE Tier 2/Energy Star Clothes Washers | 2019 | SC B | GWh | After Competition Groups | 0.06745 | 15303.571 | 0.015304 | 711.4681 | 9.4803e-05 | 52 | Commercial_2019_SC B_GWh_After Competition Groups_52 | CEE Tier 2/Energy Star Clothes Washers | 0.00948% | 0.015304 | 0.06745 | Commercial_2019_SC B_GWh_After Competition Groups_CEE Tier 2/Energy Star Clothes Washers
Commercial | Com ¦ Auto Off Time Switch or Time Clock control | 2019 | SC B | GWh | After Competition Groups | 0.06034 | 66.9519 | 6.6952e-05 | 711.4681 | 8.4811e-05 | 53 | Commercial_2019_SC B_GWh_After Competition Groups_53 | Auto Off Time Switch or Time Clock control | 0.008481% | 6.6952e-05 | 0.06034 | Commercial_2019_SC B_GWh_After Competition Groups_Auto Off Time Switch or Time Clock control
Commercial | Com ¦ HVAC Optimization | 2019 | SC B | GWh | After Competition Groups | 0.042959 | 410.1319 | 0.00041013 | 711.4681 | 6.0381e-05 | 54 | Commercial_2019_SC B_GWh_After Competition Groups_54 | HVAC Optimization | 0.006038% | 0.00041013 | 0.042959 | Commercial_2019_SC B_GWh_After Competition Groups_HVAC Optimization
Commercial | Com ¦ Low Flow Pre-Rinse Spray Nozzle | 2019 | SC B | GWh | After Competition Groups | 0.03981 | 3025.0441 | 0.003025 | 711.4681 | 5.5955e-05 | 55 | Commercial_2019_SC B_GWh_After Competition Groups_55 | Low Flow Pre-Rinse Spray Nozzle | 0.005595% | 0.003025 | 0.03981 | Commercial_2019_SC B_GWh_After Competition Groups_Low Flow Pre-Rinse Spray Nozzle
Commercial | COM ¦ Ductless Mini-Split Heat Pumps | 2019 | SC B | GWh | After Competition Groups | 0.019461 | 51.1218 | 5.1122e-05 | 711.4681 | 2.7353e-05 | 56 | Commercial_2019_SC B_GWh_After Competition Groups_56 | Ductless Mini-Split Heat Pumps | 0.002735% | 5.1122e-05 | 0.019461 | Commercial_2019_SC B_GWh_After Competition Groups_Ductless Mini-Split Heat Pumps
Commercial | Com ¦ Wall Insulation | 2019 | SC B | GWh | After Competition Groups | 0.010327 | 0 | 0 | 711.4681 | 1.4515e-05 | 57 | Commercial_2019_SC B_GWh_After Competition Groups_57 | Wall Insulation | 0.001452% | 0 | 0.010327 | Commercial_2019_SC B_GWh_After Competition Groups_Wall Insulation
Commercial | Com ¦ Commercial Hot Food Holding Cabinets | 2019 | SC B | GWh | After Competition Groups | 0.0085531 | 777.2584 | 0.00077726 | 711.4681 | 1.2022e-05 | 58 | Commercial_2019_SC B_GWh_After Competition Groups_58 | Commercial Hot Food Holding Cabinets | 0.001202% | 0.00077726 | 0.0085531 | Commercial_2019_SC B_GWh_After Competition Groups_Commercial Hot Food Holding Cabinets
Commercial | Com ¦ Air Curtains | 2019 | SC B | GWh | After Competition Groups | 0.0027035 | 5449.73 | 0.0054497 | 711.4681 | 3.7999e-06 | 59 | Commercial_2019_SC B_GWh_After Competition Groups_59 | Air Curtains | 0.00038% | 0.0054497 | 0.0027035 | Commercial_2019_SC B_GWh_After Competition Groups_Air Curtains
Commercial | Com ¦ Energy Recovery Ventilation and Ventilation (Enhanced) | 2019 | SC B | GWh | After Competition Groups | 0.0021848 | 0 | 0 | 711.4681 | 3.0708e-06 | 60 | Commercial_2019_SC B_GWh_After Competition Groups_60 | Energy Recovery Ventilation and Ventilation (Enhanced) | 0.0003071% | 0 | 0.0021848 | Commercial_2019_SC B_GWh_After Competition Groups_Energy Recovery Ventilation and Ventilation (Enhanced)
Commercial | Com ¦ High Efficiency Chiller (avg of water and air cooled) | 2019 | SC B | GWh | After Competition Groups | 0.0021118 | 3162.8021 | 0.0031628 | 711.4681 | 2.9682e-06 | 61 | Commercial_2019_SC B_GWh_After Competition Groups_61 | High Efficiency Chiller (avg of water and air cooled) | 0.0002968% | 0.0031628 | 0.0021118 | Commercial_2019_SC B_GWh_After Competition Groups_High Efficiency Chiller (avg of water and air cooled)
Commercial | Com ¦ VSD Air Compressor | 2019 | SC B | GWh | After Competition Groups | 0.0015374 | 279.2642 | 0.00027926 | 711.4681 | 2.1609e-06 | 62 | Commercial_2019_SC B_GWh_After Competition Groups_62 | VSD Air Compressor | 0.0002161% | 0.00027926 | 0.0015374 | Commercial_2019_SC B_GWh_After Competition Groups_VSD Air Compressor
Commercial | Com ¦ EC Plug Fan for Data Center (under cabinet) | 2019 | SC B | GWh | After Competition Groups | 0.00054012 | 194.73 | 0.00019473 | 711.4681 | 7.5916e-07 | 63 | Commercial_2019_SC B_GWh_After Competition Groups_63 | EC Plug Fan for Data Center (under cabinet) | 7.592e-05% | 0.00019473 | 0.00054012 | Commercial_2019_SC B_GWh_After Competition Groups_EC Plug Fan for Data Center (under cabinet)
Commercial | Com ¦ Electric Convection Combination Ovens | 2019 | SC B | GWh | After Competition Groups | 0.00020375 | 2.9949 | 2.9949e-06 | 711.4681 | 2.8638e-07 | 64 | Commercial_2019_SC B_GWh_After Competition Groups_64 | Electric Convection Combination Ovens | 2.864e-05% | 2.9949e-06 | 0.00020375 | Commercial_2019_SC B_GWh_After Competition Groups_Electric Convection Combination Ovens
Commercial | Com ¦ LLLC - Low Impact Application | 2019 | SC B | GWh | After Competition Groups | 3.21e-19 | 1.3221e-13 | 1.3221e-19 | 711.4681 | 4.5119e-22 | 65 | Commercial_2019_SC B_GWh_After Competition Groups_65 | LLLC - Low Impact Application | 4.512e-20% | 1.3221e-19 | 3.21e-19 | Commercial_2019_SC B_GWh_After Competition Groups_LLLC - Low Impact Application
Commercial | Com ¦ LLLC - High Impact Application | 2019 | SC B | GWh | After Competition Groups | 1.065e-19 | 5.6883e-14 | 5.6883e-20 | 711.4681 | 1.4969e-22 | 66 | Commercial_2019_SC B_GWh_After Competition Groups_66 | LLLC - High Impact Application | 1.497e-20% | 5.6883e-20 | 1.065e-19 | Commercial_2019_SC B_GWh_After Competition Groups_LLLC - High Impact Application
Commercial | Com ¦ High Efficiency Small Instantaneous Water Heater | 2019 | SC B | GWh | After Competition Groups | 3.4712e-34 | 1.3309e-28 | 1.3309e-34 | 711.4681 | 4.8789e-37 | 67 | Commercial_2019_SC B_GWh_After Competition Groups_67 | High Efficiency Small Instantaneous Water Heater | 4.879e-35% | 1.3309e-34 | 3.4712e-34 | Commercial_2019_SC B_GWh_After Competition Groups_High Efficiency Small Instantaneous Water Heater
Commercial | Com ¦ Condensing Make Up Air Unit | 2019 | SC B | GWh | After Competition Groups | 0 | 0 | 0 | 711.4681 | 0 | 68 | Commercial_2019_SC B_GWh_After Competition Groups_68 | Condensing Make Up Air Unit | 0% | 0 | 0 | Commercial_2019_SC B_GWh_After Competition Groups_Condensing Make Up Air Unit
Commercial | Com ¦ Door Gasket Freezer/Refrigerator | 2019 | SC B | GWh | After Competition Groups | 0 | 0 | 0 | 711.4681 | 0 | 69 | Commercial_2019_SC B_GWh_After Competition Groups_69 | Door Gasket Freezer/Refrigerator | 0% | 0 | 0 | Commercial_2019_SC B_GWh_After Competition Groups_Door Gasket Freezer/Refrigerator
Commercial | Com ¦ Efficient compressor motor | 2019 | SC B | GWh | After Competition Groups | 0 | 0 | 0 | 711.4681 | 0 | 70 | Commercial_2019_SC B_GWh_After Competition Groups_70 | Efficient compressor motor | 0% | 0 | 0 | Commercial_2019_SC B_GWh_After Competition Groups_Efficient compressor motor
Commercial | Com ¦ Indoor Daylight Sensors/Photocell Dimming Control | 2019 | SC B | GWh | After Competition Groups | 0 | 0 | 0 | 711.4681 | 0 | 71 | Commercial_2019_SC B_GWh_After Competition Groups_71 | Indoor Daylight Sensors/Photocell Dimming Control | 0% | 0 | 0 | Commercial_2019_SC B_GWh_After Competition Groups_Indoor Daylight Sensors/Photocell Dimming Control
Commercial | Com ¦ LED RECESSED DOWNLIGHTS | 2019 | SC B | GWh | After Competition Groups | 0 | 0 | 0 | 711.4681 | 0 | 72 | Commercial_2019_SC B_GWh_After Competition Groups_72 | LED RECESSED DOWNLIGHTS | 0% | 0 | 0 | Commercial_2019_SC B_GWh_After Competition Groups_LED RECESSED DOWNLIGHTS
Commercial | Com ¦ Networked/Connected - High Impact Application | 2019 | SC B | GWh | After Competition Groups | 0 | 0 | 0 | 711.4681 | 0 | 73 | Commercial_2019_SC B_GWh_After Competition Groups_73 | Networked/Connected - High Impact Application | 0% | 0 | 0 | Commercial_2019_SC B_GWh_After Competition Groups_Networked/Connected - High Impact Application
Commercial | Com ¦ Networked/Connected - Low Impact Application | 2019 | SC B | GWh | After Competition Groups | 0 | 0 | 0 | 711.4681 | 0 | 74 | Commercial_2019_SC B_GWh_After Competition Groups_74 | Networked/Connected - Low Impact Application | 0% | 0 | 0 | Commercial_2019_SC B_GWh_After Competition Groups_Networked/Connected - Low Impact Application
Commercial | Com ¦ Notched V belts for HVAC Systems | 2019 | SC B | GWh | After Competition Groups | 0 | 0 | 0 | 711.4681 | 0 | 75 | Commercial_2019_SC B_GWh_After Competition Groups_75 | Notched V belts for HVAC Systems | 0% | 0 | 0 | Commercial_2019_SC B_GWh_After Competition Groups_Notched V belts for HVAC Systems
Commercial | Com ¦ PTAC (12 EER/10,000 BTU) | 2019 | SC B | GWh | After Competition Groups | 0 | 0 | 0 | 711.4681 | 0 | 76 | Commercial_2019_SC B_GWh_After Competition Groups_76 | PTAC (12 EER/10,000 BTU) | 0% | 0 | 0 | Commercial_2019_SC B_GWh_After Competition Groups_PTAC (12 EER/10,000 BTU)
Commercial | Com ¦ Refrigerated Display Case Doors | 2019 | SC B | GWh | After Competition Groups | 0 | 0 | 0 | 711.4681 | 0 | 77 | Commercial_2019_SC B_GWh_After Competition Groups_77 | Refrigerated Display Case Doors | 0% | 0 | 0 | Commercial_2019_SC B_GWh_After Competition Groups_Refrigerated Display Case Doors
Commercial | Com ¦ Room AC (w/ louvered sides) 14 SEER from 12 SEER code | 2019 | SC B | GWh | After Competition Groups | 0 | 0 | 0 | 711.4681 | 0 | 78 | Commercial_2019_SC B_GWh_After Competition Groups_78 | Room AC (w/ louvered sides) 14 SEER from 12 SEER code | 0% | 0 | 0 | Commercial_2019_SC B_GWh_After Competition Groups_Room AC (w/ louvered sides) 14 SEER from 12 SEER code
Commercial | Com ¦ Solar Water Preheat (Pools/DHW) | 2019 | SC B | GWh | After Competition Groups | 0 | 0 | 0 | 711.4681 | 0 | 79 | Commercial_2019_SC B_GWh_After Competition Groups_79 | Solar Water Preheat (Pools/DHW) | 0% | 0 | 0 | Commercial_2019_SC B_GWh_After Competition Groups_Solar Water Preheat (Pools/DHW)
Commercial | Com ¦ Variable Refrigerant Flow Heat Pump | 2019 | SC B | GWh | After Competition Groups | 0 | 0 | 0 | 711.4681 | 0 | 80 | Commercial_2019_SC B_GWh_After Competition Groups_80 | Variable Refrigerant Flow Heat Pump | 0% | 0 | 0 | Commercial_2019_SC B_GWh_After Competition Groups_Variable Refrigerant Flow Heat Pump
Commercial | Com ¦ ENERGY STAR LED LAMPS (REFLECTOR LAMPs/MR16/PAR 16) | 2019 | SC C | GWh | After Competition Groups | 119.634 | 12305093.525 | 12.3051 | 592.9686 | 0.20175 | 1 | Commercial_2019_SC C_GWh_After Competition Groups_1 | ENERGY STAR LED LAMPS (REFLECTOR LAMPs/MR16/PAR 16) | 20.18% | 12.3051 | 119.634 | Commercial_2019_SC C_GWh_After Competition Groups_ENERGY STAR LED LAMPS (REFLECTOR LAMPs/MR16/PAR 16)
Commercial | Com ¦ LED parking lot fixture | 2019 | SC C | GWh | After Competition Groups | 70.0954 | 7071702.2256 | 7.0717 | 592.9686 | 0.11821 | 2 | Commercial_2019_SC C_GWh_After Competition Groups_2 | LED parking lot fixture | 11.82% | 7.0717 | 70.0954 | Commercial_2019_SC C_GWh_After Competition Groups_LED parking lot fixture
Commercial | Com ¦ LED EXTERIOR AREA LIGHTS - LED fixture (200W) | 2019 | SC C | GWh | After Competition Groups | 67.2928 | 16470725.7955 | 16.4707 | 592.9686 | 0.11348 | 3 | Commercial_2019_SC C_GWh_After Competition Groups_3 | LED EXTERIOR AREA LIGHTS - LED fixture (200W) | 11.35% | 16.4707 | 67.2928 | Commercial_2019_SC C_GWh_After Competition Groups_LED EXTERIOR AREA LIGHTS - LED fixture (200W)
Commercial | Com ¦ LED Replacement Lamp (Tube) | 2019 | SC C | GWh | After Competition Groups | 45.1725 | 3261235.8273 | 3.2612 | 592.9686 | 0.07618 | 4 | Commercial_2019_SC C_GWh_After Competition Groups_4 | LED Replacement Lamp (Tube) | 7.618% | 3.2612 | 45.1725 | Commercial_2019_SC C_GWh_After Competition Groups_LED Replacement Lamp (Tube)
Commercial | Com ¦ LED street light fixture | 2019 | SC C | GWh | After Competition Groups | 36.0004 | 16188866.6022 | 16.1889 | 592.9686 | 0.060712 | 5 | Commercial_2019_SC C_GWh_After Competition Groups_5 | LED street light fixture | 6.071% | 16.1889 | 36.0004 | Commercial_2019_SC C_GWh_After Competition Groups_LED street light fixture
Commercial | Com ¦ ENERGY STAR LED LAMPS (General Service Lamps) | 2019 | SC C | GWh | After Competition Groups | 32.0345 | 3178175.9751 | 3.1782 | 592.9686 | 0.054024 | 6 | Commercial_2019_SC C_GWh_After Competition Groups_6 | ENERGY STAR LED LAMPS (General Service Lamps) | 5.402% | 3.1782 | 32.0345 | Commercial_2019_SC C_GWh_After Competition Groups_ENERGY STAR LED LAMPS (General Service Lamps)
Commercial | Com ¦ Data Center Storage/Server Virtualization | 2019 | SC C | GWh | After Competition Groups | 27.3576 | 0 | 0 | 592.9686 | 0.046137 | 7 | Commercial_2019_SC C_GWh_After Competition Groups_7 | Data Center Storage/Server Virtualization | 4.614% | 0 | 27.3576 | Commercial_2019_SC C_GWh_After Competition Groups_Data Center Storage/Server Virtualization
Commercial | Com ¦ LED Low/High Bay | 2019 | SC C | GWh | After Competition Groups | 25.8872 | 11511816.4743 | 11.5118 | 592.9686 | 0.043657 | 8 | Commercial_2019_SC C_GWh_After Competition Groups_8 | LED Low/High Bay | 4.366% | 11.5118 | 25.8872 | Commercial_2019_SC C_GWh_After Competition Groups_LED Low/High Bay
Commercial | Com ¦ Building Recommissioning, Operations and Maintenance (O&M) Improvements | 2019 | SC C | GWh | After Competition Groups | 22.0832 | 635615.4013 | 0.63562 | 592.9686 | 0.037242 | 9 | Commercial_2019_SC C_GWh_After Competition Groups_9 | Building Recommissioning, Operations and Maintenance (O&M) Improvements | 3.724% | 0.63562 | 22.0832 | Commercial_2019_SC C_GWh_After Competition Groups_Building Recommissioning, Operations and Maintenance (O&M) Improvements
Commercial | Com ¦ LED or Equivalent Sign Lighting | 2019 | SC C | GWh | After Competition Groups | 16.3424 | 10471966.4205 | 10.472 | 592.9686 | 0.02756 | 10 | Commercial_2019_SC C_GWh_After Competition Groups_10 | LED or Equivalent Sign Lighting | 2.756% | 10.472 | 16.3424 | Commercial_2019_SC C_GWh_After Competition Groups_LED or Equivalent Sign Lighting
Commercial | Com ¦ LED Troffer/Surface/Suspended | 2019 | SC C | GWh | After Competition Groups | 14.5446 | 9499420.724 | 9.4994 | 592.9686 | 0.024529 | 11 | Commercial_2019_SC C_GWh_After Competition Groups_11 | LED Troffer/Surface/Suspended | 2.453% | 9.4994 | 14.5446 | Commercial_2019_SC C_GWh_After Competition Groups_LED Troffer/Surface/Suspended
Commercial | Com ¦ Reach-in Shaded Pole to ECM/PSC Evaporator Fan Motor | 2019 | SC C | GWh | After Competition Groups | 14.4679 | 1910268.4574 | 1.9103 | 592.9686 | 0.024399 | 12 | Commercial_2019_SC C_GWh_After Competition Groups_12 | Reach-in Shaded Pole to ECM/PSC Evaporator Fan Motor | 2.44% | 1.9103 | 14.4679 | Commercial_2019_SC C_GWh_After Competition Groups_Reach-in Shaded Pole to ECM/PSC Evaporator Fan Motor
Commercial | Com ¦ High Efficiency Air Source Heat Pump | 2019 | SC C | GWh | After Competition Groups | 14.3652 | 807814.7818 | 0.80781 | 592.9686 | 0.024226 | 13 | Commercial_2019_SC C_GWh_After Competition Groups_13 | High Efficiency Air Source Heat Pump | 2.423% | 0.80781 | 14.3652 | Commercial_2019_SC C_GWh_After Competition Groups_High Efficiency Air Source Heat Pump
Commercial | Com ¦ Furnace Tune-Up | 2019 | SC C | GWh | After Competition Groups | 13.3843 | 44703.5104 | 0.044704 | 592.9686 | 0.022572 | 14 | Commercial_2019_SC C_GWh_After Competition Groups_14 | Furnace Tune-Up | 2.257% | 0.044704 | 13.3843 | Commercial_2019_SC C_GWh_After Competition Groups_Furnace Tune-Up
Commercial | Com ¦ Education and Capacity Building/Energy Behavior | 2019 | SC C | GWh | After Competition Groups | 8.5166 | 208093.6241 | 0.20809 | 592.9686 | 0.014363 | 15 | Commercial_2019_SC C_GWh_After Competition Groups_15 | Education and Capacity Building/Energy Behavior | 1.436% | 0.20809 | 8.5166 | Commercial_2019_SC C_GWh_After Competition Groups_Education and Capacity Building/Energy Behavior
Commercial | Com ¦ Strip Curtains | 2019 | SC C | GWh | After Competition Groups | 8.1379 | 75961.9091 | 0.075962 | 592.9686 | 0.013724 | 16 | Commercial_2019_SC C_GWh_After Competition Groups_16 | Strip Curtains | 1.372% | 0.075962 | 8.1379 | Commercial_2019_SC C_GWh_After Competition Groups_Strip Curtains
Commercial | Com ¦ Advanced BAS/Controllers | 2019 | SC C | GWh | After Competition Groups | 6.3768 | 189464.7553 | 0.18946 | 592.9686 | 0.010754 | 17 | Commercial_2019_SC C_GWh_After Competition Groups_17 | Advanced BAS/Controllers | 1.075% | 0.18946 | 6.3768 | Commercial_2019_SC C_GWh_After Competition Groups_Advanced BAS/Controllers
Commercial | Com ¦ Centrally controlled desktop PC/NETWORK PC POWER MANAGEMENT SOFTWARE | 2019 | SC C | GWh | After Competition Groups | 4.7593 | 317289.2272 | 0.31729 | 592.9686 | 0.0080263 | 18 | Commercial_2019_SC C_GWh_After Competition Groups_18 | Centrally controlled desktop PC/NETWORK PC POWER MANAGEMENT SOFTWARE | 0.8026% | 0.31729 | 4.7593 | Commercial_2019_SC C_GWh_After Competition Groups_Centrally controlled desktop PC/NETWORK PC POWER MANAGEMENT SOFTWARE
Commercial | Com ¦ Demand Control Ventilation | 2019 | SC C | GWh | After Competition Groups | 4.5081 | 963665.6915 | 0.96367 | 592.9686 | 0.0076027 | 19 | Commercial_2019_SC C_GWh_After Competition Groups_19 | Demand Control Ventilation | 0.7603% | 0.96367 | 4.5081 | Commercial_2019_SC C_GWh_After Competition Groups_Demand Control Ventilation
Commercial | Com ¦ Variable Frequency Drive (VFD) | 2019 | SC C | GWh | After Competition Groups | 4.4544 | 737824.1577 | 0.73782 | 592.9686 | 0.007512 | 20 | Commercial_2019_SC C_GWh_After Competition Groups_20 | Variable Frequency Drive (VFD) | 0.7512% | 0.73782 | 4.4544 | Commercial_2019_SC C_GWh_After Competition Groups_Variable Frequency Drive (VFD)
Commercial | Com ¦ VFD on Pumps | 2019 | SC C | GWh | After Competition Groups | 4.1615 | 749641.1203 | 0.74964 | 592.9686 | 0.007018 | 21 | Commercial_2019_SC C_GWh_After Competition Groups_21 | VFD on Pumps | 0.7018% | 0.74964 | 4.1615 | Commercial_2019_SC C_GWh_After Competition Groups_VFD on Pumps
Commercial | Com ¦ Adaptive Thermostats | 2019 | SC C | GWh | After Competition Groups | 3.9276 | 1475083.7173 | 1.4751 | 592.9686 | 0.0066237 | 22 | Commercial_2019_SC C_GWh_After Competition Groups_22 | Adaptive Thermostats | 0.6624% | 1.4751 | 3.9276 | Commercial_2019_SC C_GWh_After Competition Groups_Adaptive Thermostats
Commercial | Com ¦ Refrigerated Display Case LED | 2019 | SC C | GWh | After Competition Groups | 2.6375 | 880045.6768 | 0.88005 | 592.9686 | 0.0044479 | 23 | Commercial_2019_SC C_GWh_After Competition Groups_23 | Refrigerated Display Case LED | 0.4448% | 0.88005 | 2.6375 | Commercial_2019_SC C_GWh_After Competition Groups_Refrigerated Display Case LED
Commercial | Com ¦ Air Handler with Dedicated Outdoor Air Systems | 2019 | SC C | GWh | After Competition Groups | 2.5929 | 0 | 0 | 592.9686 | 0.0043728 | 24 | Commercial_2019_SC C_GWh_After Competition Groups_24 | Air Handler with Dedicated Outdoor Air Systems | 0.4373% | 0 | 2.5929 | Commercial_2019_SC C_GWh_After Competition Groups_Air Handler with Dedicated Outdoor Air Systems
Commercial | Com ¦ ECM MOTORS FOR EVAPORATOR FANS for refrigeration (WALK-IN) | 2019 | SC C | GWh | After Competition Groups | 2.085 | 446785.7755 | 0.44679 | 592.9686 | 0.0035162 | 25 | Commercial_2019_SC C_GWh_After Competition Groups_25 | ECM MOTORS FOR EVAPORATOR FANS for refrigeration (WALK-IN) | 0.3516% | 0.44679 | 2.085 | Commercial_2019_SC C_GWh_After Competition Groups_ECM MOTORS FOR EVAPORATOR FANS for refrigeration (WALK-IN)
Commercial | Com ¦ ENERGY STAR Griddle (74% eff) | 2019 | SC C | GWh | After Competition Groups | 2.0742 | 203018.0289 | 0.20302 | 592.9686 | 0.003498 | 26 | Commercial_2019_SC C_GWh_After Competition Groups_26 | ENERGY STAR Griddle (74% eff) | 0.3498% | 0.20302 | 2.0742 | Commercial_2019_SC C_GWh_After Competition Groups_ENERGY STAR Griddle (74% eff)
Commercial | Com ¦ Condensing Unit Heaters or other Efficient Unit Heating System | 2019 | SC C | GWh | After Competition Groups | 2.0134 | 13422.693 | 0.013423 | 592.9686 | 0.0033955 | 27 | Commercial_2019_SC C_GWh_After Competition Groups_27 | Condensing Unit Heaters or other Efficient Unit Heating System | 0.3395% | 0.013423 | 2.0134 | Commercial_2019_SC C_GWh_After Competition Groups_Condensing Unit Heaters or other Efficient Unit Heating System
Commercial | Com ¦ Unitary Air-Conditioning Unit | 2019 | SC C | GWh | After Competition Groups | 1.7414 | 1666039.0658 | 1.666 | 592.9686 | 0.0029368 | 28 | Commercial_2019_SC C_GWh_After Competition Groups_28 | Unitary Air-Conditioning Unit | 0.2937% | 1.666 | 1.7414 | Commercial_2019_SC C_GWh_After Competition Groups_Unitary Air-Conditioning Unit
Commercial | Com ¦ Freezer Case Light Sensor | 2019 | SC C | GWh | After Competition Groups | 1.7128 | 982338.7893 | 0.98234 | 592.9686 | 0.0028886 | 29 | Commercial_2019_SC C_GWh_After Competition Groups_29 | Freezer Case Light Sensor | 0.2889% | 0.98234 | 1.7128 | Commercial_2019_SC C_GWh_After Competition Groups_Freezer Case Light Sensor
Commercial | Com ¦ Evaporator Fan Controls | 2019 | SC C | GWh | After Competition Groups | 1.6708 | 69991.5463 | 0.069992 | 592.9686 | 0.0028177 | 30 | Commercial_2019_SC C_GWh_After Competition Groups_30 | Evaporator Fan Controls | 0.2818% | 0.069992 | 1.6708 | Commercial_2019_SC C_GWh_After Competition Groups_Evaporator Fan Controls
Commercial | Com ¦ Chilled Water Optimization | 2019 | SC C | GWh | After Competition Groups | 1.5803 | 1058830.9735 | 1.0588 | 592.9686 | 0.0026651 | 31 | Commercial_2019_SC C_GWh_After Competition Groups_31 | Chilled Water Optimization | 0.2665% | 1.0588 | 1.5803 | Commercial_2019_SC C_GWh_After Competition Groups_Chilled Water Optimization
Commercial | Com ¦ Demand Control Kitchen Ventilation | 2019 | SC C | GWh | After Competition Groups | 1.5676 | 35799.1594 | 0.035799 | 592.9686 | 0.0026436 | 32 | Commercial_2019_SC C_GWh_After Competition Groups_32 | Demand Control Kitchen Ventilation | 0.2644% | 0.035799 | 1.5676 | Commercial_2019_SC C_GWh_After Competition Groups_Demand Control Kitchen Ventilation
Commercial | Com ¦ Occupancy Sensors | 2019 | SC C | GWh | After Competition Groups | 1.4666 | 3096.8014 | 0.0030968 | 592.9686 | 0.0024734 | 33 | Commercial_2019_SC C_GWh_After Competition Groups_33 | Occupancy Sensors | 0.2473% | 0.0030968 | 1.4666 | Commercial_2019_SC C_GWh_After Competition Groups_Occupancy Sensors
Commercial | Com ¦ ENERGY STAR Fryer (84% eff) | 2019 | SC C | GWh | After Competition Groups | 0.73358 | 135211.2742 | 0.13521 | 592.9686 | 0.0012371 | 34 | Commercial_2019_SC C_GWh_After Competition Groups_34 | ENERGY STAR Fryer (84% eff) | 0.1237% | 0.13521 | 0.73358 | Commercial_2019_SC C_GWh_After Competition Groups_ENERGY STAR Fryer (84% eff)
Commercial | Com ¦ Temperature Adjustment in Commercial Freezers | 2019 | SC C | GWh | After Competition Groups | 0.63943 | 0 | 0 | 592.9686 | 0.0010783 | 35 | Commercial_2019_SC C_GWh_After Competition Groups_35 | Temperature Adjustment in Commercial Freezers | 0.1078% | 0 | 0.63943 | Commercial_2019_SC C_GWh_After Competition Groups_Temperature Adjustment in Commercial Freezers
Commercial | Com ¦ Elec Storage WH 2.30 Et | 2019 | SC C | GWh | After Competition Groups | 0.59493 | 248174.4815 | 0.24817 | 592.9686 | 0.0010033 | 36 | Commercial_2019_SC C_GWh_After Competition Groups_36 | Elec Storage WH 2.30 Et | 0.1003% | 0.24817 | 0.59493 | Commercial_2019_SC C_GWh_After Competition Groups_Elec Storage WH 2.30 Et
Commercial | Com ¦ Outside Air Economizer | 2019 | SC C | GWh | After Competition Groups | 0.58751 | 60420.808 | 0.060421 | 592.9686 | 0.0009908 | 37 | Commercial_2019_SC C_GWh_After Competition Groups_37 | Outside Air Economizer | 0.09908% | 0.060421 | 0.58751 | Commercial_2019_SC C_GWh_After Competition Groups_Outside Air Economizer
Commercial | Com ¦ CO Sensors for parking garage exhaust fans | 2019 | SC C | GWh | After Competition Groups | 0.57462 | 255420.2488 | 0.25542 | 592.9686 | 0.00096906 | 38 | Commercial_2019_SC C_GWh_After Competition Groups_38 | CO Sensors for parking garage exhaust fans | 0.09691% | 0.25542 | 0.57462 | Commercial_2019_SC C_GWh_After Competition Groups_CO Sensors for parking garage exhaust fans
Commercial | Com ¦ LLLC - High Impact Application | 2019 | SC C | GWh | After Competition Groups | 0.53418 | 291014.1486 | 0.29101 | 592.9686 | 0.00090086 | 39 | Commercial_2019_SC C_GWh_After Competition Groups_39 | LLLC - High Impact Application | 0.09009% | 0.29101 | 0.53418 | Commercial_2019_SC C_GWh_After Competition Groups_LLLC - High Impact Application
Commercial | Com ¦ Vertical Night Covers | 2019 | SC C | GWh | After Competition Groups | 0.49562 | 67892.5042 | 0.067893 | 592.9686 | 0.00083582 | 40 | Commercial_2019_SC C_GWh_After Competition Groups_40 | Vertical Night Covers | 0.08358% | 0.067893 | 0.49562 | Commercial_2019_SC C_GWh_After Competition Groups_Vertical Night Covers
Commercial | Com ¦ Energy Efficient Laboratory Fume Hood | 2019 | SC C | GWh | After Competition Groups | 0.45165 | 185961.1458 | 0.18596 | 592.9686 | 0.00076167 | 41 | Commercial_2019_SC C_GWh_After Competition Groups_41 | Energy Efficient Laboratory Fume Hood | 0.07617% | 0.18596 | 0.45165 | Commercial_2019_SC C_GWh_After Competition Groups_Energy Efficient Laboratory Fume Hood
Commercial | Com ¦ Duct Insulation, R8 | 2019 | SC C | GWh | After Competition Groups | 0.44742 | 137809.9272 | 0.13781 | 592.9686 | 0.00075454 | 42 | Commercial_2019_SC C_GWh_After Competition Groups_42 | Duct Insulation, R8 | 0.07545% | 0.13781 | 0.44742 | Commercial_2019_SC C_GWh_After Competition Groups_Duct Insulation, R8
Commercial | Com ¦ Thermostat Setback | 2019 | SC C | GWh | After Competition Groups | 0.43968 | 0 | 0 | 592.9686 | 0.00074149 | 43 | Commercial_2019_SC C_GWh_After Competition Groups_43 | Thermostat Setback | 0.07415% | 0 | 0.43968 | Commercial_2019_SC C_GWh_After Competition Groups_Thermostat Setback
Commercial | Com ¦ Water Heating (DHW) Pipe Insulation (Add 3/4\ Foam)" | 2019 | SC C | GWh | After Competition Groups | 0.42846 | 95444.3461 | 0.095444 | 592.9686 | 0.00072256 | 44 | Commercial_2019_SC C_GWh_After Competition Groups_44 | Water Heating (DHW) Pipe Insulation (Add 3/4\ Foam)" | 0.07226% | 0.095444 | 0.42846 | Commercial_2019_SC C_GWh_After Competition Groups_Water Heating (DHW) Pipe Insulation (Add 3/4\ Foam)"
Commercial | Com ¦ BEVERAGE VENDING MACHINE CONTROLS | 2019 | SC C | GWh | After Competition Groups | 0.42009 | 57683.5358 | 0.057684 | 592.9686 | 0.00070846 | 45 | Commercial_2019_SC C_GWh_After Competition Groups_45 | BEVERAGE VENDING MACHINE CONTROLS | 0.07085% | 0.057684 | 0.42009 | Commercial_2019_SC C_GWh_After Competition Groups_BEVERAGE VENDING MACHINE CONTROLS
Commercial | Com ¦ ENERGY STAR Steam Cookers | 2019 | SC C | GWh | After Competition Groups | 0.34971 | 71039.7248 | 0.07104 | 592.9686 | 0.00058976 | 46 | Commercial_2019_SC C_GWh_After Competition Groups_46 | ENERGY STAR Steam Cookers | 0.05898% | 0.07104 | 0.34971 | Commercial_2019_SC C_GWh_After Competition Groups_ENERGY STAR Steam Cookers
Commercial | Com ¦ ENERGY STAR Dishwasher | 2019 | SC C | GWh | After Competition Groups | 0.34445 | 23187.7741 | 0.023188 | 592.9686 | 0.00058089 | 47 | Commercial_2019_SC C_GWh_After Competition Groups_47 | ENERGY STAR Dishwasher | 0.05809% | 0.023188 | 0.34445 | Commercial_2019_SC C_GWh_After Competition Groups_ENERGY STAR Dishwasher
Commercial | Com ¦ Water Source Heat Pump (4 ton) | 2019 | SC C | GWh | After Competition Groups | 0.32272 | 208022.9919 | 0.20802 | 592.9686 | 0.00054424 | 48 | Commercial_2019_SC C_GWh_After Competition Groups_48 | Water Source Heat Pump (4 ton) | 0.05442% | 0.20802 | 0.32272 | Commercial_2019_SC C_GWh_After Competition Groups_Water Source Heat Pump (4 ton)
Commercial | Com ¦ Suction Pipe Insulation Freezer/Refrigerator | 2019 | SC C | GWh | After Competition Groups | 0.27124 | 67065.4065 | 0.067065 | 592.9686 | 0.00045742 | 49 | Commercial_2019_SC C_GWh_After Competition Groups_49 | Suction Pipe Insulation Freezer/Refrigerator | 0.04574% | 0.067065 | 0.27124 | Commercial_2019_SC C_GWh_After Competition Groups_Suction Pipe Insulation Freezer/Refrigerator
Commercial | Com ¦ LLLC - Low Impact Application | 2019 | SC C | GWh | After Competition Groups | 0.18173 | 79017.2292 | 0.079017 | 592.9686 | 0.00030648 | 50 | Commercial_2019_SC C_GWh_After Competition Groups_50 | LLLC - Low Impact Application | 0.03065% | 0.079017 | 0.18173 | Commercial_2019_SC C_GWh_After Competition Groups_LLLC - Low Impact Application
Commercial | Com ¦ Ozone Laundry Treatment | 2019 | SC C | GWh | After Competition Groups | 0.1278 | 70154.9061 | 0.070155 | 592.9686 | 0.00021553 | 51 | Commercial_2019_SC C_GWh_After Competition Groups_51 | Ozone Laundry Treatment | 0.02155% | 0.070155 | 0.1278 | Commercial_2019_SC C_GWh_After Competition Groups_Ozone Laundry Treatment
Commercial | Com ¦ Demand controlled Circulating Systems | 2019 | SC C | GWh | After Competition Groups | 0.09086 | 0 | 0 | 592.9686 | 0.00015323 | 52 | Commercial_2019_SC C_GWh_After Competition Groups_52 | Demand controlled Circulating Systems | 0.01532% | 0 | 0.09086 | Commercial_2019_SC C_GWh_After Competition Groups_Demand controlled Circulating Systems
Commercial | Com ¦ ECM MOTORS FOR HVAC APPLICATION (FAN-POWERED VAV BOX) | 2019 | SC C | GWh | After Competition Groups | 0.067576 | 15125.1968 | 0.015125 | 592.9686 | 0.00011396 | 53 | Commercial_2019_SC C_GWh_After Competition Groups_53 | ECM MOTORS FOR HVAC APPLICATION (FAN-POWERED VAV BOX) | 0.0114% | 0.015125 | 0.067576 | Commercial_2019_SC C_GWh_After Competition Groups_ECM MOTORS FOR HVAC APPLICATION (FAN-POWERED VAV BOX)
Commercial | Com ¦ CEE Tier 2/Energy Star Clothes Washers | 2019 | SC C | GWh | After Competition Groups | 0.06745 | 15305.2213 | 0.015305 | 592.9686 | 0.00011375 | 54 | Commercial_2019_SC C_GWh_After Competition Groups_54 | CEE Tier 2/Energy Star Clothes Washers | 0.01137% | 0.015305 | 0.06745 | Commercial_2019_SC C_GWh_After Competition Groups_CEE Tier 2/Energy Star Clothes Washers
Commercial | Com ¦ HVAC Optimization | 2019 | SC C | GWh | After Competition Groups | 0.042959 | 410.1731 | 0.00041017 | 592.9686 | 7.2448e-05 | 55 | Commercial_2019_SC C_GWh_After Competition Groups_55 | HVAC Optimization | 0.007245% | 0.00041017 | 0.042959 | Commercial_2019_SC C_GWh_After Competition Groups_HVAC Optimization
Commercial | Com ¦ Low Flow Pre-Rinse Spray Nozzle | 2019 | SC C | GWh | After Competition Groups | 0.03981 | 3025.3539 | 0.0030254 | 592.9686 | 6.7137e-05 | 56 | Commercial_2019_SC C_GWh_After Competition Groups_56 | Low Flow Pre-Rinse Spray Nozzle | 0.006714% | 0.0030254 | 0.03981 | Commercial_2019_SC C_GWh_After Competition Groups_Low Flow Pre-Rinse Spray Nozzle
Commercial | Com ¦ Auto Off Time Switch or Time Clock control | 2019 | SC C | GWh | After Competition Groups | 0.024269 | 26.9347 | 2.6935e-05 | 592.9686 | 4.0928e-05 | 57 | Commercial_2019_SC C_GWh_After Competition Groups_57 | Auto Off Time Switch or Time Clock control | 0.004093% | 2.6935e-05 | 0.024269 | Commercial_2019_SC C_GWh_After Competition Groups_Auto Off Time Switch or Time Clock control
Commercial | COM ¦ Ductless Mini-Split Heat Pumps | 2019 | SC C | GWh | After Competition Groups | 0.019461 | 51.1269 | 5.1127e-05 | 592.9686 | 3.282e-05 | 58 | Commercial_2019_SC C_GWh_After Competition Groups_58 | Ductless Mini-Split Heat Pumps | 0.003282% | 5.1127e-05 | 0.019461 | Commercial_2019_SC C_GWh_After Competition Groups_Ductless Mini-Split Heat Pumps
Commercial | Com ¦ Commercial Hot Food Holding Cabinets | 2019 | SC C | GWh | After Competition Groups | 0.0085531 | 777.34 | 0.00077734 | 592.9686 | 1.4424e-05 | 59 | Commercial_2019_SC C_GWh_After Competition Groups_59 | Commercial Hot Food Holding Cabinets | 0.001442% | 0.00077734 | 0.0085531 | Commercial_2019_SC C_GWh_After Competition Groups_Commercial Hot Food Holding Cabinets
Commercial | Com ¦ Air Curtains | 2019 | SC C | GWh | After Competition Groups | 0.0074569 | 2643.1065 | 0.0026431 | 592.9686 | 1.2575e-05 | 60 | Commercial_2019_SC C_GWh_After Competition Groups_60 | Air Curtains | 0.001258% | 0.0026431 | 0.0074569 | Commercial_2019_SC C_GWh_After Competition Groups_Air Curtains
Commercial | Com ¦ Wall Insulation | 2019 | SC C | GWh | After Competition Groups | 0.0039432 | 0 | 0 | 592.9686 | 6.6499e-06 | 61 | Commercial_2019_SC C_GWh_After Competition Groups_61 | Wall Insulation | 0.000665% | 0 | 0.0039432 | Commercial_2019_SC C_GWh_After Competition Groups_Wall Insulation
Commercial | Com ¦ High Efficiency Chiller (avg of water and air cooled) | 2019 | SC C | GWh | After Competition Groups | 0.0021119 | 3163.2928 | 0.0031633 | 592.9686 | 3.5615e-06 | 62 | Commercial_2019_SC C_GWh_After Competition Groups_62 | High Efficiency Chiller (avg of water and air cooled) | 0.0003562% | 0.0031633 | 0.0021119 | Commercial_2019_SC C_GWh_After Competition Groups_High Efficiency Chiller (avg of water and air cooled)
Commercial | Com ¦ VSD Air Compressor | 2019 | SC C | GWh | After Competition Groups | 0.0015374 | 279.2945 | 0.00027929 | 592.9686 | 2.5928e-06 | 63 | Commercial_2019_SC C_GWh_After Competition Groups_63 | VSD Air Compressor | 0.0002593% | 0.00027929 | 0.0015374 | Commercial_2019_SC C_GWh_After Competition Groups_VSD Air Compressor
Commercial | Com ¦ EC Plug Fan for Data Center (under cabinet) | 2019 | SC C | GWh | After Competition Groups | 0.00054013 | 194.7534 | 0.00019475 | 592.9686 | 9.1089e-07 | 64 | Commercial_2019_SC C_GWh_After Competition Groups_64 | EC Plug Fan for Data Center (under cabinet) | 9.109e-05% | 0.00019475 | 0.00054013 | Commercial_2019_SC C_GWh_After Competition Groups_EC Plug Fan for Data Center (under cabinet)
Commercial | Com ¦ Energy Recovery Ventilation and Ventilation (Enhanced) | 2019 | SC C | GWh | After Competition Groups | 0.00034806 | 0 | 0 | 592.9686 | 5.8698e-07 | 65 | Commercial_2019_SC C_GWh_After Competition Groups_65 | Energy Recovery Ventilation and Ventilation (Enhanced) | 5.87e-05% | 0 | 0.00034806 | Commercial_2019_SC C_GWh_After Competition Groups_Energy Recovery Ventilation and Ventilation (Enhanced)
Commercial | Com ¦ Electric Convection Combination Ovens | 2019 | SC C | GWh | After Competition Groups | 0.00020375 | 2.9952 | 2.9952e-06 | 592.9686 | 3.4361e-07 | 66 | Commercial_2019_SC C_GWh_After Competition Groups_66 | Electric Convection Combination Ovens | 3.436e-05% | 2.9952e-06 | 0.00020375 | Commercial_2019_SC C_GWh_After Competition Groups_Electric Convection Combination Ovens
Commercial | Com ¦ High Efficiency Small Instantaneous Water Heater | 2019 | SC C | GWh | After Competition Groups | 3.4713e-34 | 1.331e-28 | 1.331e-34 | 592.9686 | 5.854e-37 | 67 | Commercial_2019_SC C_GWh_After Competition Groups_67 | High Efficiency Small Instantaneous Water Heater | 5.854e-35% | 1.331e-34 | 3.4713e-34 | Commercial_2019_SC C_GWh_After Competition Groups_High Efficiency Small Instantaneous Water Heater
Commercial | Com ¦ Condensing Make Up Air Unit | 2019 | SC C | GWh | After Competition Groups | 0 | 0 | 0 | 592.9686 | 0 | 68 | Commercial_2019_SC C_GWh_After Competition Groups_68 | Condensing Make Up Air Unit | 0% | 0 | 0 | Commercial_2019_SC C_GWh_After Competition Groups_Condensing Make Up Air Unit
Commercial | Com ¦ Door Gasket Freezer/Refrigerator | 2019 | SC C | GWh | After Competition Groups | 0 | 0 | 0 | 592.9686 | 0 | 69 | Commercial_2019_SC C_GWh_After Competition Groups_69 | Door Gasket Freezer/Refrigerator | 0% | 0 | 0 | Commercial_2019_SC C_GWh_After Competition Groups_Door Gasket Freezer/Refrigerator
Commercial | Com ¦ Efficient compressor motor | 2019 | SC C | GWh | After Competition Groups | 0 | 0 | 0 | 592.9686 | 0 | 70 | Commercial_2019_SC C_GWh_After Competition Groups_70 | Efficient compressor motor | 0% | 0 | 0 | Commercial_2019_SC C_GWh_After Competition Groups_Efficient compressor motor
Commercial | Com ¦ Indoor Daylight Sensors/Photocell Dimming Control | 2019 | SC C | GWh | After Competition Groups | 0 | 0 | 0 | 592.9686 | 0 | 71 | Commercial_2019_SC C_GWh_After Competition Groups_71 | Indoor Daylight Sensors/Photocell Dimming Control | 0% | 0 | 0 | Commercial_2019_SC C_GWh_After Competition Groups_Indoor Daylight Sensors/Photocell Dimming Control
Commercial | Com ¦ LED RECESSED DOWNLIGHTS | 2019 | SC C | GWh | After Competition Groups | 0 | 0 | 0 | 592.9686 | 0 | 72 | Commercial_2019_SC C_GWh_After Competition Groups_72 | LED RECESSED DOWNLIGHTS | 0% | 0 | 0 | Commercial_2019_SC C_GWh_After Competition Groups_LED RECESSED DOWNLIGHTS
Commercial | Com ¦ Networked/Connected - High Impact Application | 2019 | SC C | GWh | After Competition Groups | 0 | 0 | 0 | 592.9686 | 0 | 73 | Commercial_2019_SC C_GWh_After Competition Groups_73 | Networked/Connected - High Impact Application | 0% | 0 | 0 | Commercial_2019_SC C_GWh_After Competition Groups_Networked/Connected - High Impact Application
Commercial | Com ¦ Networked/Connected - Low Impact Application | 2019 | SC C | GWh | After Competition Groups | 0 | 0 | 0 | 592.9686 | 0 | 74 | Commercial_2019_SC C_GWh_After Competition Groups_74 | Networked/Connected - Low Impact Application | 0% | 0 | 0 | Commercial_2019_SC C_GWh_After Competition Groups_Networked/Connected - Low Impact Application
Commercial | Com ¦ Notched V belts for HVAC Systems | 2019 | SC C | GWh | After Competition Groups | 0 | 0 | 0 | 592.9686 | 0 | 75 | Commercial_2019_SC C_GWh_After Competition Groups_75 | Notched V belts for HVAC Systems | 0% | 0 | 0 | Commercial_2019_SC C_GWh_After Competition Groups_Notched V belts for HVAC Systems
Commercial | Com ¦ PTAC (12 EER/10,000 BTU) | 2019 | SC C | GWh | After Competition Groups | 0 | 0 | 0 | 592.9686 | 0 | 76 | Commercial_2019_SC C_GWh_After Competition Groups_76 | PTAC (12 EER/10,000 BTU) | 0% | 0 | 0 | Commercial_2019_SC C_GWh_After Competition Groups_PTAC (12 EER/10,000 BTU)
Commercial | Com ¦ Refrigerated Display Case Doors | 2019 | SC C | GWh | After Competition Groups | 0 | 0 | 0 | 592.9686 | 0 | 77 | Commercial_2019_SC C_GWh_After Competition Groups_77 | Refrigerated Display Case Doors | 0% | 0 | 0 | Commercial_2019_SC C_GWh_After Competition Groups_Refrigerated Display Case Doors
Commercial | Com ¦ Room AC (w/ louvered sides) 14 SEER from 12 SEER code | 2019 | SC C | GWh | After Competition Groups | 0 | 0 | 0 | 592.9686 | 0 | 78 | Commercial_2019_SC C_GWh_After Competition Groups_78 | Room AC (w/ louvered sides) 14 SEER from 12 SEER code | 0% | 0 | 0 | Commercial_2019_SC C_GWh_After Competition Groups_Room AC (w/ louvered sides) 14 SEER from 12 SEER code
Commercial | Com ¦ Solar Water Preheat (Pools/DHW) | 2019 | SC C | GWh | After Competition Groups | 0 | 0 | 0 | 592.9686 | 0 | 79 | Commercial_2019_SC C_GWh_After Competition Groups_79 | Solar Water Preheat (Pools/DHW) | 0% | 0 | 0 | Commercial_2019_SC C_GWh_After Competition Groups_Solar Water Preheat (Pools/DHW)
Commercial | Com ¦ Variable Refrigerant Flow Heat Pump | 2019 | SC C | GWh | After Competition Groups | 0 | 0 | 0 | 592.9686 | 0 | 80 | Commercial_2019_SC C_GWh_After Competition Groups_80 | Variable Refrigerant Flow Heat Pump | 0% | 0 | 0 | Commercial_2019_SC C_GWh_After Competition Groups_Variable Refrigerant Flow Heat Pump
Commercial | Com ¦ ENERGY STAR LED LAMPS (REFLECTOR LAMPs/MR16/PAR 16) | 2019 | SC D | GWh | After Competition Groups | 119.634 | 0 | 0 | 571.4617 | 0.20935 | 1 | Commercial_2019_SC D_GWh_After Competition Groups_1 | ENERGY STAR LED LAMPS (REFLECTOR LAMPs/MR16/PAR 16) | 20.93% | 0 | 119.634 | Commercial_2019_SC D_GWh_After Competition Groups_ENERGY STAR LED LAMPS (REFLECTOR LAMPs/MR16/PAR 16)
Commercial | Com ¦ LED parking lot fixture | 2019 | SC D | GWh | After Competition Groups | 70.0954 | 0 | 0 | 571.4617 | 0.12266 | 2 | Commercial_2019_SC D_GWh_After Competition Groups_2 | LED parking lot fixture | 12.27% | 0 | 70.0954 | Commercial_2019_SC D_GWh_After Competition Groups_LED parking lot fixture
Commercial | Com ¦ LED EXTERIOR AREA LIGHTS - LED fixture (200W) | 2019 | SC D | GWh | After Competition Groups | 62.7199 | 0 | 0 | 571.4617 | 0.10975 | 3 | Commercial_2019_SC D_GWh_After Competition Groups_3 | LED EXTERIOR AREA LIGHTS - LED fixture (200W) | 10.98% | 0 | 62.7199 | Commercial_2019_SC D_GWh_After Competition Groups_LED EXTERIOR AREA LIGHTS - LED fixture (200W)
Commercial | Com ¦ LED Replacement Lamp (Tube) | 2019 | SC D | GWh | After Competition Groups | 45.1725 | 0 | 0 | 571.4617 | 0.079047 | 4 | Commercial_2019_SC D_GWh_After Competition Groups_4 | LED Replacement Lamp (Tube) | 7.905% | 0 | 45.1725 | Commercial_2019_SC D_GWh_After Competition Groups_LED Replacement Lamp (Tube)
Commercial | Com ¦ ENERGY STAR LED LAMPS (General Service Lamps) | 2019 | SC D | GWh | After Competition Groups | 32.0314 | 0 | 0 | 571.4617 | 0.056052 | 5 | Commercial_2019_SC D_GWh_After Competition Groups_5 | ENERGY STAR LED LAMPS (General Service Lamps) | 5.605% | 0 | 32.0314 | Commercial_2019_SC D_GWh_After Competition Groups_ENERGY STAR LED LAMPS (General Service Lamps)
Commercial | Com ¦ LED street light fixture | 2019 | SC D | GWh | After Competition Groups | 28.5901 | 0 | 0 | 571.4617 | 0.05003 | 6 | Commercial_2019_SC D_GWh_After Competition Groups_6 | LED street light fixture | 5.003% | 0 | 28.5901 | Commercial_2019_SC D_GWh_After Competition Groups_LED street light fixture
Commercial | Com ¦ Data Center Storage/Server Virtualization | 2019 | SC D | GWh | After Competition Groups | 27.3576 | 0 | 0 | 571.4617 | 0.047873 | 7 | Commercial_2019_SC D_GWh_After Competition Groups_7 | Data Center Storage/Server Virtualization | 4.787% | 0 | 27.3576 | Commercial_2019_SC D_GWh_After Competition Groups_Data Center Storage/Server Virtualization
Commercial | Com ¦ LED Low/High Bay | 2019 | SC D | GWh | After Competition Groups | 24.6384 | 0 | 0 | 571.4617 | 0.043115 | 8 | Commercial_2019_SC D_GWh_After Competition Groups_8 | LED Low/High Bay | 4.311% | 0 | 24.6384 | Commercial_2019_SC D_GWh_After Competition Groups_LED Low/High Bay
Commercial | Com ¦ Building Recommissioning, Operations and Maintenance (O&M) Improvements | 2019 | SC D | GWh | After Competition Groups | 22.0759 | 0 | 0 | 571.4617 | 0.038631 | 9 | Commercial_2019_SC D_GWh_After Competition Groups_9 | Building Recommissioning, Operations and Maintenance (O&M) Improvements | 3.863% | 0 | 22.0759 | Commercial_2019_SC D_GWh_After Competition Groups_Building Recommissioning, Operations and Maintenance (O&M) Improvements
Commercial | Com ¦ Reach-in Shaded Pole to ECM/PSC Evaporator Fan Motor | 2019 | SC D | GWh | After Competition Groups | 14.4679 | 0 | 0 | 571.4617 | 0.025317 | 10 | Commercial_2019_SC D_GWh_After Competition Groups_10 | Reach-in Shaded Pole to ECM/PSC Evaporator Fan Motor | 2.532% | 0 | 14.4679 | Commercial_2019_SC D_GWh_After Competition Groups_Reach-in Shaded Pole to ECM/PSC Evaporator Fan Motor
Commercial | Com ¦ High Efficiency Air Source Heat Pump | 2019 | SC D | GWh | After Competition Groups | 14.3652 | 0 | 0 | 571.4617 | 0.025138 | 11 | Commercial_2019_SC D_GWh_After Competition Groups_11 | High Efficiency Air Source Heat Pump | 2.514% | 0 | 14.3652 | Commercial_2019_SC D_GWh_After Competition Groups_High Efficiency Air Source Heat Pump
Commercial | Com ¦ LED Troffer/Surface/Suspended | 2019 | SC D | GWh | After Competition Groups | 13.4566 | 0 | 0 | 571.4617 | 0.023548 | 12 | Commercial_2019_SC D_GWh_After Competition Groups_12 | LED Troffer/Surface/Suspended | 2.355% | 0 | 13.4566 | Commercial_2019_SC D_GWh_After Competition Groups_LED Troffer/Surface/Suspended
Commercial | Com ¦ Furnace Tune-Up | 2019 | SC D | GWh | After Competition Groups | 13.3826 | 0 | 0 | 571.4617 | 0.023418 | 13 | Commercial_2019_SC D_GWh_After Competition Groups_13 | Furnace Tune-Up | 2.342% | 0 | 13.3826 | Commercial_2019_SC D_GWh_After Competition Groups_Furnace Tune-Up
Commercial | Com ¦ LED or Equivalent Sign Lighting | 2019 | SC D | GWh | After Competition Groups | 12.9443 | 0 | 0 | 571.4617 | 0.022651 | 14 | Commercial_2019_SC D_GWh_After Competition Groups_14 | LED or Equivalent Sign Lighting | 2.265% | 0 | 12.9443 | Commercial_2019_SC D_GWh_After Competition Groups_LED or Equivalent Sign Lighting
Commercial | Com ¦ Education and Capacity Building/Energy Behavior | 2019 | SC D | GWh | After Competition Groups | 8.5166 | 0 | 0 | 571.4617 | 0.014903 | 15 | Commercial_2019_SC D_GWh_After Competition Groups_15 | Education and Capacity Building/Energy Behavior | 1.49% | 0 | 8.5166 | Commercial_2019_SC D_GWh_After Competition Groups_Education and Capacity Building/Energy Behavior
Commercial | Com ¦ Strip Curtains | 2019 | SC D | GWh | After Competition Groups | 8.1348 | 0 | 0 | 571.4617 | 0.014235 | 16 | Commercial_2019_SC D_GWh_After Competition Groups_16 | Strip Curtains | 1.424% | 0 | 8.1348 | Commercial_2019_SC D_GWh_After Competition Groups_Strip Curtains
Commercial | Com ¦ Advanced BAS/Controllers | 2019 | SC D | GWh | After Competition Groups | 6.6949 | 0 | 0 | 571.4617 | 0.011715 | 17 | Commercial_2019_SC D_GWh_After Competition Groups_17 | Advanced BAS/Controllers | 1.172% | 0 | 6.6949 | Commercial_2019_SC D_GWh_After Competition Groups_Advanced BAS/Controllers
Commercial | Com ¦ Centrally controlled desktop PC/NETWORK PC POWER MANAGEMENT SOFTWARE | 2019 | SC D | GWh | After Competition Groups | 4.7547 | 0 | 0 | 571.4617 | 0.0083203 | 18 | Commercial_2019_SC D_GWh_After Competition Groups_18 | Centrally controlled desktop PC/NETWORK PC POWER MANAGEMENT SOFTWARE | 0.832% | 0 | 4.7547 | Commercial_2019_SC D_GWh_After Competition Groups_Centrally controlled desktop PC/NETWORK PC POWER MANAGEMENT SOFTWARE
Commercial | Com ¦ Variable Frequency Drive (VFD) | 2019 | SC D | GWh | After Competition Groups | 4.3561 | 0 | 0 | 571.4617 | 0.0076227 | 19 | Commercial_2019_SC D_GWh_After Competition Groups_19 | Variable Frequency Drive (VFD) | 0.7623% | 0 | 4.3561 | Commercial_2019_SC D_GWh_After Competition Groups_Variable Frequency Drive (VFD)
Commercial | Com ¦ VFD on Pumps | 2019 | SC D | GWh | After Competition Groups | 4.0505 | 0 | 0 | 571.4617 | 0.007088 | 20 | Commercial_2019_SC D_GWh_After Competition Groups_20 | VFD on Pumps | 0.7088% | 0 | 4.0505 | Commercial_2019_SC D_GWh_After Competition Groups_VFD on Pumps
Commercial | Com ¦ Adaptive Thermostats | 2019 | SC D | GWh | After Competition Groups | 3.7826 | 0 | 0 | 571.4617 | 0.0066191 | 21 | Commercial_2019_SC D_GWh_After Competition Groups_21 | Adaptive Thermostats | 0.6619% | 0 | 3.7826 | Commercial_2019_SC D_GWh_After Competition Groups_Adaptive Thermostats
Commercial | Com ¦ Demand Control Ventilation | 2019 | SC D | GWh | After Competition Groups | 3.4964 | 0 | 0 | 571.4617 | 0.0061184 | 22 | Commercial_2019_SC D_GWh_After Competition Groups_22 | Demand Control Ventilation | 0.6118% | 0 | 3.4964 | Commercial_2019_SC D_GWh_After Competition Groups_Demand Control Ventilation
Commercial | Com ¦ Refrigerated Display Case LED | 2019 | SC D | GWh | After Competition Groups | 2.4951 | 0 | 0 | 571.4617 | 0.0043662 | 23 | Commercial_2019_SC D_GWh_After Competition Groups_23 | Refrigerated Display Case LED | 0.4366% | 0 | 2.4951 | Commercial_2019_SC D_GWh_After Competition Groups_Refrigerated Display Case LED
Commercial | Com ¦ ENERGY STAR Griddle (74% eff) | 2019 | SC D | GWh | After Competition Groups | 2.0742 | 0 | 0 | 571.4617 | 0.0036297 | 24 | Commercial_2019_SC D_GWh_After Competition Groups_24 | ENERGY STAR Griddle (74% eff) | 0.363% | 0 | 2.0742 | Commercial_2019_SC D_GWh_After Competition Groups_ENERGY STAR Griddle (74% eff)
Commercial | Com ¦ ECM MOTORS FOR EVAPORATOR FANS for refrigeration (WALK-IN) | 2019 | SC D | GWh | After Competition Groups | 2.0669 | 0 | 0 | 571.4617 | 0.0036169 | 25 | Commercial_2019_SC D_GWh_After Competition Groups_25 | ECM MOTORS FOR EVAPORATOR FANS for refrigeration (WALK-IN) | 0.3617% | 0 | 2.0669 | Commercial_2019_SC D_GWh_After Competition Groups_ECM MOTORS FOR EVAPORATOR FANS for refrigeration (WALK-IN)
Commercial | Com ¦ Condensing Unit Heaters or other Efficient Unit Heating System | 2019 | SC D | GWh | After Competition Groups | 2.0071 | 0 | 0 | 571.4617 | 0.0035122 | 26 | Commercial_2019_SC D_GWh_After Competition Groups_26 | Condensing Unit Heaters or other Efficient Unit Heating System | 0.3512% | 0 | 2.0071 | Commercial_2019_SC D_GWh_After Competition Groups_Condensing Unit Heaters or other Efficient Unit Heating System
Commercial | Com ¦ Air Handler with Dedicated Outdoor Air Systems | 2019 | SC D | GWh | After Competition Groups | 1.9903 | 0 | 0 | 571.4617 | 0.0034829 | 27 | Commercial_2019_SC D_GWh_After Competition Groups_27 | Air Handler with Dedicated Outdoor Air Systems | 0.3483% | 0 | 1.9903 | Commercial_2019_SC D_GWh_After Competition Groups_Air Handler with Dedicated Outdoor Air Systems
Commercial | Com ¦ Evaporator Fan Controls | 2019 | SC D | GWh | After Competition Groups | 1.6708 | 0 | 0 | 571.4617 | 0.0029237 | 28 | Commercial_2019_SC D_GWh_After Competition Groups_28 | Evaporator Fan Controls | 0.2924% | 0 | 1.6708 | Commercial_2019_SC D_GWh_After Competition Groups_Evaporator Fan Controls
Commercial | Com ¦ Chilled Water Optimization | 2019 | SC D | GWh | After Competition Groups | 1.5803 | 0 | 0 | 571.4617 | 0.0027654 | 29 | Commercial_2019_SC D_GWh_After Competition Groups_29 | Chilled Water Optimization | 0.2765% | 0 | 1.5803 | Commercial_2019_SC D_GWh_After Competition Groups_Chilled Water Optimization
Commercial | Com ¦ Unitary Air-Conditioning Unit | 2019 | SC D | GWh | After Competition Groups | 1.5166 | 0 | 0 | 571.4617 | 0.0026539 | 30 | Commercial_2019_SC D_GWh_After Competition Groups_30 | Unitary Air-Conditioning Unit | 0.2654% | 0 | 1.5166 | Commercial_2019_SC D_GWh_After Competition Groups_Unitary Air-Conditioning Unit
Commercial | Com ¦ Occupancy Sensors | 2019 | SC D | GWh | After Competition Groups | 1.4666 | 0 | 0 | 571.4617 | 0.0025665 | 31 | Commercial_2019_SC D_GWh_After Competition Groups_31 | Occupancy Sensors | 0.2566% | 0 | 1.4666 | Commercial_2019_SC D_GWh_After Competition Groups_Occupancy Sensors
Commercial | Com ¦ Demand Control Kitchen Ventilation | 2019 | SC D | GWh | After Competition Groups | 1.4539 | 0 | 0 | 571.4617 | 0.0025443 | 32 | Commercial_2019_SC D_GWh_After Competition Groups_32 | Demand Control Kitchen Ventilation | 0.2544% | 0 | 1.4539 | Commercial_2019_SC D_GWh_After Competition Groups_Demand Control Kitchen Ventilation
Commercial | Com ¦ Freezer Case Light Sensor | 2019 | SC D | GWh | After Competition Groups | 1.3023 | 0 | 0 | 571.4617 | 0.0022789 | 33 | Commercial_2019_SC D_GWh_After Competition Groups_33 | Freezer Case Light Sensor | 0.2279% | 0 | 1.3023 | Commercial_2019_SC D_GWh_After Competition Groups_Freezer Case Light Sensor
Commercial | Com ¦ ENERGY STAR Fryer (84% eff) | 2019 | SC D | GWh | After Competition Groups | 0.72745 | 0 | 0 | 571.4617 | 0.001273 | 34 | Commercial_2019_SC D_GWh_After Competition Groups_34 | ENERGY STAR Fryer (84% eff) | 0.1273% | 0 | 0.72745 | Commercial_2019_SC D_GWh_After Competition Groups_ENERGY STAR Fryer (84% eff)
Commercial | Com ¦ Temperature Adjustment in Commercial Freezers | 2019 | SC D | GWh | After Competition Groups | 0.63943 | 0 | 0 | 571.4617 | 0.0011189 | 35 | Commercial_2019_SC D_GWh_After Competition Groups_35 | Temperature Adjustment in Commercial Freezers | 0.1119% | 0 | 0.63943 | Commercial_2019_SC D_GWh_After Competition Groups_Temperature Adjustment in Commercial Freezers
Commercial | Com ¦ Outside Air Economizer | 2019 | SC D | GWh | After Competition Groups | 0.58751 | 0 | 0 | 571.4617 | 0.0010281 | 36 | Commercial_2019_SC D_GWh_After Competition Groups_36 | Outside Air Economizer | 0.1028% | 0 | 0.58751 | Commercial_2019_SC D_GWh_After Competition Groups_Outside Air Economizer
Commercial | Com ¦ Elec Storage WH 2.30 Et | 2019 | SC D | GWh | After Competition Groups | 0.53649 | 0 | 0 | 571.4617 | 0.00093881 | 37 | Commercial_2019_SC D_GWh_After Competition Groups_37 | Elec Storage WH 2.30 Et | 0.09388% | 0 | 0.53649 | Commercial_2019_SC D_GWh_After Competition Groups_Elec Storage WH 2.30 Et
Commercial | Com ¦ CO Sensors for parking garage exhaust fans | 2019 | SC D | GWh | After Competition Groups | 0.47786 | 0 | 0 | 571.4617 | 0.00083621 | 38 | Commercial_2019_SC D_GWh_After Competition Groups_38 | CO Sensors for parking garage exhaust fans | 0.08362% | 0 | 0.47786 | Commercial_2019_SC D_GWh_After Competition Groups_CO Sensors for parking garage exhaust fans
Commercial | Com ¦ Vertical Night Covers | 2019 | SC D | GWh | After Competition Groups | 0.47758 | 0 | 0 | 571.4617 | 0.00083571 | 39 | Commercial_2019_SC D_GWh_After Competition Groups_39 | Vertical Night Covers | 0.08357% | 0 | 0.47758 | Commercial_2019_SC D_GWh_After Competition Groups_Vertical Night Covers
Commercial | Com ¦ Duct Insulation, R8 | 2019 | SC D | GWh | After Competition Groups | 0.44529 | 0 | 0 | 571.4617 | 0.00077922 | 40 | Commercial_2019_SC D_GWh_After Competition Groups_40 | Duct Insulation, R8 | 0.07792% | 0 | 0.44529 | Commercial_2019_SC D_GWh_After Competition Groups_Duct Insulation, R8
Commercial | Com ¦ Thermostat Setback | 2019 | SC D | GWh | After Competition Groups | 0.43968 | 0 | 0 | 571.4617 | 0.00076939 | 41 | Commercial_2019_SC D_GWh_After Competition Groups_41 | Thermostat Setback | 0.07694% | 0 | 0.43968 | Commercial_2019_SC D_GWh_After Competition Groups_Thermostat Setback
Commercial | Com ¦ Water Heating (DHW) Pipe Insulation (Add 3/4\ Foam)" | 2019 | SC D | GWh | After Competition Groups | 0.41113 | 0 | 0 | 571.4617 | 0.00071944 | 42 | Commercial_2019_SC D_GWh_After Competition Groups_42 | Water Heating (DHW) Pipe Insulation (Add 3/4\ Foam)" | 0.07194% | 0 | 0.41113 | Commercial_2019_SC D_GWh_After Competition Groups_Water Heating (DHW) Pipe Insulation (Add 3/4\ Foam)"
Commercial | Com ¦ BEVERAGE VENDING MACHINE CONTROLS | 2019 | SC D | GWh | After Competition Groups | 0.40615 | 0 | 0 | 571.4617 | 0.00071072 | 43 | Commercial_2019_SC D_GWh_After Competition Groups_43 | BEVERAGE VENDING MACHINE CONTROLS | 0.07107% | 0 | 0.40615 | Commercial_2019_SC D_GWh_After Competition Groups_BEVERAGE VENDING MACHINE CONTROLS
Commercial | Com ¦ Energy Efficient Laboratory Fume Hood | 2019 | SC D | GWh | After Competition Groups | 0.38739 | 0 | 0 | 571.4617 | 0.00067789 | 44 | Commercial_2019_SC D_GWh_After Competition Groups_44 | Energy Efficient Laboratory Fume Hood | 0.06779% | 0 | 0.38739 | Commercial_2019_SC D_GWh_After Competition Groups_Energy Efficient Laboratory Fume Hood
Commercial | Com ¦ ENERGY STAR Steam Cookers | 2019 | SC D | GWh | After Competition Groups | 0.34737 | 0 | 0 | 571.4617 | 0.00060785 | 45 | Commercial_2019_SC D_GWh_After Competition Groups_45 | ENERGY STAR Steam Cookers | 0.06079% | 0 | 0.34737 | Commercial_2019_SC D_GWh_After Competition Groups_ENERGY STAR Steam Cookers
Commercial | Com ¦ ENERGY STAR Dishwasher | 2019 | SC D | GWh | After Competition Groups | 0.30335 | 0 | 0 | 571.4617 | 0.00053084 | 46 | Commercial_2019_SC D_GWh_After Competition Groups_46 | ENERGY STAR Dishwasher | 0.05308% | 0 | 0.30335 | Commercial_2019_SC D_GWh_After Competition Groups_ENERGY STAR Dishwasher
Commercial | Com ¦ Water Source Heat Pump (4 ton) | 2019 | SC D | GWh | After Competition Groups | 0.26974 | 0 | 0 | 571.4617 | 0.00047202 | 47 | Commercial_2019_SC D_GWh_After Competition Groups_47 | Water Source Heat Pump (4 ton) | 0.0472% | 0 | 0.26974 | Commercial_2019_SC D_GWh_After Competition Groups_Water Source Heat Pump (4 ton)
Commercial | Com ¦ Suction Pipe Insulation Freezer/Refrigerator | 2019 | SC D | GWh | After Competition Groups | 0.2546 | 0 | 0 | 571.4617 | 0.00044553 | 48 | Commercial_2019_SC D_GWh_After Competition Groups_48 | Suction Pipe Insulation Freezer/Refrigerator | 0.04455% | 0 | 0.2546 | Commercial_2019_SC D_GWh_After Competition Groups_Suction Pipe Insulation Freezer/Refrigerator
Commercial | Com ¦ Ozone Laundry Treatment | 2019 | SC D | GWh | After Competition Groups | 0.096635 | 0 | 0 | 571.4617 | 0.0001691 | 49 | Commercial_2019_SC D_GWh_After Competition Groups_49 | Ozone Laundry Treatment | 0.01691% | 0 | 0.096635 | Commercial_2019_SC D_GWh_After Competition Groups_Ozone Laundry Treatment
Commercial | Com ¦ ECM MOTORS FOR HVAC APPLICATION (FAN-POWERED VAV BOX) | 2019 | SC D | GWh | After Competition Groups | 0.064862 | 0 | 0 | 571.4617 | 0.0001135 | 50 | Commercial_2019_SC D_GWh_After Competition Groups_50 | ECM MOTORS FOR HVAC APPLICATION (FAN-POWERED VAV BOX) | 0.01135% | 0 | 0.064862 | Commercial_2019_SC D_GWh_After Competition Groups_ECM MOTORS FOR HVAC APPLICATION (FAN-POWERED VAV BOX)
Commercial | Com ¦ CEE Tier 2/Energy Star Clothes Washers | 2019 | SC D | GWh | After Competition Groups | 0.064103 | 0 | 0 | 571.4617 | 0.00011217 | 51 | Commercial_2019_SC D_GWh_After Competition Groups_51 | CEE Tier 2/Energy Star Clothes Washers | 0.01122% | 0 | 0.064103 | Commercial_2019_SC D_GWh_After Competition Groups_CEE Tier 2/Energy Star Clothes Washers
Commercial | Com ¦ HVAC Optimization | 2019 | SC D | GWh | After Competition Groups | 0.042959 | 0 | 0 | 571.4617 | 7.5174e-05 | 52 | Commercial_2019_SC D_GWh_After Competition Groups_52 | HVAC Optimization | 0.007517% | 0 | 0.042959 | Commercial_2019_SC D_GWh_After Competition Groups_HVAC Optimization
Commercial | Com ¦ Low Flow Pre-Rinse Spray Nozzle | 2019 | SC D | GWh | After Competition Groups | 0.039692 | 0 | 0 | 571.4617 | 6.9457e-05 | 53 | Commercial_2019_SC D_GWh_After Competition Groups_53 | Low Flow Pre-Rinse Spray Nozzle | 0.006946% | 0 | 0.039692 | Commercial_2019_SC D_GWh_After Competition Groups_Low Flow Pre-Rinse Spray Nozzle
Commercial | Com ¦ Demand controlled Circulating Systems | 2019 | SC D | GWh | After Competition Groups | 0.027299 | 0 | 0 | 571.4617 | 4.777e-05 | 54 | Commercial_2019_SC D_GWh_After Competition Groups_54 | Demand controlled Circulating Systems | 0.004777% | 0 | 0.027299 | Commercial_2019_SC D_GWh_After Competition Groups_Demand controlled Circulating Systems
Commercial | Com ¦ Auto Off Time Switch or Time Clock control | 2019 | SC D | GWh | After Competition Groups | 0.024269 | 0 | 0 | 571.4617 | 4.2469e-05 | 55 | Commercial_2019_SC D_GWh_After Competition Groups_55 | Auto Off Time Switch or Time Clock control | 0.004247% | 0 | 0.024269 | Commercial_2019_SC D_GWh_After Competition Groups_Auto Off Time Switch or Time Clock control
Commercial | COM ¦ Ductless Mini-Split Heat Pumps | 2019 | SC D | GWh | After Competition Groups | 0.019461 | 0 | 0 | 571.4617 | 3.4055e-05 | 56 | Commercial_2019_SC D_GWh_After Competition Groups_56 | Ductless Mini-Split Heat Pumps | 0.003405% | 0 | 0.019461 | Commercial_2019_SC D_GWh_After Competition Groups_Ductless Mini-Split Heat Pumps
Commercial | Com ¦ Commercial Hot Food Holding Cabinets | 2019 | SC D | GWh | After Competition Groups | 0.0085531 | 0 | 0 | 571.4617 | 1.4967e-05 | 57 | Commercial_2019_SC D_GWh_After Competition Groups_57 | Commercial Hot Food Holding Cabinets | 0.001497% | 0 | 0.0085531 | Commercial_2019_SC D_GWh_After Competition Groups_Commercial Hot Food Holding Cabinets
Commercial | Com ¦ Air Curtains | 2019 | SC D | GWh | After Competition Groups | 0.0067022 | 0 | 0 | 571.4617 | 1.1728e-05 | 58 | Commercial_2019_SC D_GWh_After Competition Groups_58 | Air Curtains | 0.001173% | 0 | 0.0067022 | Commercial_2019_SC D_GWh_After Competition Groups_Air Curtains
Commercial | Com ¦ LLLC - High Impact Application | 2019 | SC D | GWh | After Competition Groups | 0.0058575 | 0 | 0 | 571.4617 | 1.025e-05 | 59 | Commercial_2019_SC D_GWh_After Competition Groups_59 | LLLC - High Impact Application | 0.001025% | 0 | 0.0058575 | Commercial_2019_SC D_GWh_After Competition Groups_LLLC - High Impact Application
Commercial | Com ¦ Wall Insulation | 2019 | SC D | GWh | After Competition Groups | 0.0036007 | 0 | 0 | 571.4617 | 6.3008e-06 | 60 | Commercial_2019_SC D_GWh_After Competition Groups_60 | Wall Insulation | 0.0006301% | 0 | 0.0036007 | Commercial_2019_SC D_GWh_After Competition Groups_Wall Insulation
Commercial | Com ¦ VSD Air Compressor | 2019 | SC D | GWh | After Competition Groups | 0.0015374 | 0 | 0 | 571.4617 | 2.6904e-06 | 61 | Commercial_2019_SC D_GWh_After Competition Groups_61 | VSD Air Compressor | 0.000269% | 0 | 0.0015374 | Commercial_2019_SC D_GWh_After Competition Groups_VSD Air Compressor
Commercial | Com ¦ High Efficiency Chiller (avg of water and air cooled) | 2019 | SC D | GWh | After Competition Groups | 0.0014391 | 0 | 0 | 571.4617 | 2.5183e-06 | 62 | Commercial_2019_SC D_GWh_After Competition Groups_62 | High Efficiency Chiller (avg of water and air cooled) | 0.0002518% | 0 | 0.0014391 | Commercial_2019_SC D_GWh_After Competition Groups_High Efficiency Chiller (avg of water and air cooled)
Commercial | Com ¦ EC Plug Fan for Data Center (under cabinet) | 2019 | SC D | GWh | After Competition Groups | 0.00048973 | 0 | 0 | 571.4617 | 8.5697e-07 | 63 | Commercial_2019_SC D_GWh_After Competition Groups_63 | EC Plug Fan for Data Center (under cabinet) | 8.57e-05% | 0 | 0.00048973 | Commercial_2019_SC D_GWh_After Competition Groups_EC Plug Fan for Data Center (under cabinet)
Commercial | Com ¦ Electric Convection Combination Ovens | 2019 | SC D | GWh | After Competition Groups | 0.00020375 | 0 | 0 | 571.4617 | 3.5655e-07 | 64 | Commercial_2019_SC D_GWh_After Competition Groups_64 | Electric Convection Combination Ovens | 3.565e-05% | 0 | 0.00020375 | Commercial_2019_SC D_GWh_After Competition Groups_Electric Convection Combination Ovens
Commercial | Com ¦ Energy Recovery Ventilation and Ventilation (Enhanced) | 2019 | SC D | GWh | After Competition Groups | 6.8046e-05 | 0 | 0 | 571.4617 | 1.1907e-07 | 65 | Commercial_2019_SC D_GWh_After Competition Groups_65 | Energy Recovery Ventilation and Ventilation (Enhanced) | 1.191e-05% | 0 | 6.8046e-05 | Commercial_2019_SC D_GWh_After Competition Groups_Energy Recovery Ventilation and Ventilation (Enhanced)
Commercial | Com ¦ LLLC - Low Impact Application | 2019 | SC D | GWh | After Competition Groups | 5.2715e-05 | 0 | 0 | 571.4617 | 9.2246e-08 | 66 | Commercial_2019_SC D_GWh_After Competition Groups_66 | LLLC - Low Impact Application | 9.225e-06% | 0 | 5.2715e-05 | Commercial_2019_SC D_GWh_After Competition Groups_LLLC - Low Impact Application
Commercial | Com ¦ High Efficiency Small Instantaneous Water Heater | 2019 | SC D | GWh | After Competition Groups | 7.9447e-35 | 0 | 0 | 571.4617 | 1.3902e-37 | 67 | Commercial_2019_SC D_GWh_After Competition Groups_67 | High Efficiency Small Instantaneous Water Heater | 1.39e-35% | 0 | 7.9447e-35 | Commercial_2019_SC D_GWh_After Competition Groups_High Efficiency Small Instantaneous Water Heater
Commercial | Com ¦ Condensing Make Up Air Unit | 2019 | SC D | GWh | After Competition Groups | 0 | 0 | 0 | 571.4617 | 0 | 68 | Commercial_2019_SC D_GWh_After Competition Groups_68 | Condensing Make Up Air Unit | 0% | 0 | 0 | Commercial_2019_SC D_GWh_After Competition Groups_Condensing Make Up Air Unit
Commercial | Com ¦ Door Gasket Freezer/Refrigerator | 2019 | SC D | GWh | After Competition Groups | 0 | 0 | 0 | 571.4617 | 0 | 69 | Commercial_2019_SC D_GWh_After Competition Groups_69 | Door Gasket Freezer/Refrigerator | 0% | 0 | 0 | Commercial_2019_SC D_GWh_After Competition Groups_Door Gasket Freezer/Refrigerator
Commercial | Com ¦ Efficient compressor motor | 2019 | SC D | GWh | After Competition Groups | 0 | 0 | 0 | 571.4617 | 0 | 70 | Commercial_2019_SC D_GWh_After Competition Groups_70 | Efficient compressor motor | 0% | 0 | 0 | Commercial_2019_SC D_GWh_After Competition Groups_Efficient compressor motor
Commercial | Com ¦ Indoor Daylight Sensors/Photocell Dimming Control | 2019 | SC D | GWh | After Competition Groups | 0 | 0 | 0 | 571.4617 | 0 | 71 | Commercial_2019_SC D_GWh_After Competition Groups_71 | Indoor Daylight Sensors/Photocell Dimming Control | 0% | 0 | 0 | Commercial_2019_SC D_GWh_After Competition Groups_Indoor Daylight Sensors/Photocell Dimming Control
Commercial | Com ¦ LED RECESSED DOWNLIGHTS | 2019 | SC D | GWh | After Competition Groups | 0 | 0 | 0 | 571.4617 | 0 | 72 | Commercial_2019_SC D_GWh_After Competition Groups_72 | LED RECESSED DOWNLIGHTS | 0% | 0 | 0 | Commercial_2019_SC D_GWh_After Competition Groups_LED RECESSED DOWNLIGHTS
Commercial | Com ¦ Networked/Connected - High Impact Application | 2019 | SC D | GWh | After Competition Groups | 0 | 0 | 0 | 571.4617 | 0 | 73 | Commercial_2019_SC D_GWh_After Competition Groups_73 | Networked/Connected - High Impact Application | 0% | 0 | 0 | Commercial_2019_SC D_GWh_After Competition Groups_Networked/Connected - High Impact Application
Commercial | Com ¦ Networked/Connected - Low Impact Application | 2019 | SC D | GWh | After Competition Groups | 0 | 0 | 0 | 571.4617 | 0 | 74 | Commercial_2019_SC D_GWh_After Competition Groups_74 | Networked/Connected - Low Impact Application | 0% | 0 | 0 | Commercial_2019_SC D_GWh_After Competition Groups_Networked/Connected - Low Impact Application
Commercial | Com ¦ Notched V belts for HVAC Systems | 2019 | SC D | GWh | After Competition Groups | 0 | 0 | 0 | 571.4617 | 0 | 75 | Commercial_2019_SC D_GWh_After Competition Groups_75 | Notched V belts for HVAC Systems | 0% | 0 | 0 | Commercial_2019_SC D_GWh_After Competition Groups_Notched V belts for HVAC Systems
Commercial | Com ¦ PTAC (12 EER/10,000 BTU) | 2019 | SC D | GWh | After Competition Groups | 0 | 0 | 0 | 571.4617 | 0 | 76 | Commercial_2019_SC D_GWh_After Competition Groups_76 | PTAC (12 EER/10,000 BTU) | 0% | 0 | 0 | Commercial_2019_SC D_GWh_After Competition Groups_PTAC (12 EER/10,000 BTU)
Commercial | Com ¦ Refrigerated Display Case Doors | 2019 | SC D | GWh | After Competition Groups | 0 | 0 | 0 | 571.4617 | 0 | 77 | Commercial_2019_SC D_GWh_After Competition Groups_77 | Refrigerated Display Case Doors | 0% | 0 | 0 | Commercial_2019_SC D_GWh_After Competition Groups_Refrigerated Display Case Doors
Commercial | Com ¦ Room AC (w/ louvered sides) 14 SEER from 12 SEER code | 2019 | SC D | GWh | After Competition Groups | 0 | 0 | 0 | 571.4617 | 0 | 78 | Commercial_2019_SC D_GWh_After Competition Groups_78 | Room AC (w/ louvered sides) 14 SEER from 12 SEER code | 0% | 0 | 0 | Commercial_2019_SC D_GWh_After Competition Groups_Room AC (w/ louvered sides) 14 SEER from 12 SEER code
Commercial | Com ¦ Solar Water Preheat (Pools/DHW) | 2019 | SC D | GWh | After Competition Groups | 0 | 0 | 0 | 571.4617 | 0 | 79 | Commercial_2019_SC D_GWh_After Competition Groups_79 | Solar Water Preheat (Pools/DHW) | 0% | 0 | 0 | Commercial_2019_SC D_GWh_After Competition Groups_Solar Water Preheat (Pools/DHW)
Commercial | Com ¦ Variable Refrigerant Flow Heat Pump | 2019 | SC D | GWh | After Competition Groups | 0 | 0 | 0 | 571.4617 | 0 | 80 | Commercial_2019_SC D_GWh_After Competition Groups_80 | Variable Refrigerant Flow Heat Pump | 0% | 0 | 0 | Commercial_2019_SC D_GWh_After Competition Groups_Variable Refrigerant Flow Heat Pump
Commercial | Com ¦ Building Recommissioning, Operations and Maintenance (O&M) Improvements | 2019 | Technical | GWh | After Competition Groups | 2549.3797 | 0 | 0 | 13029.9279 | 0.19566 | 1 | Commercial_2019_Technical_GWh_After Competition Groups_1 | Building Recommissioning, Operations and Maintenance (O&M) Improvements | 19.57% | 0 | 2549.3797 | Commercial_2019_Technical_GWh_After Competition Groups_Building Recommissioning, Operations and Maintenance (O&M) Improvements
Commercial | Com ¦ LED Low/High Bay | 2019 | Technical | GWh | After Competition Groups | 1562.259 | 0 | 0 | 13029.9279 | 0.1199 | 2 | Commercial_2019_Technical_GWh_After Competition Groups_2 | LED Low/High Bay | 11.99% | 0 | 1562.259 | Commercial_2019_Technical_GWh_After Competition Groups_LED Low/High Bay
Commercial | Com ¦ LED Troffer/Surface/Suspended | 2019 | Technical | GWh | After Competition Groups | 1272.5842 | 0 | 0 | 13029.9279 | 0.097666 | 3 | Commercial_2019_Technical_GWh_After Competition Groups_3 | LED Troffer/Surface/Suspended | 9.767% | 0 | 1272.5842 | Commercial_2019_Technical_GWh_After Competition Groups_LED Troffer/Surface/Suspended
Commercial | Com ¦ Education and Capacity Building/Energy Behavior | 2019 | Technical | GWh | After Competition Groups | 958.587 | 0 | 0 | 13029.9279 | 0.073568 | 4 | Commercial_2019_Technical_GWh_After Competition Groups_4 | Education and Capacity Building/Energy Behavior | 7.357% | 0 | 958.587 | Commercial_2019_Technical_GWh_After Competition Groups_Education and Capacity Building/Energy Behavior
Commercial | Com ¦ ENERGY STAR LED LAMPS (REFLECTOR LAMPs/MR16/PAR 16) | 2019 | Technical | GWh | After Competition Groups | 744.0775 | 0 | 0 | 13029.9279 | 0.057105 | 5 | Commercial_2019_Technical_GWh_After Competition Groups_5 | ENERGY STAR LED LAMPS (REFLECTOR LAMPs/MR16/PAR 16) | 5.711% | 0 | 744.0775 | Commercial_2019_Technical_GWh_After Competition Groups_ENERGY STAR LED LAMPS (REFLECTOR LAMPs/MR16/PAR 16)
Commercial | Com ¦ Furnace Tune-Up | 2019 | Technical | GWh | After Competition Groups | 699.5783 | 0 | 0 | 13029.9279 | 0.05369 | 6 | Commercial_2019_Technical_GWh_After Competition Groups_6 | Furnace Tune-Up | 5.369% | 0 | 699.5783 | Commercial_2019_Technical_GWh_After Competition Groups_Furnace Tune-Up
Commercial | Com ¦ LED EXTERIOR AREA LIGHTS - LED fixture (200W) | 2019 | Technical | GWh | After Competition Groups | 377.2014 | 0 | 0 | 13029.9279 | 0.028949 | 7 | Commercial_2019_Technical_GWh_After Competition Groups_7 | LED EXTERIOR AREA LIGHTS - LED fixture (200W) | 2.895% | 0 | 377.2014 | Commercial_2019_Technical_GWh_After Competition Groups_LED EXTERIOR AREA LIGHTS - LED fixture (200W)
Commercial | Com ¦ LED parking lot fixture | 2019 | Technical | GWh | After Competition Groups | 366.0296 | 0 | 0 | 13029.9279 | 0.028091 | 8 | Commercial_2019_Technical_GWh_After Competition Groups_8 | LED parking lot fixture | 2.809% | 0 | 366.0296 | Commercial_2019_Technical_GWh_After Competition Groups_LED parking lot fixture
Commercial | Com ¦ Variable Refrigerant Flow Heat Pump | 2019 | Technical | GWh | After Competition Groups | 310.9436 | 0 | 0 | 13029.9279 | 0.023864 | 9 | Commercial_2019_Technical_GWh_After Competition Groups_9 | Variable Refrigerant Flow Heat Pump | 2.386% | 0 | 310.9436 | Commercial_2019_Technical_GWh_After Competition Groups_Variable Refrigerant Flow Heat Pump
Commercial | Com ¦ Advanced BAS/Controllers | 2019 | Technical | GWh | After Competition Groups | 308.587 | 0 | 0 | 13029.9279 | 0.023683 | 10 | Commercial_2019_Technical_GWh_After Competition Groups_10 | Advanced BAS/Controllers | 2.368% | 0 | 308.587 | Commercial_2019_Technical_GWh_After Competition Groups_Advanced BAS/Controllers
Commercial | Com ¦ Variable Frequency Drive (VFD) | 2019 | Technical | GWh | After Competition Groups | 231.965 | 0 | 0 | 13029.9279 | 0.017802 | 11 | Commercial_2019_Technical_GWh_After Competition Groups_11 | Variable Frequency Drive (VFD) | 1.78% | 0 | 231.965 | Commercial_2019_Technical_GWh_After Competition Groups_Variable Frequency Drive (VFD)
Commercial | Com ¦ Strip Curtains | 2019 | Technical | GWh | After Competition Groups | 220.1982 | 0 | 0 | 13029.9279 | 0.016899 | 12 | Commercial_2019_Technical_GWh_After Competition Groups_12 | Strip Curtains | 1.69% | 0 | 220.1982 | Commercial_2019_Technical_GWh_After Competition Groups_Strip Curtains
Commercial | Com ¦ LED street light fixture | 2019 | Technical | GWh | After Competition Groups | 219.1184 | 0 | 0 | 13029.9279 | 0.016817 | 13 | Commercial_2019_Technical_GWh_After Competition Groups_13 | LED street light fixture | 1.682% | 0 | 219.1184 | Commercial_2019_Technical_GWh_After Competition Groups_LED street light fixture
Commercial | Com ¦ VFD on Pumps | 2019 | Technical | GWh | After Competition Groups | 217.0425 | 0 | 0 | 13029.9279 | 0.016657 | 14 | Commercial_2019_Technical_GWh_After Competition Groups_14 | VFD on Pumps | 1.666% | 0 | 217.0425 | Commercial_2019_Technical_GWh_After Competition Groups_VFD on Pumps
Commercial | Com ¦ Demand Control Ventilation | 2019 | Technical | GWh | After Competition Groups | 190.7156 | 0 | 0 | 13029.9279 | 0.014637 | 15 | Commercial_2019_Technical_GWh_After Competition Groups_15 | Demand Control Ventilation | 1.464% | 0 | 190.7156 | Commercial_2019_Technical_GWh_After Competition Groups_Demand Control Ventilation
Commercial | Com ¦ Air Handler with Dedicated Outdoor Air Systems | 2019 | Technical | GWh | After Competition Groups | 177.0434 | 0 | 0 | 13029.9279 | 0.013587 | 16 | Commercial_2019_Technical_GWh_After Competition Groups_16 | Air Handler with Dedicated Outdoor Air Systems | 1.359% | 0 | 177.0434 | Commercial_2019_Technical_GWh_After Competition Groups_Air Handler with Dedicated Outdoor Air Systems
Commercial | Com ¦ Central Lighting Control System | 2019 | Technical | GWh | After Competition Groups | 171.5299 | 0 | 0 | 13029.9279 | 0.013164 | 17 | Commercial_2019_Technical_GWh_After Competition Groups_17 | Central Lighting Control System | 1.316% | 0 | 171.5299 | Commercial_2019_Technical_GWh_After Competition Groups_Central Lighting Control System
Commercial | Com ¦ Adaptive Thermostats | 2019 | Technical | GWh | After Competition Groups | 129.3341 | 0 | 0 | 13029.9279 | 0.0099259 | 18 | Commercial_2019_Technical_GWh_After Competition Groups_18 | Adaptive Thermostats | 0.9926% | 0 | 129.3341 | Commercial_2019_Technical_GWh_After Competition Groups_Adaptive Thermostats
Commercial | Com ¦ Centrally controlled desktop PC/NETWORK PC POWER MANAGEMENT SOFTWARE | 2019 | Technical | GWh | After Competition Groups | 117.9856 | 0 | 0 | 13029.9279 | 0.009055 | 19 | Commercial_2019_Technical_GWh_After Competition Groups_19 | Centrally controlled desktop PC/NETWORK PC POWER MANAGEMENT SOFTWARE | 0.9055% | 0 | 117.9856 | Commercial_2019_Technical_GWh_After Competition Groups_Centrally controlled desktop PC/NETWORK PC POWER MANAGEMENT SOFTWARE
Commercial | Com ¦ ENERGY STAR LED LAMPS (General Service Lamps) | 2019 | Technical | GWh | After Competition Groups | 117.1422 | 0 | 0 | 13029.9279 | 0.0089902 | 20 | Commercial_2019_Technical_GWh_After Competition Groups_20 | ENERGY STAR LED LAMPS (General Service Lamps) | 0.899% | 0 | 117.1422 | Commercial_2019_Technical_GWh_After Competition Groups_ENERGY STAR LED LAMPS (General Service Lamps)
Commercial | Com ¦ ECM MOTORS FOR EVAPORATOR FANS for refrigeration (WALK-IN) | 2019 | Technical | GWh | After Competition Groups | 109.8551 | 0 | 0 | 13029.9279 | 0.008431 | 21 | Commercial_2019_Technical_GWh_After Competition Groups_21 | ECM MOTORS FOR EVAPORATOR FANS for refrigeration (WALK-IN) | 0.8431% | 0 | 109.8551 | Commercial_2019_Technical_GWh_After Competition Groups_ECM MOTORS FOR EVAPORATOR FANS for refrigeration (WALK-IN)
Commercial | Com ¦ Condensing Unit Heaters or other Efficient Unit Heating System | 2019 | Technical | GWh | After Competition Groups | 105.3217 | 0 | 0 | 13029.9279 | 0.0080831 | 22 | Commercial_2019_Technical_GWh_After Competition Groups_22 | Condensing Unit Heaters or other Efficient Unit Heating System | 0.8083% | 0 | 105.3217 | Commercial_2019_Technical_GWh_After Competition Groups_Condensing Unit Heaters or other Efficient Unit Heating System
Commercial | Com ¦ Refrigerated Display Case LED | 2019 | Technical | GWh | After Competition Groups | 102.7197 | 0 | 0 | 13029.9279 | 0.0078834 | 23 | Commercial_2019_Technical_GWh_After Competition Groups_23 | Refrigerated Display Case LED | 0.7883% | 0 | 102.7197 | Commercial_2019_Technical_GWh_After Competition Groups_Refrigerated Display Case LED
Commercial | Com ¦ LED or Equivalent Sign Lighting | 2019 | Technical | GWh | After Competition Groups | 99.8456 | 0 | 0 | 13029.9279 | 0.0076628 | 24 | Commercial_2019_Technical_GWh_After Competition Groups_24 | LED or Equivalent Sign Lighting | 0.7663% | 0 | 99.8456 | Commercial_2019_Technical_GWh_After Competition Groups_LED or Equivalent Sign Lighting
Commercial | Com ¦ High R-Value Glass Doors/no-heat glass door | 2019 | Technical | GWh | After Competition Groups | 97.231 | 0 | 0 | 13029.9279 | 0.0074621 | 25 | Commercial_2019_Technical_GWh_After Competition Groups_25 | High R-Value Glass Doors/no-heat glass door | 0.7462% | 0 | 97.231 | Commercial_2019_Technical_GWh_After Competition Groups_High R-Value Glass Doors/no-heat glass door
Commercial | Com ¦ Freezer Case Light Sensor | 2019 | Technical | GWh | After Competition Groups | 90.4781 | 0 | 0 | 13029.9279 | 0.0069439 | 26 | Commercial_2019_Technical_GWh_After Competition Groups_26 | Freezer Case Light Sensor | 0.6944% | 0 | 90.4781 | Commercial_2019_Technical_GWh_After Competition Groups_Freezer Case Light Sensor
Commercial | Com ¦ Evaporator Fan Controls | 2019 | Technical | GWh | After Competition Groups | 88.2573 | 0 | 0 | 13029.9279 | 0.0067734 | 27 | Commercial_2019_Technical_GWh_After Competition Groups_27 | Evaporator Fan Controls | 0.6773% | 0 | 88.2573 | Commercial_2019_Technical_GWh_After Competition Groups_Evaporator Fan Controls
Commercial | Com ¦ Indoor Daylight Sensors/Photocell Dimming Control | 2019 | Technical | GWh | After Competition Groups | 88.1419 | 0 | 0 | 13029.9279 | 0.0067646 | 28 | Commercial_2019_Technical_GWh_After Competition Groups_28 | Indoor Daylight Sensors/Photocell Dimming Control | 0.6765% | 0 | 88.1419 | Commercial_2019_Technical_GWh_After Competition Groups_Indoor Daylight Sensors/Photocell Dimming Control
Commercial | Com ¦ Smart Strip Plug Outlets | 2019 | Technical | GWh | After Competition Groups | 79.7662 | 0 | 0 | 13029.9279 | 0.0061218 | 29 | Commercial_2019_Technical_GWh_After Competition Groups_29 | Smart Strip Plug Outlets | 0.6122% | 0 | 79.7662 | Commercial_2019_Technical_GWh_After Competition Groups_Smart Strip Plug Outlets
Commercial | Com ¦ Data Center Storage/Server Virtualization | 2019 | Technical | GWh | After Competition Groups | 78.0142 | 0 | 0 | 13029.9279 | 0.0059873 | 30 | Commercial_2019_Technical_GWh_After Competition Groups_30 | Data Center Storage/Server Virtualization | 0.5987% | 0 | 78.0142 | Commercial_2019_Technical_GWh_After Competition Groups_Data Center Storage/Server Virtualization
Commercial | Com ¦ Adding reflective (White) roof treatment or a green roof | 2019 | Technical | GWh | After Competition Groups | 77.2115 | 0 | 0 | 13029.9279 | 0.0059257 | 31 | Commercial_2019_Technical_GWh_After Competition Groups_31 | Adding reflective (White) roof treatment or a green roof | 0.5926% | 0 | 77.2115 | Commercial_2019_Technical_GWh_After Competition Groups_Adding reflective (White) roof treatment or a green roof
Commercial | Com ¦ ENERGY STAR FREEZER | 2019 | Technical | GWh | After Competition Groups | 75.3405 | 0 | 0 | 13029.9279 | 0.0057821 | 32 | Commercial_2019_Technical_GWh_After Competition Groups_32 | ENERGY STAR FREEZER | 0.5782% | 0 | 75.3405 | Commercial_2019_Technical_GWh_After Competition Groups_ENERGY STAR FREEZER
Commercial | Com ¦ Occupancy Sensors | 2019 | Technical | GWh | After Competition Groups | 67.1505 | 0 | 0 | 13029.9279 | 0.0051536 | 33 | Commercial_2019_Technical_GWh_After Competition Groups_33 | Occupancy Sensors | 0.5154% | 0 | 67.1505 | Commercial_2019_Technical_GWh_After Competition Groups_Occupancy Sensors
Commercial | Com ¦ Demand Control Kitchen Ventilation | 2019 | Technical | GWh | After Competition Groups | 66.3403 | 0 | 0 | 13029.9279 | 0.0050914 | 34 | Commercial_2019_Technical_GWh_After Competition Groups_34 | Demand Control Kitchen Ventilation | 0.5091% | 0 | 66.3403 | Commercial_2019_Technical_GWh_After Competition Groups_Demand Control Kitchen Ventilation
Commercial | Com ¦ LED Replacement Lamp (Tube) | 2019 | Technical | GWh | After Competition Groups | 64.7755 | 0 | 0 | 13029.9279 | 0.0049713 | 35 | Commercial_2019_Technical_GWh_After Competition Groups_35 | LED Replacement Lamp (Tube) | 0.4971% | 0 | 64.7755 | Commercial_2019_Technical_GWh_After Competition Groups_LED Replacement Lamp (Tube)
Commercial | Com ¦ HOTEL OCCUPANCY CONTROLS (HVAC + LIGHTING) | 2019 | Technical | GWh | After Competition Groups | 63.7096 | 0 | 0 | 13029.9279 | 0.0048895 | 36 | Commercial_2019_Technical_GWh_After Competition Groups_36 | HOTEL OCCUPANCY CONTROLS (HVAC + LIGHTING) | 0.4889% | 0 | 63.7096 | Commercial_2019_Technical_GWh_After Competition Groups_HOTEL OCCUPANCY CONTROLS (HVAC + LIGHTING)
Commercial | Com ¦ Refrigeration Commissioning | 2019 | Technical | GWh | After Competition Groups | 60.533 | 0 | 0 | 13029.9279 | 0.0046457 | 37 | Commercial_2019_Technical_GWh_After Competition Groups_37 | Refrigeration Commissioning | 0.4646% | 0 | 60.533 | Commercial_2019_Technical_GWh_After Competition Groups_Refrigeration Commissioning
Commercial | Com ¦ High Efficiency Air Source Heat Pump | 2019 | Technical | GWh | After Competition Groups | 59.7796 | 0 | 0 | 13029.9279 | 0.0045879 | 38 | Commercial_2019_Technical_GWh_After Competition Groups_38 | High Efficiency Air Source Heat Pump | 0.4588% | 0 | 59.7796 | Commercial_2019_Technical_GWh_After Competition Groups_High Efficiency Air Source Heat Pump
Commercial | Com ¦ Door Gasket Freezer/Refrigerator | 2019 | Technical | GWh | After Competition Groups | 51.4846 | 0 | 0 | 13029.9279 | 0.0039513 | 39 | Commercial_2019_Technical_GWh_After Competition Groups_39 | Door Gasket Freezer/Refrigerator | 0.3951% | 0 | 51.4846 | Commercial_2019_Technical_GWh_After Competition Groups_Door Gasket Freezer/Refrigerator
Commercial | Com ¦ Refrigeration Optimization | 2019 | Technical | GWh | After Competition Groups | 46.1744 | 0 | 0 | 13029.9279 | 0.0035437 | 40 | Commercial_2019_Technical_GWh_After Competition Groups_40 | Refrigeration Optimization | 0.3544% | 0 | 46.1744 | Commercial_2019_Technical_GWh_After Competition Groups_Refrigeration Optimization
Commercial | Com ¦ Refrigerated Display Case Doors | 2019 | Technical | GWh | After Competition Groups | 43.8626 | 0 | 0 | 13029.9279 | 0.0033663 | 41 | Commercial_2019_Technical_GWh_After Competition Groups_41 | Refrigerated Display Case Doors | 0.3366% | 0 | 43.8626 | Commercial_2019_Technical_GWh_After Competition Groups_Refrigerated Display Case Doors
Commercial | Com ¦ ENERGY STAR Refrigerator | 2019 | Technical | GWh | After Competition Groups | 37.1557 | 0 | 0 | 13029.9279 | 0.0028516 | 42 | Commercial_2019_Technical_GWh_After Competition Groups_42 | ENERGY STAR Refrigerator | 0.2852% | 0 | 37.1557 | Commercial_2019_Technical_GWh_After Competition Groups_ENERGY STAR Refrigerator
Commercial | Com ¦ Temperature Adjustment in Commercial Freezers | 2019 | Technical | GWh | After Competition Groups | 33.7491 | 0 | 0 | 13029.9279 | 0.0025901 | 43 | Commercial_2019_Technical_GWh_After Competition Groups_43 | Temperature Adjustment in Commercial Freezers | 0.259% | 0 | 33.7491 | Commercial_2019_Technical_GWh_After Competition Groups_Temperature Adjustment in Commercial Freezers
Commercial | Com ¦ Reach-in Shaded Pole to ECM/PSC Evaporator Fan Motor | 2019 | Technical | GWh | After Competition Groups | 30.1967 | 0 | 0 | 13029.9279 | 0.0023175 | 44 | Commercial_2019_Technical_GWh_After Competition Groups_44 | Reach-in Shaded Pole to ECM/PSC Evaporator Fan Motor | 0.2317% | 0 | 30.1967 | Commercial_2019_Technical_GWh_After Competition Groups_Reach-in Shaded Pole to ECM/PSC Evaporator Fan Motor
Commercial | Com ¦ Energy Efficient Laboratory Fume Hood | 2019 | Technical | GWh | After Competition Groups | 30.088 | 0 | 0 | 13029.9279 | 0.0023091 | 45 | Commercial_2019_Technical_GWh_After Competition Groups_45 | Energy Efficient Laboratory Fume Hood | 0.2309% | 0 | 30.088 | Commercial_2019_Technical_GWh_After Competition Groups_Energy Efficient Laboratory Fume Hood
Commercial | Com ¦ Elec Storage WH 2.30 Et | 2019 | Technical | GWh | After Competition Groups | 27.7722 | 0 | 0 | 13029.9279 | 0.0021314 | 46 | Commercial_2019_Technical_GWh_After Competition Groups_46 | Elec Storage WH 2.30 Et | 0.2131% | 0 | 27.7722 | Commercial_2019_Technical_GWh_After Competition Groups_Elec Storage WH 2.30 Et
Commercial | Com ¦ Vertical Night Covers | 2019 | Technical | GWh | After Competition Groups | 26.1804 | 0 | 0 | 13029.9279 | 0.0020092 | 47 | Commercial_2019_Technical_GWh_After Competition Groups_47 | Vertical Night Covers | 0.2009% | 0 | 26.1804 | Commercial_2019_Technical_GWh_After Competition Groups_Vertical Night Covers
Commercial | Com ¦ CO Sensors for parking garage exhaust fans | 2019 | Technical | GWh | After Competition Groups | 25.9185 | 0 | 0 | 13029.9279 | 0.0019892 | 48 | Commercial_2019_Technical_GWh_After Competition Groups_48 | CO Sensors for parking garage exhaust fans | 0.1989% | 0 | 25.9185 | Commercial_2019_Technical_GWh_After Competition Groups_CO Sensors for parking garage exhaust fans
Commercial | Com ¦ BEVERAGE VENDING MACHINE CONTROLS | 2019 | Technical | GWh | After Competition Groups | 24.1796 | 0 | 0 | 13029.9279 | 0.0018557 | 49 | Commercial_2019_Technical_GWh_After Competition Groups_49 | BEVERAGE VENDING MACHINE CONTROLS | 0.1856% | 0 | 24.1796 | Commercial_2019_Technical_GWh_After Competition Groups_BEVERAGE VENDING MACHINE CONTROLS
Commercial | Com ¦ Duct Insulation, R8 | 2019 | Technical | GWh | After Competition Groups | 23.3241 | 0 | 0 | 13029.9279 | 0.00179 | 50 | Commercial_2019_Technical_GWh_After Competition Groups_50 | Duct Insulation, R8 | 0.179% | 0 | 23.3241 | Commercial_2019_Technical_GWh_After Competition Groups_Duct Insulation, R8
Commercial | Com ¦ Anti-sweat heat (ASH) controls - Cooler/Freezer | 2019 | Technical | GWh | After Competition Groups | 23.1725 | 0 | 0 | 13029.9279 | 0.0017784 | 51 | Commercial_2019_Technical_GWh_After Competition Groups_51 | Anti-sweat heat (ASH) controls - Cooler/Freezer | 0.1778% | 0 | 23.1725 | Commercial_2019_Technical_GWh_After Competition Groups_Anti-sweat heat (ASH) controls - Cooler/Freezer
Commercial | Com ¦ Water Heating (DHW) Pipe Insulation (Add 3/4\ Foam)" | 2019 | Technical | GWh | After Competition Groups | 22.5363 | 0 | 0 | 13029.9279 | 0.0017296 | 52 | Commercial_2019_Technical_GWh_After Competition Groups_52 | Water Heating (DHW) Pipe Insulation (Add 3/4\ Foam)" | 0.173% | 0 | 22.5363 | Commercial_2019_Technical_GWh_After Competition Groups_Water Heating (DHW) Pipe Insulation (Add 3/4\ Foam)"
Commercial | Com ¦ Unitary Air-Conditioning Unit | 2019 | Technical | GWh | After Competition Groups | 18.1228 | 0 | 0 | 13029.9279 | 0.0013909 | 53 | Commercial_2019_Technical_GWh_After Competition Groups_53 | Unitary Air-Conditioning Unit | 0.1391% | 0 | 18.1228 | Commercial_2019_Technical_GWh_After Competition Groups_Unitary Air-Conditioning Unit
Commercial | Com ¦ Outside Air Economizer | 2019 | Technical | GWh | After Competition Groups | 15.332 | 0 | 0 | 13029.9279 | 0.0011767 | 54 | Commercial_2019_Technical_GWh_After Competition Groups_54 | Outside Air Economizer | 0.1177% | 0 | 15.332 | Commercial_2019_Technical_GWh_After Competition Groups_Outside Air Economizer
Commercial | Com ¦ ENERGY STAR ICE MACHINES - Ice Making Head | 2019 | Technical | GWh | After Competition Groups | 14.3583 | 0 | 0 | 13029.9279 | 0.0011019 | 55 | Commercial_2019_Technical_GWh_After Competition Groups_55 | ENERGY STAR ICE MACHINES - Ice Making Head | 0.1102% | 0 | 14.3583 | Commercial_2019_Technical_GWh_After Competition Groups_ENERGY STAR ICE MACHINES - Ice Making Head
Commercial | Com ¦ Suction Pipe Insulation Freezer/Refrigerator | 2019 | Technical | GWh | After Competition Groups | 14.3079 | 0 | 0 | 13029.9279 | 0.0010981 | 56 | Commercial_2019_Technical_GWh_After Competition Groups_56 | Suction Pipe Insulation Freezer/Refrigerator | 0.1098% | 0 | 14.3079 | Commercial_2019_Technical_GWh_After Competition Groups_Suction Pipe Insulation Freezer/Refrigerator
Commercial | Com ¦ Roof Insulation/Ceiling Insulation (R25 Code to R35) | 2019 | Technical | GWh | After Competition Groups | 12.1691 | 0 | 0 | 13029.9279 | 0.00093393 | 57 | Commercial_2019_Technical_GWh_After Competition Groups_57 | Roof Insulation/Ceiling Insulation (R25 Code to R35) | 0.09339% | 0 | 12.1691 | Commercial_2019_Technical_GWh_After Competition Groups_Roof Insulation/Ceiling Insulation (R25 Code to R35)
Commercial | Com ¦ Evaporator Coil Defrost (Cooler) | 2019 | Technical | GWh | After Competition Groups | 11.7915 | 0 | 0 | 13029.9279 | 0.00090495 | 58 | Commercial_2019_Technical_GWh_After Competition Groups_58 | Evaporator Coil Defrost (Cooler) | 0.0905% | 0 | 11.7915 | Commercial_2019_Technical_GWh_After Competition Groups_Evaporator Coil Defrost (Cooler)
Commercial | Com ¦ Condensing Make Up Air Unit | 2019 | Technical | GWh | After Competition Groups | 11.1637 | 0 | 0 | 13029.9279 | 0.00085677 | 59 | Commercial_2019_Technical_GWh_After Competition Groups_59 | Condensing Make Up Air Unit | 0.08568% | 0 | 11.1637 | Commercial_2019_Technical_GWh_After Competition Groups_Condensing Make Up Air Unit
Commercial | Com ¦ Super-High Efficiency Furnaces (Emerging Tech) | 2019 | Technical | GWh | After Competition Groups | 10.013 | 0 | 0 | 13029.9279 | 0.00076846 | 60 | Commercial_2019_Technical_GWh_After Competition Groups_60 | Super-High Efficiency Furnaces (Emerging Tech) | 0.07685% | 0 | 10.013 | Commercial_2019_Technical_GWh_After Competition Groups_Super-High Efficiency Furnaces (Emerging Tech)
Commercial | Com ¦ ENERGY STAR Dishwasher | 2019 | Technical | GWh | After Competition Groups | 7.4939 | 0 | 0 | 13029.9279 | 0.00057513 | 61 | Commercial_2019_Technical_GWh_After Competition Groups_61 | ENERGY STAR Dishwasher | 0.05751% | 0 | 7.4939 | Commercial_2019_Technical_GWh_After Competition Groups_ENERGY STAR Dishwasher
Commercial | Com ¦ LED RECESSED DOWNLIGHTS | 2019 | Technical | GWh | After Competition Groups | 6.265 | 0 | 0 | 13029.9279 | 0.00048082 | 62 | Commercial_2019_Technical_GWh_After Competition Groups_62 | LED RECESSED DOWNLIGHTS | 0.04808% | 0 | 6.265 | Commercial_2019_Technical_GWh_After Competition Groups_LED RECESSED DOWNLIGHTS
Commercial | Com ¦ Ozone Laundry Treatment | 2019 | Technical | GWh | After Competition Groups | 5.9383 | 0 | 0 | 13029.9279 | 0.00045574 | 63 | Commercial_2019_Technical_GWh_After Competition Groups_63 | Ozone Laundry Treatment | 0.04557% | 0 | 5.9383 | Commercial_2019_Technical_GWh_After Competition Groups_Ozone Laundry Treatment
Commercial | Com ¦ Efficient compressor motor | 2019 | Technical | GWh | After Competition Groups | 5.5315 | 0 | 0 | 13029.9279 | 0.00042452 | 64 | Commercial_2019_Technical_GWh_After Competition Groups_64 | Efficient compressor motor | 0.04245% | 0 | 5.5315 | Commercial_2019_Technical_GWh_After Competition Groups_Efficient compressor motor
Commercial | Com ¦ Demand controlled Circulating Systems | 2019 | Technical | GWh | After Competition Groups | 4.8304 | 0 | 0 | 13029.9279 | 0.00037072 | 65 | Commercial_2019_Technical_GWh_After Competition Groups_65 | Demand controlled Circulating Systems | 0.03707% | 0 | 4.8304 | Commercial_2019_Technical_GWh_After Competition Groups_Demand controlled Circulating Systems
Commercial | Com ¦ ENERGY STAR Griddle (74% eff) | 2019 | Technical | GWh | After Competition Groups | 4.4615 | 0 | 0 | 13029.9279 | 0.00034241 | 66 | Commercial_2019_Technical_GWh_After Competition Groups_66 | ENERGY STAR Griddle (74% eff) | 0.03424% | 0 | 4.4615 | Commercial_2019_Technical_GWh_After Competition Groups_ENERGY STAR Griddle (74% eff)
Commercial | Com ¦ Chilled Water Optimization | 2019 | Technical | GWh | After Competition Groups | 4.2364 | 0 | 0 | 13029.9279 | 0.00032513 | 67 | Commercial_2019_Technical_GWh_After Competition Groups_67 | Chilled Water Optimization | 0.03251% | 0 | 4.2364 | Commercial_2019_Technical_GWh_After Competition Groups_Chilled Water Optimization
Commercial | Com ¦ SYNCHRONOUS BELT | 2019 | Technical | GWh | After Competition Groups | 3.6955 | 0 | 0 | 13029.9279 | 0.00028362 | 68 | Commercial_2019_Technical_GWh_After Competition Groups_68 | SYNCHRONOUS BELT | 0.02836% | 0 | 3.6955 | Commercial_2019_Technical_GWh_After Competition Groups_SYNCHRONOUS BELT
Commercial | Com ¦ Water Source Heat Pump (4 ton) | 2019 | Technical | GWh | After Competition Groups | 3.3129 | 0 | 0 | 13029.9279 | 0.00025426 | 69 | Commercial_2019_Technical_GWh_After Competition Groups_69 | Water Source Heat Pump (4 ton) | 0.02543% | 0 | 3.3129 | Commercial_2019_Technical_GWh_After Competition Groups_Water Source Heat Pump (4 ton)
Commercial | Com ¦ Wall Insulation | 2019 | Technical | GWh | After Competition Groups | 2.8044 | 0 | 0 | 13029.9279 | 0.00021523 | 70 | Commercial_2019_Technical_GWh_After Competition Groups_70 | Wall Insulation | 0.02152% | 0 | 2.8044 | Commercial_2019_Technical_GWh_After Competition Groups_Wall Insulation
Commercial | Com ¦ Solar Preheat Make up Air | 2019 | Technical | GWh | After Competition Groups | 2.7702 | 0 | 0 | 13029.9279 | 0.0002126 | 71 | Commercial_2019_Technical_GWh_After Competition Groups_71 | Solar Preheat Make up Air | 0.02126% | 0 | 2.7702 | Commercial_2019_Technical_GWh_After Competition Groups_Solar Preheat Make up Air
Commercial | Com ¦ ECM MOTORS FOR HVAC APPLICATION (FAN-POWERED VAV BOX) | 2019 | Technical | GWh | After Competition Groups | 2.4502 | 0 | 0 | 13029.9279 | 0.00018804 | 72 | Commercial_2019_Technical_GWh_After Competition Groups_72 | ECM MOTORS FOR HVAC APPLICATION (FAN-POWERED VAV BOX) | 0.0188% | 0 | 2.4502 | Commercial_2019_Technical_GWh_After Competition Groups_ECM MOTORS FOR HVAC APPLICATION (FAN-POWERED VAV BOX)
Commercial | Com ¦ ENERGY STAR Fryer (84% eff) | 2019 | Technical | GWh | After Competition Groups | 1.545 | 0 | 0 | 13029.9279 | 0.00011857 | 73 | Commercial_2019_Technical_GWh_After Competition Groups_73 | ENERGY STAR Fryer (84% eff) | 0.01186% | 0 | 1.545 | Commercial_2019_Technical_GWh_After Competition Groups_ENERGY STAR Fryer (84% eff)
Commercial | Com ¦ Auto Off Time Switch or Time Clock control | 2019 | Technical | GWh | After Competition Groups | 1.2122 | 0 | 0 | 13029.9279 | 9.303e-05 | 74 | Commercial_2019_Technical_GWh_After Competition Groups_74 | Auto Off Time Switch or Time Clock control | 0.009303% | 0 | 1.2122 | Commercial_2019_Technical_GWh_After Competition Groups_Auto Off Time Switch or Time Clock control
Commercial | Com ¦ Ground Source Heat Pump | 2019 | Technical | GWh | After Competition Groups | 0.87262 | 0 | 0 | 13029.9279 | 6.6971e-05 | 75 | Commercial_2019_Technical_GWh_After Competition Groups_75 | Ground Source Heat Pump | 0.006697% | 0 | 0.87262 | Commercial_2019_Technical_GWh_After Competition Groups_Ground Source Heat Pump
Commercial | Com ¦ ENERGY STAR Steam Cookers | 2019 | Technical | GWh | After Competition Groups | 0.7567 | 0 | 0 | 13029.9279 | 5.8074e-05 | 76 | Commercial_2019_Technical_GWh_After Competition Groups_76 | ENERGY STAR Steam Cookers | 0.005807% | 0 | 0.7567 | Commercial_2019_Technical_GWh_After Competition Groups_ENERGY STAR Steam Cookers
Commercial | Com ¦ Thermostat Setback | 2019 | Technical | GWh | After Competition Groups | 0.5337 | 0 | 0 | 13029.9279 | 4.0959e-05 | 77 | Commercial_2019_Technical_GWh_After Competition Groups_77 | Thermostat Setback | 0.004096% | 0 | 0.5337 | Commercial_2019_Technical_GWh_After Competition Groups_Thermostat Setback
Commercial | Com ¦ Solar Water Preheat (Pools/DHW) | 2019 | Technical | GWh | After Competition Groups | 0.33846 | 0 | 0 | 13029.9279 | 2.5975e-05 | 78 | Commercial_2019_Technical_GWh_After Competition Groups_78 | Solar Water Preheat (Pools/DHW) | 0.002598% | 0 | 0.33846 | Commercial_2019_Technical_GWh_After Competition Groups_Solar Water Preheat (Pools/DHW)
Commercial | Com ¦ PTAC (12 EER/10,000 BTU) | 2019 | Technical | GWh | After Competition Groups | 0.32061 | 0 | 0 | 13029.9279 | 2.4605e-05 | 79 | Commercial_2019_Technical_GWh_After Competition Groups_79 | PTAC (12 EER/10,000 BTU) | 0.002461% | 0 | 0.32061 | Commercial_2019_Technical_GWh_After Competition Groups_PTAC (12 EER/10,000 BTU)
Commercial | Com ¦ Room AC (w/ louvered sides) 14 SEER from 12 SEER code | 2019 | Technical | GWh | After Competition Groups | 0.30702 | 0 | 0 | 13029.9279 | 2.3562e-05 | 80 | Commercial_2019_Technical_GWh_After Competition Groups_80 | Room AC (w/ louvered sides) 14 SEER from 12 SEER code | 0.002356% | 0 | 0.30702 | Commercial_2019_Technical_GWh_After Competition Groups_Room AC (w/ louvered sides) 14 SEER from 12 SEER code
Commercial | Com ¦ Commercial Hot Food Holding Cabinets | 2019 | Technical | GWh | After Competition Groups | 0.22233 | 0 | 0 | 13029.9279 | 1.7063e-05 | 81 | Commercial_2019_Technical_GWh_After Competition Groups_81 | Commercial Hot Food Holding Cabinets | 0.001706% | 0 | 0.22233 | Commercial_2019_Technical_GWh_After Competition Groups_Commercial Hot Food Holding Cabinets
Commercial | Com ¦ HVAC Optimization | 2019 | Technical | GWh | After Competition Groups | 0.21176 | 0 | 0 | 13029.9279 | 1.6252e-05 | 82 | Commercial_2019_Technical_GWh_After Competition Groups_82 | HVAC Optimization | 0.001625% | 0 | 0.21176 | Commercial_2019_Technical_GWh_After Competition Groups_HVAC Optimization
Commercial | Com ¦ CEE Tier 2/Energy Star Clothes Washers | 2019 | Technical | GWh | After Competition Groups | 0.20576 | 0 | 0 | 13029.9279 | 1.5791e-05 | 83 | Commercial_2019_Technical_GWh_After Competition Groups_83 | CEE Tier 2/Energy Star Clothes Washers | 0.001579% | 0 | 0.20576 | Commercial_2019_Technical_GWh_After Competition Groups_CEE Tier 2/Energy Star Clothes Washers
Commercial | Com ¦ Low Flow Pre-Rinse Spray Nozzle | 2019 | Technical | GWh | After Competition Groups | 0.17853 | 0 | 0 | 13029.9279 | 1.3702e-05 | 84 | Commercial_2019_Technical_GWh_After Competition Groups_84 | Low Flow Pre-Rinse Spray Nozzle | 0.00137% | 0 | 0.17853 | Commercial_2019_Technical_GWh_After Competition Groups_Low Flow Pre-Rinse Spray Nozzle
Commercial | Com ¦ EC Plug Fan for Data Center (under cabinet) | 2019 | Technical | GWh | After Competition Groups | 0.16824 | 0 | 0 | 13029.9279 | 1.2912e-05 | 85 | Commercial_2019_Technical_GWh_After Competition Groups_85 | EC Plug Fan for Data Center (under cabinet) | 0.001291% | 0 | 0.16824 | Commercial_2019_Technical_GWh_After Competition Groups_EC Plug Fan for Data Center (under cabinet)
Commercial | COM ¦ Ductless Mini-Split Heat Pumps | 2019 | Technical | GWh | After Competition Groups | 0.13279 | 0 | 0 | 13029.9279 | 1.0191e-05 | 86 | Commercial_2019_Technical_GWh_After Competition Groups_86 | Ductless Mini-Split Heat Pumps | 0.001019% | 0 | 0.13279 | Commercial_2019_Technical_GWh_After Competition Groups_Ductless Mini-Split Heat Pumps
Commercial | Com ¦ Heat Pump Water Heater (50 Gallons) | 2019 | Technical | GWh | After Competition Groups | 0.092234 | 0 | 0 | 13029.9279 | 7.0786e-06 | 87 | Commercial_2019_Technical_GWh_After Competition Groups_87 | Heat Pump Water Heater (50 Gallons) | 0.0007079% | 0 | 0.092234 | Commercial_2019_Technical_GWh_After Competition Groups_Heat Pump Water Heater (50 Gallons)
Commercial | Com ¦ Exterior Photocell | 2019 | Technical | GWh | After Competition Groups | 0.080107 | 0 | 0 | 13029.9279 | 6.1479e-06 | 88 | Commercial_2019_Technical_GWh_After Competition Groups_88 | Exterior Photocell | 0.0006148% | 0 | 0.080107 | Commercial_2019_Technical_GWh_After Competition Groups_Exterior Photocell
Commercial | Com ¦ High Efficiency Chiller (avg of water and air cooled) | 2019 | Technical | GWh | After Competition Groups | 0.056895 | 0 | 0 | 13029.9279 | 4.3665e-06 | 89 | Commercial_2019_Technical_GWh_After Competition Groups_89 | High Efficiency Chiller (avg of water and air cooled) | 0.0004366% | 0 | 0.056895 | Commercial_2019_Technical_GWh_After Competition Groups_High Efficiency Chiller (avg of water and air cooled)
Commercial | Com ¦ Air Curtains | 2019 | Technical | GWh | After Competition Groups | 0.046718 | 0 | 0 | 13029.9279 | 3.5854e-06 | 90 | Commercial_2019_Technical_GWh_After Competition Groups_90 | Air Curtains | 0.0003585% | 0 | 0.046718 | Commercial_2019_Technical_GWh_After Competition Groups_Air Curtains
Commercial | Com ¦ eCube | 2019 | Technical | GWh | After Competition Groups | 0.018732 | 0 | 0 | 13029.9279 | 1.4376e-06 | 91 | Commercial_2019_Technical_GWh_After Competition Groups_91 | eCube | 0.0001438% | 0 | 0.018732 | Commercial_2019_Technical_GWh_After Competition Groups_eCube
Commercial | Com ¦ VSD Air Compressor | 2019 | Technical | GWh | After Competition Groups | 0.0052847 | 0 | 0 | 13029.9279 | 4.0558e-07 | 92 | Commercial_2019_Technical_GWh_After Competition Groups_92 | VSD Air Compressor | 4.056e-05% | 0 | 0.0052847 | Commercial_2019_Technical_GWh_After Competition Groups_VSD Air Compressor
Commercial | Com ¦ High Efficiency Induction Cooking | 2019 | Technical | GWh | After Competition Groups | 0.0050404 | 0 | 0 | 13029.9279 | 3.8683e-07 | 93 | Commercial_2019_Technical_GWh_After Competition Groups_93 | High Efficiency Induction Cooking | 3.868e-05% | 0 | 0.0050404 | Commercial_2019_Technical_GWh_After Competition Groups_High Efficiency Induction Cooking
Commercial | Com ¦ Electric Convection Combination Ovens | 2019 | Technical | GWh | After Competition Groups | 0.00040697 | 0 | 0 | 13029.9279 | 3.1233e-08 | 94 | Commercial_2019_Technical_GWh_After Competition Groups_94 | Electric Convection Combination Ovens | 3.123e-06% | 0 | 0.00040697 | Commercial_2019_Technical_GWh_After Competition Groups_Electric Convection Combination Ovens
Commercial | Com ¦ Building Recommissioning, Operations and Maintenance (O&M) Improvements | 2020 | Economic | GWh | After Competition Groups | 2450.9679 | 0 | 0 | 10501.1605 | 0.2334 | 1 | Commercial_2020_Economic_GWh_After Competition Groups_1 | Building Recommissioning, Operations and Maintenance (O&M) Improvements | 23.34% | 0 | 2450.9679 | Commercial_2020_Economic_GWh_After Competition Groups_Building Recommissioning, Operations and Maintenance (O&M) Improvements
Commercial | Com ¦ LED Troffer/Surface/Suspended | 2020 | Economic | GWh | After Competition Groups | 990.863 | 0 | 0 | 10501.1605 | 0.094357 | 2 | Commercial_2020_Economic_GWh_After Competition Groups_2 | LED Troffer/Surface/Suspended | 9.436% | 0 | 990.863 | Commercial_2020_Economic_GWh_After Competition Groups_LED Troffer/Surface/Suspended
Commercial | Com ¦ Education and Capacity Building/Energy Behavior | 2020 | Economic | GWh | After Competition Groups | 805.5794 | 0 | 0 | 10501.1605 | 0.076713 | 3 | Commercial_2020_Economic_GWh_After Competition Groups_3 | Education and Capacity Building/Energy Behavior | 7.671% | 0 | 805.5794 | Commercial_2020_Economic_GWh_After Competition Groups_Education and Capacity Building/Energy Behavior
Commercial | Com ¦ ENERGY STAR LED LAMPS (REFLECTOR LAMPs/MR16/PAR 16) | 2020 | Economic | GWh | After Competition Groups | 764.1542 | 0 | 0 | 10501.1605 | 0.072769 | 4 | Commercial_2020_Economic_GWh_After Competition Groups_4 | ENERGY STAR LED LAMPS (REFLECTOR LAMPs/MR16/PAR 16) | 7.277% | 0 | 764.1542 | Commercial_2020_Economic_GWh_After Competition Groups_ENERGY STAR LED LAMPS (REFLECTOR LAMPs/MR16/PAR 16)
Commercial | Com ¦ Furnace Tune-Up | 2020 | Economic | GWh | After Competition Groups | 685.5104 | 0 | 0 | 10501.1605 | 0.065279 | 5 | Commercial_2020_Economic_GWh_After Competition Groups_5 | Furnace Tune-Up | 6.528% | 0 | 685.5104 | Commercial_2020_Economic_GWh_After Competition Groups_Furnace Tune-Up
Commercial | Com ¦ LED Low/High Bay | 2020 | Economic | GWh | After Competition Groups | 535.6486 | 0 | 0 | 10501.1605 | 0.051009 | 6 | Commercial_2020_Economic_GWh_After Competition Groups_6 | LED Low/High Bay | 5.101% | 0 | 535.6486 | Commercial_2020_Economic_GWh_After Competition Groups_LED Low/High Bay
Commercial | Com ¦ LED EXTERIOR AREA LIGHTS - LED fixture (200W) | 2020 | Economic | GWh | After Competition Groups | 433.6031 | 0 | 0 | 10501.1605 | 0.041291 | 7 | Commercial_2020_Economic_GWh_After Competition Groups_7 | LED EXTERIOR AREA LIGHTS - LED fixture (200W) | 4.129% | 0 | 433.6031 | Commercial_2020_Economic_GWh_After Competition Groups_LED EXTERIOR AREA LIGHTS - LED fixture (200W)
Commercial | Com ¦ LED parking lot fixture | 2020 | Economic | GWh | After Competition Groups | 423.8151 | 0 | 0 | 10501.1605 | 0.040359 | 8 | Commercial_2020_Economic_GWh_After Competition Groups_8 | LED parking lot fixture | 4.036% | 0 | 423.8151 | Commercial_2020_Economic_GWh_After Competition Groups_LED parking lot fixture
Commercial | Com ¦ Advanced BAS/Controllers | 2020 | Economic | GWh | After Competition Groups | 311.193 | 0 | 0 | 10501.1605 | 0.029634 | 9 | Commercial_2020_Economic_GWh_After Competition Groups_9 | Advanced BAS/Controllers | 2.963% | 0 | 311.193 | Commercial_2020_Economic_GWh_After Competition Groups_Advanced BAS/Controllers
Commercial | Com ¦ LED street light fixture | 2020 | Economic | GWh | After Competition Groups | 249.1011 | 0 | 0 | 10501.1605 | 0.023721 | 10 | Commercial_2020_Economic_GWh_After Competition Groups_10 | LED street light fixture | 2.372% | 0 | 249.1011 | Commercial_2020_Economic_GWh_After Competition Groups_LED street light fixture
Commercial | Com ¦ Variable Frequency Drive (VFD) | 2020 | Economic | GWh | After Competition Groups | 227.2604 | 0 | 0 | 10501.1605 | 0.021641 | 11 | Commercial_2020_Economic_GWh_After Competition Groups_11 | Variable Frequency Drive (VFD) | 2.164% | 0 | 227.2604 | Commercial_2020_Economic_GWh_After Competition Groups_Variable Frequency Drive (VFD)
Commercial | Com ¦ Strip Curtains | 2020 | Economic | GWh | After Competition Groups | 224.1434 | 0 | 0 | 10501.1605 | 0.021345 | 12 | Commercial_2020_Economic_GWh_After Competition Groups_12 | Strip Curtains | 2.134% | 0 | 224.1434 | Commercial_2020_Economic_GWh_After Competition Groups_Strip Curtains
Commercial | Com ¦ VFD on Pumps | 2020 | Economic | GWh | After Competition Groups | 212.6652 | 0 | 0 | 10501.1605 | 0.020252 | 13 | Commercial_2020_Economic_GWh_After Competition Groups_13 | VFD on Pumps | 2.025% | 0 | 212.6652 | Commercial_2020_Economic_GWh_After Competition Groups_VFD on Pumps
Commercial | Com ¦ Demand Control Ventilation | 2020 | Economic | GWh | After Competition Groups | 200.9533 | 0 | 0 | 10501.1605 | 0.019136 | 14 | Commercial_2020_Economic_GWh_After Competition Groups_14 | Demand Control Ventilation | 1.914% | 0 | 200.9533 | Commercial_2020_Economic_GWh_After Competition Groups_Demand Control Ventilation
Commercial | Com ¦ Air Handler with Dedicated Outdoor Air Systems | 2020 | Economic | GWh | After Competition Groups | 173.4532 | 0 | 0 | 10501.1605 | 0.016518 | 15 | Commercial_2020_Economic_GWh_After Competition Groups_15 | Air Handler with Dedicated Outdoor Air Systems | 1.652% | 0 | 173.4532 | Commercial_2020_Economic_GWh_After Competition Groups_Air Handler with Dedicated Outdoor Air Systems
Commercial | Com ¦ ENERGY STAR LED LAMPS (General Service Lamps) | 2020 | Economic | GWh | After Competition Groups | 139.1853 | 0 | 0 | 10501.1605 | 0.013254 | 16 | Commercial_2020_Economic_GWh_After Competition Groups_16 | ENERGY STAR LED LAMPS (General Service Lamps) | 1.325% | 0 | 139.1853 | Commercial_2020_Economic_GWh_After Competition Groups_ENERGY STAR LED LAMPS (General Service Lamps)
Commercial | Com ¦ Data Center Storage/Server Virtualization | 2020 | Economic | GWh | After Competition Groups | 136.5249 | 0 | 0 | 10501.1605 | 0.013001 | 17 | Commercial_2020_Economic_GWh_After Competition Groups_17 | Data Center Storage/Server Virtualization | 1.3% | 0 | 136.5249 | Commercial_2020_Economic_GWh_After Competition Groups_Data Center Storage/Server Virtualization
Commercial | Com ¦ Centrally controlled desktop PC/NETWORK PC POWER MANAGEMENT SOFTWARE | 2020 | Economic | GWh | After Competition Groups | 134.7987 | 0 | 0 | 10501.1605 | 0.012837 | 18 | Commercial_2020_Economic_GWh_After Competition Groups_18 | Centrally controlled desktop PC/NETWORK PC POWER MANAGEMENT SOFTWARE | 1.284% | 0 | 134.7987 | Commercial_2020_Economic_GWh_After Competition Groups_Centrally controlled desktop PC/NETWORK PC POWER MANAGEMENT SOFTWARE
Commercial | Com ¦ Adaptive Thermostats | 2020 | Economic | GWh | After Competition Groups | 131.3767 | 0 | 0 | 10501.1605 | 0.012511 | 19 | Commercial_2020_Economic_GWh_After Competition Groups_19 | Adaptive Thermostats | 1.251% | 0 | 131.3767 | Commercial_2020_Economic_GWh_After Competition Groups_Adaptive Thermostats
Commercial | Com ¦ LED Replacement Lamp (Tube) | 2020 | Economic | GWh | After Competition Groups | 126.641 | 0 | 0 | 10501.1605 | 0.01206 | 20 | Commercial_2020_Economic_GWh_After Competition Groups_20 | LED Replacement Lamp (Tube) | 1.206% | 0 | 126.641 | Commercial_2020_Economic_GWh_After Competition Groups_LED Replacement Lamp (Tube)
Commercial | Com ¦ High Efficiency Air Source Heat Pump | 2020 | Economic | GWh | After Competition Groups | 117.0845 | 0 | 0 | 10501.1605 | 0.01115 | 21 | Commercial_2020_Economic_GWh_After Competition Groups_21 | High Efficiency Air Source Heat Pump | 1.115% | 0 | 117.0845 | Commercial_2020_Economic_GWh_After Competition Groups_High Efficiency Air Source Heat Pump
Commercial | Com ¦ LED or Equivalent Sign Lighting | 2020 | Economic | GWh | After Competition Groups | 113.3632 | 0 | 0 | 10501.1605 | 0.010795 | 22 | Commercial_2020_Economic_GWh_After Competition Groups_22 | LED or Equivalent Sign Lighting | 1.08% | 0 | 113.3632 | Commercial_2020_Economic_GWh_After Competition Groups_LED or Equivalent Sign Lighting
Commercial | Com ¦ ECM MOTORS FOR EVAPORATOR FANS for refrigeration (WALK-IN) | 2020 | Economic | GWh | After Competition Groups | 107.6429 | 0 | 0 | 10501.1605 | 0.010251 | 23 | Commercial_2020_Economic_GWh_After Competition Groups_23 | ECM MOTORS FOR EVAPORATOR FANS for refrigeration (WALK-IN) | 1.025% | 0 | 107.6429 | Commercial_2020_Economic_GWh_After Competition Groups_ECM MOTORS FOR EVAPORATOR FANS for refrigeration (WALK-IN)
Commercial | Com ¦ Condensing Unit Heaters or other Efficient Unit Heating System | 2020 | Economic | GWh | After Competition Groups | 103.1811 | 0 | 0 | 10501.1605 | 0.0098257 | 24 | Commercial_2020_Economic_GWh_After Competition Groups_24 | Condensing Unit Heaters or other Efficient Unit Heating System | 0.9826% | 0 | 103.1811 | Commercial_2020_Economic_GWh_After Competition Groups_Condensing Unit Heaters or other Efficient Unit Heating System
Commercial | Com ¦ Freezer Case Light Sensor | 2020 | Economic | GWh | After Competition Groups | 88.6564 | 0 | 0 | 10501.1605 | 0.0084425 | 25 | Commercial_2020_Economic_GWh_After Competition Groups_25 | Freezer Case Light Sensor | 0.8443% | 0 | 88.6564 | Commercial_2020_Economic_GWh_After Competition Groups_Freezer Case Light Sensor
Commercial | Com ¦ Evaporator Fan Controls | 2020 | Economic | GWh | After Competition Groups | 86.4804 | 0 | 0 | 10501.1605 | 0.0082353 | 26 | Commercial_2020_Economic_GWh_After Competition Groups_26 | Evaporator Fan Controls | 0.8235% | 0 | 86.4804 | Commercial_2020_Economic_GWh_After Competition Groups_Evaporator Fan Controls
Commercial | Com ¦ Occupancy Sensors | 2020 | Economic | GWh | After Competition Groups | 68.2129 | 0 | 0 | 10501.1605 | 0.0064957 | 27 | Commercial_2020_Economic_GWh_After Competition Groups_27 | Occupancy Sensors | 0.6496% | 0 | 68.2129 | Commercial_2020_Economic_GWh_After Competition Groups_Occupancy Sensors
Commercial | Com ¦ Demand Control Kitchen Ventilation | 2020 | Economic | GWh | After Competition Groups | 60.9305 | 0 | 0 | 10501.1605 | 0.0058023 | 28 | Commercial_2020_Economic_GWh_After Competition Groups_28 | Demand Control Kitchen Ventilation | 0.5802% | 0 | 60.9305 | Commercial_2020_Economic_GWh_After Competition Groups_Demand Control Kitchen Ventilation
Commercial | Com ¦ Reach-in Shaded Pole to ECM/PSC Evaporator Fan Motor | 2020 | Economic | GWh | After Competition Groups | 59.0229 | 0 | 0 | 10501.1605 | 0.0056206 | 29 | Commercial_2020_Economic_GWh_After Competition Groups_29 | Reach-in Shaded Pole to ECM/PSC Evaporator Fan Motor | 0.5621% | 0 | 59.0229 | Commercial_2020_Economic_GWh_After Competition Groups_Reach-in Shaded Pole to ECM/PSC Evaporator Fan Motor
Commercial | Com ¦ Unitary Air-Conditioning Unit | 2020 | Economic | GWh | After Competition Groups | 35.1395 | 0 | 0 | 10501.1605 | 0.0033462 | 30 | Commercial_2020_Economic_GWh_After Competition Groups_30 | Unitary Air-Conditioning Unit | 0.3346% | 0 | 35.1395 | Commercial_2020_Economic_GWh_After Competition Groups_Unitary Air-Conditioning Unit
Commercial | Com ¦ Temperature Adjustment in Commercial Freezers | 2020 | Economic | GWh | After Competition Groups | 33.0693 | 0 | 0 | 10501.1605 | 0.0031491 | 31 | Commercial_2020_Economic_GWh_After Competition Groups_31 | Temperature Adjustment in Commercial Freezers | 0.3149% | 0 | 33.0693 | Commercial_2020_Economic_GWh_After Competition Groups_Temperature Adjustment in Commercial Freezers
Commercial | Com ¦ Elec Storage WH 2.30 Et | 2020 | Economic | GWh | After Competition Groups | 30.0957 | 0 | 0 | 10501.1605 | 0.0028659 | 32 | Commercial_2020_Economic_GWh_After Competition Groups_32 | Elec Storage WH 2.30 Et | 0.2866% | 0 | 30.0957 | Commercial_2020_Economic_GWh_After Competition Groups_Elec Storage WH 2.30 Et
Commercial | Com ¦ BEVERAGE VENDING MACHINE CONTROLS | 2020 | Economic | GWh | After Competition Groups | 27.611 | 0 | 0 | 10501.1605 | 0.0026293 | 33 | Commercial_2020_Economic_GWh_After Competition Groups_33 | BEVERAGE VENDING MACHINE CONTROLS | 0.2629% | 0 | 27.611 | Commercial_2020_Economic_GWh_After Competition Groups_BEVERAGE VENDING MACHINE CONTROLS
Commercial | Com ¦ CO Sensors for parking garage exhaust fans | 2020 | Economic | GWh | After Competition Groups | 26.3837 | 0 | 0 | 10501.1605 | 0.0025125 | 34 | Commercial_2020_Economic_GWh_After Competition Groups_34 | CO Sensors for parking garage exhaust fans | 0.2512% | 0 | 26.3837 | Commercial_2020_Economic_GWh_After Competition Groups_CO Sensors for parking garage exhaust fans
Commercial | Com ¦ Vertical Night Covers | 2020 | Economic | GWh | After Competition Groups | 25.653 | 0 | 0 | 10501.1605 | 0.0024429 | 35 | Commercial_2020_Economic_GWh_After Competition Groups_35 | Vertical Night Covers | 0.2443% | 0 | 25.653 | Commercial_2020_Economic_GWh_After Competition Groups_Vertical Night Covers
Commercial | Com ¦ Energy Efficient Laboratory Fume Hood | 2020 | Economic | GWh | After Competition Groups | 23.2856 | 0 | 0 | 10501.1605 | 0.0022174 | 36 | Commercial_2020_Economic_GWh_After Competition Groups_36 | Energy Efficient Laboratory Fume Hood | 0.2217% | 0 | 23.2856 | Commercial_2020_Economic_GWh_After Competition Groups_Energy Efficient Laboratory Fume Hood
Commercial | Com ¦ Duct Insulation, R8 | 2020 | Economic | GWh | After Competition Groups | 22.8459 | 0 | 0 | 10501.1605 | 0.0021756 | 37 | Commercial_2020_Economic_GWh_After Competition Groups_37 | Duct Insulation, R8 | 0.2176% | 0 | 22.8459 | Commercial_2020_Economic_GWh_After Competition Groups_Duct Insulation, R8
Commercial | Com ¦ Water Heating (DHW) Pipe Insulation (Add 3/4\ Foam)" | 2020 | Economic | GWh | After Competition Groups | 22.081 | 0 | 0 | 10501.1605 | 0.0021027 | 38 | Commercial_2020_Economic_GWh_After Competition Groups_38 | Water Heating (DHW) Pipe Insulation (Add 3/4\ Foam)" | 0.2103% | 0 | 22.081 | Commercial_2020_Economic_GWh_After Competition Groups_Water Heating (DHW) Pipe Insulation (Add 3/4\ Foam)"
Commercial | Com ¦ Outside Air Economizer | 2020 | Economic | GWh | After Competition Groups | 15.5649 | 0 | 0 | 10501.1605 | 0.0014822 | 39 | Commercial_2020_Economic_GWh_After Competition Groups_39 | Outside Air Economizer | 0.1482% | 0 | 15.5649 | Commercial_2020_Economic_GWh_After Competition Groups_Outside Air Economizer
Commercial | Com ¦ Suction Pipe Insulation Freezer/Refrigerator | 2020 | Economic | GWh | After Competition Groups | 14.0201 | 0 | 0 | 10501.1605 | 0.0013351 | 40 | Commercial_2020_Economic_GWh_After Competition Groups_40 | Suction Pipe Insulation Freezer/Refrigerator | 0.1335% | 0 | 14.0201 | Commercial_2020_Economic_GWh_After Competition Groups_Suction Pipe Insulation Freezer/Refrigerator
Commercial | Com ¦ Refrigerated Display Case LED | 2020 | Economic | GWh | After Competition Groups | 9.1933 | 0 | 0 | 10501.1605 | 0.00087546 | 41 | Commercial_2020_Economic_GWh_After Competition Groups_41 | Refrigerated Display Case LED | 0.08755% | 0 | 9.1933 | Commercial_2020_Economic_GWh_After Competition Groups_Refrigerated Display Case LED
Commercial | Com ¦ ENERGY STAR Griddle (74% eff) | 2020 | Economic | GWh | After Competition Groups | 8.6573 | 0 | 0 | 10501.1605 | 0.00082441 | 42 | Commercial_2020_Economic_GWh_After Competition Groups_42 | ENERGY STAR Griddle (74% eff) | 0.08244% | 0 | 8.6573 | Commercial_2020_Economic_GWh_After Competition Groups_ENERGY STAR Griddle (74% eff)
Commercial | Com ¦ Chilled Water Optimization | 2020 | Economic | GWh | After Competition Groups | 8.3285 | 0 | 0 | 10501.1605 | 0.0007931 | 43 | Commercial_2020_Economic_GWh_After Competition Groups_43 | Chilled Water Optimization | 0.07931% | 0 | 8.3285 | Commercial_2020_Economic_GWh_After Competition Groups_Chilled Water Optimization
Commercial | Com ¦ ENERGY STAR Dishwasher | 2020 | Economic | GWh | After Competition Groups | 8.0043 | 0 | 0 | 10501.1605 | 0.00076223 | 44 | Commercial_2020_Economic_GWh_After Competition Groups_44 | ENERGY STAR Dishwasher | 0.07622% | 0 | 8.0043 | Commercial_2020_Economic_GWh_After Competition Groups_ENERGY STAR Dishwasher
Commercial | Com ¦ Water Source Heat Pump (4 ton) | 2020 | Economic | GWh | After Competition Groups | 6.4827 | 0 | 0 | 10501.1605 | 0.00061733 | 45 | Commercial_2020_Economic_GWh_After Competition Groups_45 | Water Source Heat Pump (4 ton) | 0.06173% | 0 | 6.4827 | Commercial_2020_Economic_GWh_After Competition Groups_Water Source Heat Pump (4 ton)
Commercial | Com ¦ Ozone Laundry Treatment | 2020 | Economic | GWh | After Competition Groups | 5.9929 | 0 | 0 | 10501.1605 | 0.00057069 | 46 | Commercial_2020_Economic_GWh_After Competition Groups_46 | Ozone Laundry Treatment | 0.05707% | 0 | 5.9929 | Commercial_2020_Economic_GWh_After Competition Groups_Ozone Laundry Treatment
Commercial | Com ¦ Demand controlled Circulating Systems | 2020 | Economic | GWh | After Competition Groups | 4.7323 | 0 | 0 | 10501.1605 | 0.00045064 | 47 | Commercial_2020_Economic_GWh_After Competition Groups_47 | Demand controlled Circulating Systems | 0.04506% | 0 | 4.7323 | Commercial_2020_Economic_GWh_After Competition Groups_Demand controlled Circulating Systems
Commercial | Com ¦ ENERGY STAR Fryer (84% eff) | 2020 | Economic | GWh | After Competition Groups | 2.9963 | 0 | 0 | 10501.1605 | 0.00028533 | 48 | Commercial_2020_Economic_GWh_After Competition Groups_48 | ENERGY STAR Fryer (84% eff) | 0.02853% | 0 | 2.9963 | Commercial_2020_Economic_GWh_After Competition Groups_ENERGY STAR Fryer (84% eff)
Commercial | Com ¦ ECM MOTORS FOR HVAC APPLICATION (FAN-POWERED VAV BOX) | 2020 | Economic | GWh | After Competition Groups | 2.4003 | 0 | 0 | 10501.1605 | 0.00022858 | 49 | Commercial_2020_Economic_GWh_After Competition Groups_49 | ECM MOTORS FOR HVAC APPLICATION (FAN-POWERED VAV BOX) | 0.02286% | 0 | 2.4003 | Commercial_2020_Economic_GWh_After Competition Groups_ECM MOTORS FOR HVAC APPLICATION (FAN-POWERED VAV BOX)
Commercial | Com ¦ ENERGY STAR Steam Cookers | 2020 | Economic | GWh | After Competition Groups | 1.4678 | 0 | 0 | 10501.1605 | 0.00013978 | 50 | Commercial_2020_Economic_GWh_After Competition Groups_50 | ENERGY STAR Steam Cookers | 0.01398% | 0 | 1.4678 | Commercial_2020_Economic_GWh_After Competition Groups_ENERGY STAR Steam Cookers
Commercial | Com ¦ Auto Off Time Switch or Time Clock control | 2020 | Economic | GWh | After Competition Groups | 1.2272 | 0 | 0 | 10501.1605 | 0.00011686 | 51 | Commercial_2020_Economic_GWh_After Competition Groups_51 | Auto Off Time Switch or Time Clock control | 0.01169% | 0 | 1.2272 | Commercial_2020_Economic_GWh_After Competition Groups_Auto Off Time Switch or Time Clock control
Commercial | Com ¦ Thermostat Setback | 2020 | Economic | GWh | After Competition Groups | 0.94993 | 0 | 0 | 10501.1605 | 9.0459e-05 | 52 | Commercial_2020_Economic_GWh_After Competition Groups_52 | Thermostat Setback | 0.009046% | 0 | 0.94993 | Commercial_2020_Economic_GWh_After Competition Groups_Thermostat Setback
Commercial | Com ¦ Solar Water Preheat (Pools/DHW) | 2020 | Economic | GWh | After Competition Groups | 0.66057 | 0 | 0 | 10501.1605 | 6.2905e-05 | 53 | Commercial_2020_Economic_GWh_After Competition Groups_53 | Solar Water Preheat (Pools/DHW) | 0.00629% | 0 | 0.66057 | Commercial_2020_Economic_GWh_After Competition Groups_Solar Water Preheat (Pools/DHW)
Commercial | Com ¦ PTAC (12 EER/10,000 BTU) | 2020 | Economic | GWh | After Competition Groups | 0.5575 | 0 | 0 | 10501.1605 | 5.3089e-05 | 54 | Commercial_2020_Economic_GWh_After Competition Groups_54 | PTAC (12 EER/10,000 BTU) | 0.005309% | 0 | 0.5575 | Commercial_2020_Economic_GWh_After Competition Groups_PTAC (12 EER/10,000 BTU)
Commercial | Com ¦ CEE Tier 2/Energy Star Clothes Washers | 2020 | Economic | GWh | After Competition Groups | 0.38797 | 0 | 0 | 10501.1605 | 3.6945e-05 | 55 | Commercial_2020_Economic_GWh_After Competition Groups_55 | CEE Tier 2/Energy Star Clothes Washers | 0.003695% | 0 | 0.38797 | Commercial_2020_Economic_GWh_After Competition Groups_CEE Tier 2/Energy Star Clothes Washers
Commercial | Com ¦ Low Flow Pre-Rinse Spray Nozzle | 2020 | Economic | GWh | After Competition Groups | 0.32136 | 0 | 0 | 10501.1605 | 3.0602e-05 | 56 | Commercial_2020_Economic_GWh_After Competition Groups_56 | Low Flow Pre-Rinse Spray Nozzle | 0.00306% | 0 | 0.32136 | Commercial_2020_Economic_GWh_After Competition Groups_Low Flow Pre-Rinse Spray Nozzle
Commercial | COM ¦ Ductless Mini-Split Heat Pumps | 2020 | Economic | GWh | After Competition Groups | 0.2596 | 0 | 0 | 10501.1605 | 2.4721e-05 | 57 | Commercial_2020_Economic_GWh_After Competition Groups_57 | Ductless Mini-Split Heat Pumps | 0.002472% | 0 | 0.2596 | Commercial_2020_Economic_GWh_After Competition Groups_Ductless Mini-Split Heat Pumps
Commercial | Com ¦ Wall Insulation | 2020 | Economic | GWh | After Competition Groups | 0.20064 | 0 | 0 | 10501.1605 | 1.9106e-05 | 58 | Commercial_2020_Economic_GWh_After Competition Groups_58 | Wall Insulation | 0.001911% | 0 | 0.20064 | Commercial_2020_Economic_GWh_After Competition Groups_Wall Insulation
Commercial | Com ¦ HVAC Optimization | 2020 | Economic | GWh | After Competition Groups | 0.19784 | 0 | 0 | 10501.1605 | 1.884e-05 | 59 | Commercial_2020_Economic_GWh_After Competition Groups_59 | HVAC Optimization | 0.001884% | 0 | 0.19784 | Commercial_2020_Economic_GWh_After Competition Groups_HVAC Optimization
Commercial | Com ¦ Energy Recovery Ventilation and Ventilation (Enhanced) | 2020 | Economic | GWh | After Competition Groups | 0.13864 | 0 | 0 | 10501.1605 | 1.3203e-05 | 60 | Commercial_2020_Economic_GWh_After Competition Groups_60 | Energy Recovery Ventilation and Ventilation (Enhanced) | 0.00132% | 0 | 0.13864 | Commercial_2020_Economic_GWh_After Competition Groups_Energy Recovery Ventilation and Ventilation (Enhanced)
Commercial | Com ¦ Commercial Hot Food Holding Cabinets | 2020 | Economic | GWh | After Competition Groups | 0.13243 | 0 | 0 | 10501.1605 | 1.2611e-05 | 61 | Commercial_2020_Economic_GWh_After Competition Groups_61 | Commercial Hot Food Holding Cabinets | 0.001261% | 0 | 0.13243 | Commercial_2020_Economic_GWh_After Competition Groups_Commercial Hot Food Holding Cabinets
Commercial | Com ¦ Air Curtains | 2020 | Economic | GWh | After Competition Groups | 0.047892 | 0 | 0 | 10501.1605 | 4.5607e-06 | 62 | Commercial_2020_Economic_GWh_After Competition Groups_62 | Air Curtains | 0.0004561% | 0 | 0.047892 | Commercial_2020_Economic_GWh_After Competition Groups_Air Curtains
Commercial | Com ¦ Room AC (w/ louvered sides) 14 SEER from 12 SEER code | 2020 | Economic | GWh | After Competition Groups | 0.030984 | 0 | 0 | 10501.1605 | 2.9505e-06 | 63 | Commercial_2020_Economic_GWh_After Competition Groups_63 | Room AC (w/ louvered sides) 14 SEER from 12 SEER code | 0.000295% | 0 | 0.030984 | Commercial_2020_Economic_GWh_After Competition Groups_Room AC (w/ louvered sides) 14 SEER from 12 SEER code
Commercial | Com ¦ EC Plug Fan for Data Center (under cabinet) | 2020 | Economic | GWh | After Competition Groups | 0.011256 | 0 | 0 | 10501.1605 | 1.0719e-06 | 64 | Commercial_2020_Economic_GWh_After Competition Groups_64 | EC Plug Fan for Data Center (under cabinet) | 0.0001072% | 0 | 0.011256 | Commercial_2020_Economic_GWh_After Competition Groups_EC Plug Fan for Data Center (under cabinet)
Commercial | Com ¦ VSD Air Compressor | 2020 | Economic | GWh | After Competition Groups | 0.010296 | 0 | 0 | 10501.1605 | 9.8044e-07 | 65 | Commercial_2020_Economic_GWh_After Competition Groups_65 | VSD Air Compressor | 9.804e-05% | 0 | 0.010296 | Commercial_2020_Economic_GWh_After Competition Groups_VSD Air Compressor
Commercial | Com ¦ High Efficiency Chiller (avg of water and air cooled) | 2020 | Economic | GWh | After Competition Groups | 0.0077715 | 0 | 0 | 10501.1605 | 7.4006e-07 | 66 | Commercial_2020_Economic_GWh_After Competition Groups_66 | High Efficiency Chiller (avg of water and air cooled) | 7.401e-05% | 0 | 0.0077715 | Commercial_2020_Economic_GWh_After Competition Groups_High Efficiency Chiller (avg of water and air cooled)
Commercial | Com ¦ Electric Convection Combination Ovens | 2020 | Economic | GWh | After Competition Groups | 0.00078921 | 0 | 0 | 10501.1605 | 7.5155e-08 | 67 | Commercial_2020_Economic_GWh_After Competition Groups_67 | Electric Convection Combination Ovens | 7.515e-06% | 0 | 0.00078921 | Commercial_2020_Economic_GWh_After Competition Groups_Electric Convection Combination Ovens
Commercial | Com ¦ Condensing Make Up Air Unit | 2020 | Economic | GWh | After Competition Groups | 0 | 0 | 0 | 10501.1605 | 0 | 68 | Commercial_2020_Economic_GWh_After Competition Groups_68 | Condensing Make Up Air Unit | 0% | 0 | 0 | Commercial_2020_Economic_GWh_After Competition Groups_Condensing Make Up Air Unit
Commercial | Com ¦ Door Gasket Freezer/Refrigerator | 2020 | Economic | GWh | After Competition Groups | 0 | 0 | 0 | 10501.1605 | 0 | 69 | Commercial_2020_Economic_GWh_After Competition Groups_69 | Door Gasket Freezer/Refrigerator | 0% | 0 | 0 | Commercial_2020_Economic_GWh_After Competition Groups_Door Gasket Freezer/Refrigerator
Commercial | Com ¦ Efficient compressor motor | 2020 | Economic | GWh | After Competition Groups | 0 | 0 | 0 | 10501.1605 | 0 | 70 | Commercial_2020_Economic_GWh_After Competition Groups_70 | Efficient compressor motor | 0% | 0 | 0 | Commercial_2020_Economic_GWh_After Competition Groups_Efficient compressor motor
Commercial | Com ¦ Indoor Daylight Sensors/Photocell Dimming Control | 2020 | Economic | GWh | After Competition Groups | 0 | 0 | 0 | 10501.1605 | 0 | 71 | Commercial_2020_Economic_GWh_After Competition Groups_71 | Indoor Daylight Sensors/Photocell Dimming Control | 0% | 0 | 0 | Commercial_2020_Economic_GWh_After Competition Groups_Indoor Daylight Sensors/Photocell Dimming Control
Commercial | Com ¦ LED RECESSED DOWNLIGHTS | 2020 | Economic | GWh | After Competition Groups | 0 | 0 | 0 | 10501.1605 | 0 | 72 | Commercial_2020_Economic_GWh_After Competition Groups_72 | LED RECESSED DOWNLIGHTS | 0% | 0 | 0 | Commercial_2020_Economic_GWh_After Competition Groups_LED RECESSED DOWNLIGHTS
Commercial | Com ¦ Notched V belts for HVAC Systems | 2020 | Economic | GWh | After Competition Groups | 0 | 0 | 0 | 10501.1605 | 0 | 73 | Commercial_2020_Economic_GWh_After Competition Groups_73 | Notched V belts for HVAC Systems | 0% | 0 | 0 | Commercial_2020_Economic_GWh_After Competition Groups_Notched V belts for HVAC Systems
Commercial | Com ¦ Refrigerated Display Case Doors | 2020 | Economic | GWh | After Competition Groups | 0 | 0 | 0 | 10501.1605 | 0 | 74 | Commercial_2020_Economic_GWh_After Competition Groups_74 | Refrigerated Display Case Doors | 0% | 0 | 0 | Commercial_2020_Economic_GWh_After Competition Groups_Refrigerated Display Case Doors
Commercial | Com ¦ Variable Refrigerant Flow Heat Pump | 2020 | Economic | GWh | After Competition Groups | 0 | 0 | 0 | 10501.1605 | 0 | 75 | Commercial_2020_Economic_GWh_After Competition Groups_75 | Variable Refrigerant Flow Heat Pump | 0% | 0 | 0 | Commercial_2020_Economic_GWh_After Competition Groups_Variable Refrigerant Flow Heat Pump
Commercial | Com ¦ ENERGY STAR LED LAMPS (REFLECTOR LAMPs/MR16/PAR 16) | 2020 | SC A | GWh | After Competition Groups | 253.5187 | 10356947.8748 | 10.3569 | 1207.6429 | 0.20993 | 1 | Commercial_2020_SC A_GWh_After Competition Groups_1 | ENERGY STAR LED LAMPS (REFLECTOR LAMPs/MR16/PAR 16) | 20.99% | 10.3569 | 253.5187 | Commercial_2020_SC A_GWh_After Competition Groups_ENERGY STAR LED LAMPS (REFLECTOR LAMPs/MR16/PAR 16)
Commercial | Com ¦ LED parking lot fixture | 2020 | SC A | GWh | After Competition Groups | 133.9608 | 8313377.1072 | 8.3134 | 1207.6429 | 0.11093 | 2 | Commercial_2020_SC A_GWh_After Competition Groups_2 | LED parking lot fixture | 11.09% | 8.3134 | 133.9608 | Commercial_2020_SC A_GWh_After Competition Groups_LED parking lot fixture
Commercial | Com ¦ LED EXTERIOR AREA LIGHTS - LED fixture (200W) | 2020 | SC A | GWh | After Competition Groups | 131.0157 | 8201728.87 | 8.2017 | 1207.6429 | 0.10849 | 3 | Commercial_2020_SC A_GWh_After Competition Groups_3 | LED EXTERIOR AREA LIGHTS - LED fixture (200W) | 10.85% | 8.2017 | 131.0157 | Commercial_2020_SC A_GWh_After Competition Groups_LED EXTERIOR AREA LIGHTS - LED fixture (200W)
Commercial | Com ¦ LED Replacement Lamp (Tube) | 2020 | SC A | GWh | After Competition Groups | 90.5205 | 0 | 0 | 1207.6429 | 0.074956 | 4 | Commercial_2020_SC A_GWh_After Competition Groups_4 | LED Replacement Lamp (Tube) | 7.496% | 0 | 90.5205 | Commercial_2020_SC A_GWh_After Competition Groups_LED Replacement Lamp (Tube)
Commercial | Com ¦ LED street light fixture | 2020 | SC A | GWh | After Competition Groups | 70.1681 | 12430415.1272 | 12.4304 | 1207.6429 | 0.058103 | 5 | Commercial_2020_SC A_GWh_After Competition Groups_5 | LED street light fixture | 5.81% | 12.4304 | 70.1681 | Commercial_2020_SC A_GWh_After Competition Groups_LED street light fixture
Commercial | Com ¦ LED Troffer/Surface/Suspended | 2020 | SC A | GWh | After Competition Groups | 60.2959 | 24025450.664 | 24.0255 | 1207.6429 | 0.049929 | 6 | Commercial_2020_SC A_GWh_After Competition Groups_6 | LED Troffer/Surface/Suspended | 4.993% | 24.0255 | 60.2959 | Commercial_2020_SC A_GWh_After Competition Groups_LED Troffer/Surface/Suspended
Commercial | Com ¦ LED Low/High Bay | 2020 | SC A | GWh | After Competition Groups | 56.5505 | 9823619.9653 | 9.8236 | 1207.6429 | 0.046827 | 7 | Commercial_2020_SC A_GWh_After Competition Groups_7 | LED Low/High Bay | 4.683% | 9.8236 | 56.5505 | Commercial_2020_SC A_GWh_After Competition Groups_LED Low/High Bay
Commercial | Com ¦ ENERGY STAR LED LAMPS (General Service Lamps) | 2020 | SC A | GWh | After Competition Groups | 54.2352 | 1196157.7773 | 1.1962 | 1207.6429 | 0.04491 | 8 | Commercial_2020_SC A_GWh_After Competition Groups_8 | ENERGY STAR LED LAMPS (General Service Lamps) | 4.491% | 1.1962 | 54.2352 | Commercial_2020_SC A_GWh_After Competition Groups_ENERGY STAR LED LAMPS (General Service Lamps)
Commercial | Com ¦ Data Center Storage/Server Virtualization | 2020 | SC A | GWh | After Competition Groups | 51.3581 | 0 | 0 | 1207.6429 | 0.042528 | 9 | Commercial_2020_SC A_GWh_After Competition Groups_9 | Data Center Storage/Server Virtualization | 4.253% | 0 | 51.3581 | Commercial_2020_SC A_GWh_After Competition Groups_Data Center Storage/Server Virtualization
Commercial | Com ¦ Building Recommissioning, Operations and Maintenance (O&M) Improvements | 2020 | SC A | GWh | After Competition Groups | 45.8768 | 613012.5848 | 0.61301 | 1207.6429 | 0.037989 | 10 | Commercial_2020_SC A_GWh_After Competition Groups_10 | Building Recommissioning, Operations and Maintenance (O&M) Improvements | 3.799% | 0.61301 | 45.8768 | Commercial_2020_SC A_GWh_After Competition Groups_Building Recommissioning, Operations and Maintenance (O&M) Improvements
Commercial | Com ¦ Reach-in Shaded Pole to ECM/PSC Evaporator Fan Motor | 2020 | SC A | GWh | After Competition Groups | 29.2953 | 1996901.5902 | 1.9969 | 1207.6429 | 0.024258 | 11 | Commercial_2020_SC A_GWh_After Competition Groups_11 | Reach-in Shaded Pole to ECM/PSC Evaporator Fan Motor | 2.426% | 1.9969 | 29.2953 | Commercial_2020_SC A_GWh_After Competition Groups_Reach-in Shaded Pole to ECM/PSC Evaporator Fan Motor
Commercial | Com ¦ High Efficiency Air Source Heat Pump | 2020 | SC A | GWh | After Competition Groups | 28.9554 | 837552.668 | 0.83755 | 1207.6429 | 0.023977 | 12 | Commercial_2020_SC A_GWh_After Competition Groups_12 | High Efficiency Air Source Heat Pump | 2.398% | 0.83755 | 28.9554 | Commercial_2020_SC A_GWh_After Competition Groups_High Efficiency Air Source Heat Pump
Commercial | Com ¦ Furnace Tune-Up | 2020 | SC A | GWh | After Competition Groups | 28.42 | 51221.7213 | 0.051222 | 1207.6429 | 0.023533 | 13 | Commercial_2020_SC A_GWh_After Competition Groups_13 | Furnace Tune-Up | 2.353% | 0.051222 | 28.42 | Commercial_2020_SC A_GWh_After Competition Groups_Furnace Tune-Up
Commercial | Com ¦ LED or Equivalent Sign Lighting | 2020 | SC A | GWh | After Competition Groups | 26.5366 | 3645373.881 | 3.6454 | 1207.6429 | 0.021974 | 14 | Commercial_2020_SC A_GWh_After Competition Groups_14 | LED or Equivalent Sign Lighting | 2.197% | 3.6454 | 26.5366 | Commercial_2020_SC A_GWh_After Competition Groups_LED or Equivalent Sign Lighting
Commercial | Com ¦ Education and Capacity Building/Energy Behavior | 2020 | SC A | GWh | After Competition Groups | 17.8319 | 330207.6897 | 0.33021 | 1207.6429 | 0.014766 | 15 | Commercial_2020_SC A_GWh_After Competition Groups_15 | Education and Capacity Building/Energy Behavior | 1.477% | 0.33021 | 17.8319 | Commercial_2020_SC A_GWh_After Competition Groups_Education and Capacity Building/Energy Behavior
Commercial | Com ¦ Strip Curtains | 2020 | SC A | GWh | After Competition Groups | 16.7931 | 82975.5778 | 0.082976 | 1207.6429 | 0.013906 | 16 | Commercial_2020_SC A_GWh_After Competition Groups_16 | Strip Curtains | 1.391% | 0.082976 | 16.7931 | Commercial_2020_SC A_GWh_After Competition Groups_Strip Curtains
Commercial | Com ¦ Advanced BAS/Controllers | 2020 | SC A | GWh | After Competition Groups | 12.7562 | 134623.0995 | 0.13462 | 1207.6429 | 0.010563 | 17 | Commercial_2020_SC A_GWh_After Competition Groups_17 | Advanced BAS/Controllers | 1.056% | 0.13462 | 12.7562 | Commercial_2020_SC A_GWh_After Competition Groups_Advanced BAS/Controllers
Commercial | Com ¦ Centrally controlled desktop PC/NETWORK PC POWER MANAGEMENT SOFTWARE | 2020 | SC A | GWh | After Competition Groups | 10.0104 | 357070.9531 | 0.35707 | 1207.6429 | 0.0082892 | 18 | Commercial_2020_SC A_GWh_After Competition Groups_18 | Centrally controlled desktop PC/NETWORK PC POWER MANAGEMENT SOFTWARE | 0.8289% | 0.35707 | 10.0104 | Commercial_2020_SC A_GWh_After Competition Groups_Centrally controlled desktop PC/NETWORK PC POWER MANAGEMENT SOFTWARE
Commercial | Com ¦ Variable Frequency Drive (VFD) | 2020 | SC A | GWh | After Competition Groups | 9.46 | 845210.3994 | 0.84521 | 1207.6429 | 0.0078335 | 19 | Commercial_2020_SC A_GWh_After Competition Groups_19 | Variable Frequency Drive (VFD) | 0.7833% | 0.84521 | 9.46 | Commercial_2020_SC A_GWh_After Competition Groups_Variable Frequency Drive (VFD)
Commercial | Com ¦ VFD on Pumps | 2020 | SC A | GWh | After Competition Groups | 8.799 | 809298.9451 | 0.8093 | 1207.6429 | 0.0072861 | 20 | Commercial_2020_SC A_GWh_After Competition Groups_20 | VFD on Pumps | 0.7286% | 0.8093 | 8.799 | Commercial_2020_SC A_GWh_After Competition Groups_VFD on Pumps
Commercial | Com ¦ Demand Control Ventilation | 2020 | SC A | GWh | After Competition Groups | 8.4525 | 127779.6729 | 0.12778 | 1207.6429 | 0.0069992 | 21 | Commercial_2020_SC A_GWh_After Competition Groups_21 | Demand Control Ventilation | 0.6999% | 0.12778 | 8.4525 | Commercial_2020_SC A_GWh_After Competition Groups_Demand Control Ventilation
Commercial | Com ¦ Adaptive Thermostats | 2020 | SC A | GWh | After Competition Groups | 7.4889 | 856821.1854 | 0.85682 | 1207.6429 | 0.0062013 | 22 | Commercial_2020_SC A_GWh_After Competition Groups_22 | Adaptive Thermostats | 0.6201% | 0.85682 | 7.4889 | Commercial_2020_SC A_GWh_After Competition Groups_Adaptive Thermostats
Commercial | Com ¦ Air Handler with Dedicated Outdoor Air Systems | 2020 | SC A | GWh | After Competition Groups | 4.952 | 0 | 0 | 1207.6429 | 0.0041005 | 23 | Commercial_2020_SC A_GWh_After Competition Groups_23 | Air Handler with Dedicated Outdoor Air Systems | 0.4101% | 0 | 4.952 | Commercial_2020_SC A_GWh_After Competition Groups_Air Handler with Dedicated Outdoor Air Systems
Commercial | Com ¦ Refrigerated Display Case LED | 2020 | SC A | GWh | After Competition Groups | 4.9071 | 525337.7657 | 0.52534 | 1207.6429 | 0.0040634 | 24 | Commercial_2020_SC A_GWh_After Competition Groups_24 | Refrigerated Display Case LED | 0.4063% | 0.52534 | 4.9071 | Commercial_2020_SC A_GWh_After Competition Groups_Refrigerated Display Case LED
Commercial | Com ¦ ECM MOTORS FOR EVAPORATOR FANS for refrigeration (WALK-IN) | 2020 | SC A | GWh | After Competition Groups | 4.4247 | 511411.1684 | 0.51141 | 1207.6429 | 0.0036639 | 25 | Commercial_2020_SC A_GWh_After Competition Groups_25 | ECM MOTORS FOR EVAPORATOR FANS for refrigeration (WALK-IN) | 0.3664% | 0.51141 | 4.4247 | Commercial_2020_SC A_GWh_After Competition Groups_ECM MOTORS FOR EVAPORATOR FANS for refrigeration (WALK-IN)
Commercial | Com ¦ Condensing Unit Heaters or other Efficient Unit Heating System | 2020 | SC A | GWh | After Competition Groups | 4.2746 | 15376.131 | 0.015376 | 1207.6429 | 0.0035396 | 26 | Commercial_2020_SC A_GWh_After Competition Groups_26 | Condensing Unit Heaters or other Efficient Unit Heating System | 0.354% | 0.015376 | 4.2746 | Commercial_2020_SC A_GWh_After Competition Groups_Condensing Unit Heaters or other Efficient Unit Heating System
Commercial | Com ¦ ENERGY STAR Griddle (74% eff) | 2020 | SC A | GWh | After Competition Groups | 4.133 | 205536.2883 | 0.20554 | 1207.6429 | 0.0034224 | 27 | Commercial_2020_SC A_GWh_After Competition Groups_27 | ENERGY STAR Griddle (74% eff) | 0.3422% | 0.20554 | 4.133 | Commercial_2020_SC A_GWh_After Competition Groups_ENERGY STAR Griddle (74% eff)
Commercial | Com ¦ Evaporator Fan Controls | 2020 | SC A | GWh | After Competition Groups | 3.5452 | 80088.8536 | 0.080089 | 1207.6429 | 0.0029356 | 28 | Commercial_2020_SC A_GWh_After Competition Groups_28 | Evaporator Fan Controls | 0.2936% | 0.080089 | 3.5452 | Commercial_2020_SC A_GWh_After Competition Groups_Evaporator Fan Controls
Commercial | Com ¦ Demand Control Kitchen Ventilation | 2020 | SC A | GWh | After Competition Groups | 3.2968 | 31264.3552 | 0.031264 | 1207.6429 | 0.0027299 | 29 | Commercial_2020_SC A_GWh_After Competition Groups_29 | Demand Control Kitchen Ventilation | 0.273% | 0.031264 | 3.2968 | Commercial_2020_SC A_GWh_After Competition Groups_Demand Control Kitchen Ventilation
Commercial | Com ¦ Freezer Case Light Sensor | 2020 | SC A | GWh | After Competition Groups | 3.1232 | 587801.9969 | 0.5878 | 1207.6429 | 0.0025862 | 30 | Commercial_2020_SC A_GWh_After Competition Groups_30 | Freezer Case Light Sensor | 0.2586% | 0.5878 | 3.1232 | Commercial_2020_SC A_GWh_After Competition Groups_Freezer Case Light Sensor
Commercial | Com ¦ Occupancy Sensors | 2020 | SC A | GWh | After Competition Groups | 2.9835 | 3266.7974 | 0.0032668 | 1207.6429 | 0.0024705 | 31 | Commercial_2020_SC A_GWh_After Competition Groups_31 | Occupancy Sensors | 0.2471% | 0.0032668 | 2.9835 | Commercial_2020_SC A_GWh_After Competition Groups_Occupancy Sensors
Commercial | Com ¦ Chilled Water Optimization | 2020 | SC A | GWh | After Competition Groups | 2.4484 | 350705.89 | 0.35071 | 1207.6429 | 0.0020274 | 32 | Commercial_2020_SC A_GWh_After Competition Groups_32 | Chilled Water Optimization | 0.2027% | 0.35071 | 2.4484 | Commercial_2020_SC A_GWh_After Competition Groups_Chilled Water Optimization
Commercial | Com ¦ Unitary Air-Conditioning Unit | 2020 | SC A | GWh | After Competition Groups | 1.8544 | 230118.2178 | 0.23012 | 1207.6429 | 0.0015356 | 33 | Commercial_2020_SC A_GWh_After Competition Groups_33 | Unitary Air-Conditioning Unit | 0.1536% | 0.23012 | 1.8544 | Commercial_2020_SC A_GWh_After Competition Groups_Unitary Air-Conditioning Unit
Commercial | Com ¦ ENERGY STAR Fryer (84% eff) | 2020 | SC A | GWh | After Competition Groups | 1.4607 | 136701.2922 | 0.1367 | 1207.6429 | 0.0012095 | 34 | Commercial_2020_SC A_GWh_After Competition Groups_34 | ENERGY STAR Fryer (84% eff) | 0.121% | 0.1367 | 1.4607 | Commercial_2020_SC A_GWh_After Competition Groups_ENERGY STAR Fryer (84% eff)
Commercial | Com ¦ Temperature Adjustment in Commercial Freezers | 2020 | SC A | GWh | After Competition Groups | 1.3568 | 0 | 0 | 1207.6429 | 0.0011235 | 35 | Commercial_2020_SC A_GWh_After Competition Groups_35 | Temperature Adjustment in Commercial Freezers | 0.1124% | 0 | 1.3568 | Commercial_2020_SC A_GWh_After Competition Groups_Temperature Adjustment in Commercial Freezers
Commercial | Com ¦ Elec Storage WH 2.30 Et | 2020 | SC A | GWh | After Competition Groups | 1.2638 | 276406.95 | 0.27641 | 1207.6429 | 0.0010465 | 36 | Commercial_2020_SC A_GWh_After Competition Groups_36 | Elec Storage WH 2.30 Et | 0.1046% | 0.27641 | 1.2638 | Commercial_2020_SC A_GWh_After Competition Groups_Elec Storage WH 2.30 Et
Commercial | Com ¦ Outside Air Economizer | 2020 | SC A | GWh | After Competition Groups | 1.209 | 65192.9489 | 0.065193 | 1207.6429 | 0.0010011 | 37 | Commercial_2020_SC A_GWh_After Competition Groups_37 | Outside Air Economizer | 0.1001% | 0.065193 | 1.209 | Commercial_2020_SC A_GWh_After Competition Groups_Outside Air Economizer
Commercial | Com ¦ CO Sensors for parking garage exhaust fans | 2020 | SC A | GWh | After Competition Groups | 1.1005 | 145926.0167 | 0.14593 | 1207.6429 | 0.00091126 | 38 | Commercial_2020_SC A_GWh_After Competition Groups_38 | CO Sensors for parking garage exhaust fans | 0.09113% | 0.14593 | 1.1005 | Commercial_2020_SC A_GWh_After Competition Groups_CO Sensors for parking garage exhaust fans
Commercial | Com ¦ Vertical Night Covers | 2020 | SC A | GWh | After Competition Groups | 1.034 | 60294.2434 | 0.060294 | 1207.6429 | 0.00085618 | 39 | Commercial_2020_SC A_GWh_After Competition Groups_39 | Vertical Night Covers | 0.08562% | 0.060294 | 1.034 | Commercial_2020_SC A_GWh_After Competition Groups_Vertical Night Covers
Commercial | Com ¦ BEVERAGE VENDING MACHINE CONTROLS | 2020 | SC A | GWh | After Competition Groups | 0.95113 | 59238.0162 | 0.059238 | 1207.6429 | 0.0007876 | 40 | Commercial_2020_SC A_GWh_After Competition Groups_40 | BEVERAGE VENDING MACHINE CONTROLS | 0.07876% | 0.059238 | 0.95113 | Commercial_2020_SC A_GWh_After Competition Groups_BEVERAGE VENDING MACHINE CONTROLS
Commercial | Com ¦ Duct Insulation, R8 | 2020 | SC A | GWh | After Competition Groups | 0.93602 | 140117.9802 | 0.14012 | 1207.6429 | 0.00077508 | 41 | Commercial_2020_SC A_GWh_After Competition Groups_41 | Duct Insulation, R8 | 0.07751% | 0.14012 | 0.93602 | Commercial_2020_SC A_GWh_After Competition Groups_Duct Insulation, R8
Commercial | Com ¦ Water Heating (DHW) Pipe Insulation (Add 3/4\ Foam)" | 2020 | SC A | GWh | After Competition Groups | 0.90935 | 109268.4662 | 0.10927 | 1207.6429 | 0.000753 | 42 | Commercial_2020_SC A_GWh_After Competition Groups_42 | Water Heating (DHW) Pipe Insulation (Add 3/4\ Foam)" | 0.0753% | 0.10927 | 0.90935 | Commercial_2020_SC A_GWh_After Competition Groups_Water Heating (DHW) Pipe Insulation (Add 3/4\ Foam)"
Commercial | Com ¦ Energy Efficient Laboratory Fume Hood | 2020 | SC A | GWh | After Competition Groups | 0.90051 | 142040.0287 | 0.14204 | 1207.6429 | 0.00074568 | 43 | Commercial_2020_SC A_GWh_After Competition Groups_43 | Energy Efficient Laboratory Fume Hood | 0.07457% | 0.14204 | 0.90051 | Commercial_2020_SC A_GWh_After Competition Groups_Energy Efficient Laboratory Fume Hood
Commercial | Com ¦ Thermostat Setback | 2020 | SC A | GWh | After Competition Groups | 0.78667 | 0 | 0 | 1207.6429 | 0.00065141 | 44 | Commercial_2020_SC A_GWh_After Competition Groups_44 | Thermostat Setback | 0.06514% | 0 | 0.78667 | Commercial_2020_SC A_GWh_After Competition Groups_Thermostat Setback
Commercial | Com ¦ ENERGY STAR Steam Cookers | 2020 | SC A | GWh | After Competition Groups | 0.69662 | 71880.8475 | 0.071881 | 1207.6429 | 0.00057684 | 45 | Commercial_2020_SC A_GWh_After Competition Groups_45 | ENERGY STAR Steam Cookers | 0.05768% | 0.071881 | 0.69662 | Commercial_2020_SC A_GWh_After Competition Groups_ENERGY STAR Steam Cookers
Commercial | Com ¦ ENERGY STAR Dishwasher | 2020 | SC A | GWh | After Competition Groups | 0.67316 | 24153.3974 | 0.024153 | 1207.6429 | 0.00055742 | 46 | Commercial_2020_SC A_GWh_After Competition Groups_46 | ENERGY STAR Dishwasher | 0.05574% | 0.024153 | 0.67316 | Commercial_2020_SC A_GWh_After Competition Groups_ENERGY STAR Dishwasher
Commercial | Com ¦ Suction Pipe Insulation Freezer/Refrigerator | 2020 | SC A | GWh | After Competition Groups | 0.5606 | 61066.5876 | 0.061067 | 1207.6429 | 0.00046421 | 47 | Commercial_2020_SC A_GWh_After Competition Groups_47 | Suction Pipe Insulation Freezer/Refrigerator | 0.04642% | 0.061067 | 0.5606 | Commercial_2020_SC A_GWh_After Competition Groups_Suction Pipe Insulation Freezer/Refrigerator
Commercial | Com ¦ Water Source Heat Pump (4 ton) | 2020 | SC A | GWh | After Competition Groups | 0.53704 | 74190.4766 | 0.07419 | 1207.6429 | 0.0004447 | 48 | Commercial_2020_SC A_GWh_After Competition Groups_48 | Water Source Heat Pump (4 ton) | 0.04447% | 0.07419 | 0.53704 | Commercial_2020_SC A_GWh_After Competition Groups_Water Source Heat Pump (4 ton)
Commercial | Com ¦ Ozone Laundry Treatment | 2020 | SC A | GWh | After Competition Groups | 0.22549 | 28920.8172 | 0.028921 | 1207.6429 | 0.00018672 | 49 | Commercial_2020_SC A_GWh_After Competition Groups_49 | Ozone Laundry Treatment | 0.01867% | 0.028921 | 0.22549 | Commercial_2020_SC A_GWh_After Competition Groups_Ozone Laundry Treatment
Commercial | Com ¦ Demand controlled Circulating Systems | 2020 | SC A | GWh | After Competition Groups | 0.19125 | 0 | 0 | 1207.6429 | 0.00015837 | 50 | Commercial_2020_SC A_GWh_After Competition Groups_50 | Demand controlled Circulating Systems | 0.01584% | 0 | 0.19125 | Commercial_2020_SC A_GWh_After Competition Groups_Demand controlled Circulating Systems
Commercial | Com ¦ ECM MOTORS FOR HVAC APPLICATION (FAN-POWERED VAV BOX) | 2020 | SC A | GWh | After Competition Groups | 0.14027 | 16331.9485 | 0.016332 | 1207.6429 | 0.00011615 | 51 | Commercial_2020_SC A_GWh_After Competition Groups_51 | ECM MOTORS FOR HVAC APPLICATION (FAN-POWERED VAV BOX) | 0.01161% | 0.016332 | 0.14027 | Commercial_2020_SC A_GWh_After Competition Groups_ECM MOTORS FOR HVAC APPLICATION (FAN-POWERED VAV BOX)
Commercial | Com ¦ CEE Tier 2/Energy Star Clothes Washers | 2020 | SC A | GWh | After Competition Groups | 0.13228 | 9869.906 | 0.0098699 | 1207.6429 | 0.00010954 | 52 | Commercial_2020_SC A_GWh_After Competition Groups_52 | CEE Tier 2/Energy Star Clothes Washers | 0.01095% | 0.0098699 | 0.13228 | Commercial_2020_SC A_GWh_After Competition Groups_CEE Tier 2/Energy Star Clothes Washers
Commercial | Com ¦ Low Flow Pre-Rinse Spray Nozzle | 2020 | SC A | GWh | After Competition Groups | 0.078956 | 3034.4521 | 0.0030345 | 1207.6429 | 6.5381e-05 | 53 | Commercial_2020_SC A_GWh_After Competition Groups_53 | Low Flow Pre-Rinse Spray Nozzle | 0.006538% | 0.0030345 | 0.078956 | Commercial_2020_SC A_GWh_After Competition Groups_Low Flow Pre-Rinse Spray Nozzle
Commercial | Com ¦ HVAC Optimization | 2020 | SC A | GWh | After Competition Groups | 0.076785 | 329.4378 | 0.00032944 | 1207.6429 | 6.3583e-05 | 54 | Commercial_2020_SC A_GWh_After Competition Groups_54 | HVAC Optimization | 0.006358% | 0.00032944 | 0.076785 | Commercial_2020_SC A_GWh_After Competition Groups_HVAC Optimization
Commercial | Com ¦ Auto Off Time Switch or Time Clock control | 2020 | SC A | GWh | After Competition Groups | 0.051256 | 30.5589 | 3.0559e-05 | 1207.6429 | 4.2443e-05 | 55 | Commercial_2020_SC A_GWh_After Competition Groups_55 | Auto Off Time Switch or Time Clock control | 0.004244% | 3.0559e-05 | 0.051256 | Commercial_2020_SC A_GWh_After Competition Groups_Auto Off Time Switch or Time Clock control
Commercial | COM ¦ Ductless Mini-Split Heat Pumps | 2020 | SC A | GWh | After Competition Groups | 0.041693 | 59.5623 | 5.9562e-05 | 1207.6429 | 3.4524e-05 | 56 | Commercial_2020_SC A_GWh_After Competition Groups_56 | Ductless Mini-Split Heat Pumps | 0.003452% | 5.9562e-05 | 0.041693 | Commercial_2020_SC A_GWh_After Competition Groups_Ductless Mini-Split Heat Pumps
Commercial | Com ¦ LLLC - Low Impact Application | 2020 | SC A | GWh | After Competition Groups | 0.019874 | 1538.0032 | 0.001538 | 1207.6429 | 1.6457e-05 | 57 | Commercial_2020_SC A_GWh_After Competition Groups_57 | LLLC - Low Impact Application | 0.001646% | 0.001538 | 0.019874 | Commercial_2020_SC A_GWh_After Competition Groups_LLLC - Low Impact Application
Commercial | Com ¦ Commercial Hot Food Holding Cabinets | 2020 | SC A | GWh | After Competition Groups | 0.01845 | 917.5022 | 0.0009175 | 1207.6429 | 1.5278e-05 | 58 | Commercial_2020_SC A_GWh_After Competition Groups_58 | Commercial Hot Food Holding Cabinets | 0.001528% | 0.0009175 | 0.01845 | Commercial_2020_SC A_GWh_After Competition Groups_Commercial Hot Food Holding Cabinets
Commercial | Com ¦ Air Curtains | 2020 | SC A | GWh | After Competition Groups | 0.014696 | 1938.6068 | 0.0019386 | 1207.6429 | 1.2169e-05 | 59 | Commercial_2020_SC A_GWh_After Competition Groups_59 | Air Curtains | 0.001217% | 0.0019386 | 0.014696 | Commercial_2020_SC A_GWh_After Competition Groups_Air Curtains
Commercial | Com ¦ Wall Insulation | 2020 | SC A | GWh | After Competition Groups | 0.0083766 | 0 | 0 | 1207.6429 | 6.9363e-06 | 60 | Commercial_2020_SC A_GWh_After Competition Groups_60 | Wall Insulation | 0.0006936% | 0 | 0.0083766 | Commercial_2020_SC A_GWh_After Competition Groups_Wall Insulation
Commercial | Com ¦ LLLC - High Impact Application | 2020 | SC A | GWh | After Competition Groups | 0.0079008 | 2835.4772 | 0.0028355 | 1207.6429 | 6.5424e-06 | 61 | Commercial_2020_SC A_GWh_After Competition Groups_61 | LLLC - High Impact Application | 0.0006542% | 0.0028355 | 0.0079008 | Commercial_2020_SC A_GWh_After Competition Groups_LLLC - High Impact Application
Commercial | Com ¦ PTAC (12 EER/10,000 BTU) | 2020 | SC A | GWh | After Competition Groups | 0.0054172 | 880.7081 | 0.00088071 | 1207.6429 | 4.4857e-06 | 62 | Commercial_2020_SC A_GWh_After Competition Groups_62 | PTAC (12 EER/10,000 BTU) | 0.0004486% | 0.00088071 | 0.0054172 | Commercial_2020_SC A_GWh_After Competition Groups_PTAC (12 EER/10,000 BTU)
Commercial | Com ¦ Solar Water Preheat (Pools/DHW) | 2020 | SC A | GWh | After Competition Groups | 0.0047871 | 100.5731 | 0.00010057 | 1207.6429 | 3.964e-06 | 63 | Commercial_2020_SC A_GWh_After Competition Groups_63 | Solar Water Preheat (Pools/DHW) | 0.0003964% | 0.00010057 | 0.0047871 | Commercial_2020_SC A_GWh_After Competition Groups_Solar Water Preheat (Pools/DHW)
Commercial | Com ¦ VSD Air Compressor | 2020 | SC A | GWh | After Competition Groups | 0.003183 | 304.9193 | 0.00030492 | 1207.6429 | 2.6357e-06 | 64 | Commercial_2020_SC A_GWh_After Competition Groups_64 | VSD Air Compressor | 0.0002636% | 0.00030492 | 0.003183 | Commercial_2020_SC A_GWh_After Competition Groups_VSD Air Compressor
Commercial | Com ¦ Energy Recovery Ventilation and Ventilation (Enhanced) | 2020 | SC A | GWh | After Competition Groups | 0.0010562 | 0 | 0 | 1207.6429 | 8.7461e-07 | 65 | Commercial_2020_SC A_GWh_After Competition Groups_65 | Energy Recovery Ventilation and Ventilation (Enhanced) | 8.746e-05% | 0 | 0.0010562 | Commercial_2020_SC A_GWh_After Competition Groups_Energy Recovery Ventilation and Ventilation (Enhanced)
Commercial | Com ¦ EC Plug Fan for Data Center (under cabinet) | 2020 | SC A | GWh | After Competition Groups | 0.001038 | 154.856 | 0.00015486 | 1207.6429 | 8.5951e-07 | 66 | Commercial_2020_SC A_GWh_After Competition Groups_66 | EC Plug Fan for Data Center (under cabinet) | 8.595e-05% | 0.00015486 | 0.001038 | Commercial_2020_SC A_GWh_After Competition Groups_EC Plug Fan for Data Center (under cabinet)
Commercial | Com ¦ High Efficiency Chiller (avg of water and air cooled) | 2020 | SC A | GWh | After Competition Groups | 0.00076063 | 137.5636 | 0.00013756 | 1207.6429 | 6.2985e-07 | 67 | Commercial_2020_SC A_GWh_After Competition Groups_67 | High Efficiency Chiller (avg of water and air cooled) | 6.298e-05% | 0.00013756 | 0.00076063 | Commercial_2020_SC A_GWh_After Competition Groups_High Efficiency Chiller (avg of water and air cooled)
Commercial | Com ¦ Electric Convection Combination Ovens | 2020 | SC A | GWh | After Competition Groups | 0.00041039 | 3.0982 | 3.0982e-06 | 1207.6429 | 3.3983e-07 | 68 | Commercial_2020_SC A_GWh_After Competition Groups_68 | Electric Convection Combination Ovens | 3.398e-05% | 3.0982e-06 | 0.00041039 | Commercial_2020_SC A_GWh_After Competition Groups_Electric Convection Combination Ovens
Commercial | Com ¦ Networked/Connected - High Impact Application | 2020 | SC A | GWh | After Competition Groups | 0.000257 | 84.6008 | 8.4601e-05 | 1207.6429 | 2.1281e-07 | 69 | Commercial_2020_SC A_GWh_After Competition Groups_69 | Networked/Connected - High Impact Application | 2.128e-05% | 8.4601e-05 | 0.000257 | Commercial_2020_SC A_GWh_After Competition Groups_Networked/Connected - High Impact Application
Commercial | Com ¦ Room AC (w/ louvered sides) 14 SEER from 12 SEER code | 2020 | SC A | GWh | After Competition Groups | 0.00018692 | 33.5895 | 3.3589e-05 | 1207.6429 | 1.5478e-07 | 70 | Commercial_2020_SC A_GWh_After Competition Groups_70 | Room AC (w/ louvered sides) 14 SEER from 12 SEER code | 1.548e-05% | 3.3589e-05 | 0.00018692 | Commercial_2020_SC A_GWh_After Competition Groups_Room AC (w/ louvered sides) 14 SEER from 12 SEER code
Commercial | Com ¦ High Efficiency Small Instantaneous Water Heater | 2020 | SC A | GWh | After Competition Groups | 5.3489e-06 | 1.1726 | 1.1726e-06 | 1207.6429 | 4.4292e-09 | 71 | Commercial_2020_SC A_GWh_After Competition Groups_71 | High Efficiency Small Instantaneous Water Heater | 4.429e-07% | 1.1726e-06 | 5.3489e-06 | Commercial_2020_SC A_GWh_After Competition Groups_High Efficiency Small Instantaneous Water Heater
Commercial | Com ¦ Condensing Make Up Air Unit | 2020 | SC A | GWh | After Competition Groups | 0 | 0 | 0 | 1207.6429 | 0 | 72 | Commercial_2020_SC A_GWh_After Competition Groups_72 | Condensing Make Up Air Unit | 0% | 0 | 0 | Commercial_2020_SC A_GWh_After Competition Groups_Condensing Make Up Air Unit
Commercial | Com ¦ Door Gasket Freezer/Refrigerator | 2020 | SC A | GWh | After Competition Groups | 0 | 0 | 0 | 1207.6429 | 0 | 73 | Commercial_2020_SC A_GWh_After Competition Groups_73 | Door Gasket Freezer/Refrigerator | 0% | 0 | 0 | Commercial_2020_SC A_GWh_After Competition Groups_Door Gasket Freezer/Refrigerator
Commercial | Com ¦ Efficient compressor motor | 2020 | SC A | GWh | After Competition Groups | 0 | 0 | 0 | 1207.6429 | 0 | 74 | Commercial_2020_SC A_GWh_After Competition Groups_74 | Efficient compressor motor | 0% | 0 | 0 | Commercial_2020_SC A_GWh_After Competition Groups_Efficient compressor motor
Commercial | Com ¦ Indoor Daylight Sensors/Photocell Dimming Control | 2020 | SC A | GWh | After Competition Groups | 0 | 0 | 0 | 1207.6429 | 0 | 75 | Commercial_2020_SC A_GWh_After Competition Groups_75 | Indoor Daylight Sensors/Photocell Dimming Control | 0% | 0 | 0 | Commercial_2020_SC A_GWh_After Competition Groups_Indoor Daylight Sensors/Photocell Dimming Control
Commercial | Com ¦ LED RECESSED DOWNLIGHTS | 2020 | SC A | GWh | After Competition Groups | 0 | 0 | 0 | 1207.6429 | 0 | 76 | Commercial_2020_SC A_GWh_After Competition Groups_76 | LED RECESSED DOWNLIGHTS | 0% | 0 | 0 | Commercial_2020_SC A_GWh_After Competition Groups_LED RECESSED DOWNLIGHTS
Commercial | Com ¦ Networked/Connected - Low Impact Application | 2020 | SC A | GWh | After Competition Groups | 0 | 0 | 0 | 1207.6429 | 0 | 77 | Commercial_2020_SC A_GWh_After Competition Groups_77 | Networked/Connected - Low Impact Application | 0% | 0 | 0 | Commercial_2020_SC A_GWh_After Competition Groups_Networked/Connected - Low Impact Application
Commercial | Com ¦ Notched V belts for HVAC Systems | 2020 | SC A | GWh | After Competition Groups | 0 | 0 | 0 | 1207.6429 | 0 | 78 | Commercial_2020_SC A_GWh_After Competition Groups_78 | Notched V belts for HVAC Systems | 0% | 0 | 0 | Commercial_2020_SC A_GWh_After Competition Groups_Notched V belts for HVAC Systems
Commercial | Com ¦ Refrigerated Display Case Doors | 2020 | SC A | GWh | After Competition Groups | 0 | 0 | 0 | 1207.6429 | 0 | 79 | Commercial_2020_SC A_GWh_After Competition Groups_79 | Refrigerated Display Case Doors | 0% | 0 | 0 | Commercial_2020_SC A_GWh_After Competition Groups_Refrigerated Display Case Doors
Commercial | Com ¦ Variable Refrigerant Flow Heat Pump | 2020 | SC A | GWh | After Competition Groups | 0 | 0 | 0 | 1207.6429 | 0 | 80 | Commercial_2020_SC A_GWh_After Competition Groups_80 | Variable Refrigerant Flow Heat Pump | 0% | 0 | 0 | Commercial_2020_SC A_GWh_After Competition Groups_Variable Refrigerant Flow Heat Pump
Commercial | Com ¦ ENERGY STAR LED LAMPS (REFLECTOR LAMPs/MR16/PAR 16) | 2020 | SC B | GWh | After Competition Groups | 253.5187 | 10360041.1506 | 10.36 | 1492.7453 | 0.16983 | 1 | Commercial_2020_SC B_GWh_After Competition Groups_1 | ENERGY STAR LED LAMPS (REFLECTOR LAMPs/MR16/PAR 16) | 16.98% | 10.36 | 253.5187 | Commercial_2020_SC B_GWh_After Competition Groups_ENERGY STAR LED LAMPS (REFLECTOR LAMPs/MR16/PAR 16)
Commercial | Com ¦ LED parking lot fixture | 2020 | SC B | GWh | After Competition Groups | 133.9608 | 8312545.7695 | 8.3125 | 1492.7453 | 0.089741 | 2 | Commercial_2020_SC B_GWh_After Competition Groups_2 | LED parking lot fixture | 8.974% | 8.3125 | 133.9608 | Commercial_2020_SC B_GWh_After Competition Groups_LED parking lot fixture
Commercial | Com ¦ LED EXTERIOR AREA LIGHTS - LED fixture (200W) | 2020 | SC B | GWh | After Competition Groups | 131.0351 | 8201928.1512 | 8.2019 | 1492.7453 | 0.087781 | 3 | Commercial_2020_SC B_GWh_After Competition Groups_3 | LED EXTERIOR AREA LIGHTS - LED fixture (200W) | 8.778% | 8.2019 | 131.0351 | Commercial_2020_SC B_GWh_After Competition Groups_LED EXTERIOR AREA LIGHTS - LED fixture (200W)
Commercial | Com ¦ LED Replacement Lamp (Tube) | 2020 | SC B | GWh | After Competition Groups | 90.5205 | 0 | 0 | 1492.7453 | 0.06064 | 4 | Commercial_2020_SC B_GWh_After Competition Groups_4 | LED Replacement Lamp (Tube) | 6.064% | 0 | 90.5205 | Commercial_2020_SC B_GWh_After Competition Groups_LED Replacement Lamp (Tube)
Commercial | Com ¦ Education and Capacity Building/Energy Behavior | 2020 | SC B | GWh | After Competition Groups | 89.1597 | 1651038.4484 | 1.651 | 1492.7453 | 0.059729 | 5 | Commercial_2020_SC B_GWh_After Competition Groups_5 | Education and Capacity Building/Energy Behavior | 5.973% | 1.651 | 89.1597 | Commercial_2020_SC B_GWh_After Competition Groups_Education and Capacity Building/Energy Behavior
Commercial | Com ¦ Furnace Tune-Up | 2020 | SC B | GWh | After Competition Groups | 75.4972 | 137762.1755 | 0.13776 | 1492.7453 | 0.050576 | 6 | Commercial_2020_SC B_GWh_After Competition Groups_6 | Furnace Tune-Up | 5.058% | 0.13776 | 75.4972 | Commercial_2020_SC B_GWh_After Competition Groups_Furnace Tune-Up
Commercial | Com ¦ LED street light fixture | 2020 | SC B | GWh | After Competition Groups | 71.0311 | 16611723.4011 | 16.6117 | 1492.7453 | 0.047584 | 7 | Commercial_2020_SC B_GWh_After Competition Groups_7 | LED street light fixture | 4.758% | 16.6117 | 71.0311 | Commercial_2020_SC B_GWh_After Competition Groups_LED street light fixture
Commercial | Com ¦ LED Troffer/Surface/Suspended | 2020 | SC B | GWh | After Competition Groups | 68.8788 | 44210178.4154 | 44.2102 | 1492.7453 | 0.046142 | 8 | Commercial_2020_SC B_GWh_After Competition Groups_8 | LED Troffer/Surface/Suspended | 4.614% | 44.2102 | 68.8788 | Commercial_2020_SC B_GWh_After Competition Groups_LED Troffer/Surface/Suspended
Commercial | Com ¦ LED Low/High Bay | 2020 | SC B | GWh | After Competition Groups | 58.7066 | 12264625.2029 | 12.2646 | 1492.7453 | 0.039328 | 9 | Commercial_2020_SC B_GWh_After Competition Groups_9 | LED Low/High Bay | 3.933% | 12.2646 | 58.7066 | Commercial_2020_SC B_GWh_After Competition Groups_LED Low/High Bay
Commercial | Com ¦ ENERGY STAR LED LAMPS (General Service Lamps) | 2020 | SC B | GWh | After Competition Groups | 54.2352 | 1196038.1616 | 1.196 | 1492.7453 | 0.036332 | 10 | Commercial_2020_SC B_GWh_After Competition Groups_10 | ENERGY STAR LED LAMPS (General Service Lamps) | 3.633% | 1.196 | 54.2352 | Commercial_2020_SC B_GWh_After Competition Groups_ENERGY STAR LED LAMPS (General Service Lamps)
Commercial | Com ¦ Data Center Storage/Server Virtualization | 2020 | SC B | GWh | After Competition Groups | 54.0844 | 0 | 0 | 1492.7453 | 0.036232 | 11 | Commercial_2020_SC B_GWh_After Competition Groups_11 | Data Center Storage/Server Virtualization | 3.623% | 0 | 54.0844 | Commercial_2020_SC B_GWh_After Competition Groups_Data Center Storage/Server Virtualization
Commercial | Com ¦ Building Recommissioning, Operations and Maintenance (O&M) Improvements | 2020 | SC B | GWh | After Competition Groups | 50.4267 | 847984.1341 | 0.84798 | 1492.7453 | 0.033781 | 12 | Commercial_2020_SC B_GWh_After Competition Groups_12 | Building Recommissioning, Operations and Maintenance (O&M) Improvements | 3.378% | 0.84798 | 50.4267 | Commercial_2020_SC B_GWh_After Competition Groups_Building Recommissioning, Operations and Maintenance (O&M) Improvements
Commercial | Com ¦ LED or Equivalent Sign Lighting | 2020 | SC B | GWh | After Competition Groups | 32.2125 | 11824106.1993 | 11.8241 | 1492.7453 | 0.021579 | 13 | Commercial_2020_SC B_GWh_After Competition Groups_13 | LED or Equivalent Sign Lighting | 2.158% | 11.8241 | 32.2125 | Commercial_2020_SC B_GWh_After Competition Groups_LED or Equivalent Sign Lighting
Commercial | Com ¦ Strip Curtains | 2020 | SC B | GWh | After Competition Groups | 30.945 | 175750.5931 | 0.17575 | 1492.7453 | 0.02073 | 14 | Commercial_2020_SC B_GWh_After Competition Groups_14 | Strip Curtains | 2.073% | 0.17575 | 30.945 | Commercial_2020_SC B_GWh_After Competition Groups_Strip Curtains
Commercial | Com ¦ Reach-in Shaded Pole to ECM/PSC Evaporator Fan Motor | 2020 | SC B | GWh | After Competition Groups | 29.953 | 2085278.0328 | 2.0853 | 1492.7453 | 0.020066 | 15 | Commercial_2020_SC B_GWh_After Competition Groups_15 | Reach-in Shaded Pole to ECM/PSC Evaporator Fan Motor | 2.007% | 2.0853 | 29.953 | Commercial_2020_SC B_GWh_After Competition Groups_Reach-in Shaded Pole to ECM/PSC Evaporator Fan Motor
Commercial | Com ¦ High Efficiency Air Source Heat Pump | 2020 | SC B | GWh | After Competition Groups | 28.9553 | 837466.3403 | 0.83747 | 1492.7453 | 0.019397 | 16 | Commercial_2020_SC B_GWh_After Competition Groups_16 | High Efficiency Air Source Heat Pump | 1.94% | 0.83747 | 28.9553 | Commercial_2020_SC B_GWh_After Competition Groups_High Efficiency Air Source Heat Pump
Commercial | Com ¦ Variable Frequency Drive (VFD) | 2020 | SC B | GWh | After Competition Groups | 25.1311 | 2273189.6653 | 2.2732 | 1492.7453 | 0.016836 | 17 | Commercial_2020_SC B_GWh_After Competition Groups_17 | Variable Frequency Drive (VFD) | 1.684% | 2.2732 | 25.1311 | Commercial_2020_SC B_GWh_After Competition Groups_Variable Frequency Drive (VFD)
Commercial | Com ¦ VFD on Pumps | 2020 | SC B | GWh | After Competition Groups | 23.4769 | 2309786.8603 | 2.3098 | 1492.7453 | 0.015727 | 18 | Commercial_2020_SC B_GWh_After Competition Groups_18 | VFD on Pumps | 1.573% | 2.3098 | 23.4769 | Commercial_2020_SC B_GWh_After Competition Groups_VFD on Pumps
Commercial | Com ¦ Demand Control Ventilation | 2020 | SC B | GWh | After Competition Groups | 22.7652 | 3101458.7441 | 3.1015 | 1492.7453 | 0.015251 | 19 | Commercial_2020_SC B_GWh_After Competition Groups_19 | Demand Control Ventilation | 1.525% | 3.1015 | 22.7652 | Commercial_2020_SC B_GWh_After Competition Groups_Demand Control Ventilation
Commercial | Com ¦ Air Handler with Dedicated Outdoor Air Systems | 2020 | SC B | GWh | After Competition Groups | 18.9073 | 0 | 0 | 1492.7453 | 0.012666 | 20 | Commercial_2020_SC B_GWh_After Competition Groups_20 | Air Handler with Dedicated Outdoor Air Systems | 1.267% | 0 | 18.9073 | Commercial_2020_SC B_GWh_After Competition Groups_Air Handler with Dedicated Outdoor Air Systems
Commercial | Com ¦ Centrally controlled desktop PC/NETWORK PC POWER MANAGEMENT SOFTWARE | 2020 | SC B | GWh | After Competition Groups | 17.1442 | 640741.4137 | 0.64074 | 1492.7453 | 0.011485 | 21 | Commercial_2020_SC B_GWh_After Competition Groups_21 | Centrally controlled desktop PC/NETWORK PC POWER MANAGEMENT SOFTWARE | 1.149% | 0.64074 | 17.1442 | Commercial_2020_SC B_GWh_After Competition Groups_Centrally controlled desktop PC/NETWORK PC POWER MANAGEMENT SOFTWARE
Commercial | Com ¦ Adaptive Thermostats | 2020 | SC B | GWh | After Competition Groups | 16.6696 | 3472954.7663 | 3.473 | 1492.7453 | 0.011167 | 22 | Commercial_2020_SC B_GWh_After Competition Groups_22 | Adaptive Thermostats | 1.117% | 3.473 | 16.6696 | Commercial_2020_SC B_GWh_After Competition Groups_Adaptive Thermostats
Commercial | Com ¦ Advanced BAS/Controllers | 2020 | SC B | GWh | After Competition Groups | 14.0619 | 233330.0986 | 0.23333 | 1492.7453 | 0.0094202 | 23 | Commercial_2020_SC B_GWh_After Competition Groups_23 | Advanced BAS/Controllers | 0.942% | 0.23333 | 14.0619 | Commercial_2020_SC B_GWh_After Competition Groups_Advanced BAS/Controllers
Commercial | Com ¦ ECM MOTORS FOR EVAPORATOR FANS for refrigeration (WALK-IN) | 2020 | SC B | GWh | After Competition Groups | 11.7532 | 1375270.8461 | 1.3753 | 1492.7453 | 0.0078735 | 24 | Commercial_2020_SC B_GWh_After Competition Groups_24 | ECM MOTORS FOR EVAPORATOR FANS for refrigeration (WALK-IN) | 0.7874% | 1.3753 | 11.7532 | Commercial_2020_SC B_GWh_After Competition Groups_ECM MOTORS FOR EVAPORATOR FANS for refrigeration (WALK-IN)
Commercial | Com ¦ Condensing Unit Heaters or other Efficient Unit Heating System | 2020 | SC B | GWh | After Competition Groups | 11.3553 | 41354.3231 | 0.041354 | 1492.7453 | 0.007607 | 25 | Commercial_2020_SC B_GWh_After Competition Groups_25 | Condensing Unit Heaters or other Efficient Unit Heating System | 0.7607% | 0.041354 | 11.3553 | Commercial_2020_SC B_GWh_After Competition Groups_Condensing Unit Heaters or other Efficient Unit Heating System
Commercial | Com ¦ Freezer Case Light Sensor | 2020 | SC B | GWh | After Competition Groups | 9.6533 | 3022593.8563 | 3.0226 | 1492.7453 | 0.0064668 | 26 | Commercial_2020_SC B_GWh_After Competition Groups_26 | Freezer Case Light Sensor | 0.6467% | 3.0226 | 9.6533 | Commercial_2020_SC B_GWh_After Competition Groups_Freezer Case Light Sensor
Commercial | Com ¦ Evaporator Fan Controls | 2020 | SC B | GWh | After Competition Groups | 9.4167 | 215365.9381 | 0.21537 | 1492.7453 | 0.0063083 | 27 | Commercial_2020_SC B_GWh_After Competition Groups_27 | Evaporator Fan Controls | 0.6308% | 0.21537 | 9.4167 | Commercial_2020_SC B_GWh_After Competition Groups_Evaporator Fan Controls
Commercial | Com ¦ Demand Control Kitchen Ventilation | 2020 | SC B | GWh | After Competition Groups | 6.9258 | 52224.8824 | 0.052225 | 1492.7453 | 0.0046396 | 28 | Commercial_2020_SC B_GWh_After Competition Groups_28 | Demand Control Kitchen Ventilation | 0.464% | 0.052225 | 6.9258 | Commercial_2020_SC B_GWh_After Competition Groups_Demand Control Kitchen Ventilation
Commercial | Com ¦ Refrigerated Display Case LED | 2020 | SC B | GWh | After Competition Groups | 5.4066 | 984151.528 | 0.98415 | 1492.7453 | 0.0036219 | 29 | Commercial_2020_SC B_GWh_After Competition Groups_29 | Refrigerated Display Case LED | 0.3622% | 0.98415 | 5.4066 | Commercial_2020_SC B_GWh_After Competition Groups_Refrigerated Display Case LED
Commercial | Com ¦ Unitary Air-Conditioning Unit | 2020 | SC B | GWh | After Competition Groups | 4.2359 | 2433268.7409 | 2.4333 | 1492.7453 | 0.0028376 | 30 | Commercial_2020_SC B_GWh_After Competition Groups_30 | Unitary Air-Conditioning Unit | 0.2838% | 2.4333 | 4.2359 | Commercial_2020_SC B_GWh_After Competition Groups_Unitary Air-Conditioning Unit
Commercial | Com ¦ ENERGY STAR Griddle (74% eff) | 2020 | SC B | GWh | After Competition Groups | 4.133 | 205514.8387 | 0.20551 | 1492.7453 | 0.0027687 | 31 | Commercial_2020_SC B_GWh_After Competition Groups_31 | ENERGY STAR Griddle (74% eff) | 0.2769% | 0.20551 | 4.133 | Commercial_2020_SC B_GWh_After Competition Groups_ENERGY STAR Griddle (74% eff)
Commercial | Com ¦ Temperature Adjustment in Commercial Freezers | 2020 | SC B | GWh | After Competition Groups | 3.6041 | 0 | 0 | 1492.7453 | 0.0024144 | 32 | Commercial_2020_SC B_GWh_After Competition Groups_32 | Temperature Adjustment in Commercial Freezers | 0.2414% | 0 | 3.6041 | Commercial_2020_SC B_GWh_After Competition Groups_Temperature Adjustment in Commercial Freezers
Commercial | Com ¦ Chilled Water Optimization | 2020 | SC B | GWh | After Competition Groups | 3.198 | 1105431.876 | 1.1054 | 1492.7453 | 0.0021424 | 33 | Commercial_2020_SC B_GWh_After Competition Groups_33 | Chilled Water Optimization | 0.2142% | 1.1054 | 3.198 | Commercial_2020_SC B_GWh_After Competition Groups_Chilled Water Optimization
Commercial | Com ¦ Occupancy Sensors | 2020 | SC B | GWh | After Competition Groups | 2.9835 | 3266.4703 | 0.0032665 | 1492.7453 | 0.0019987 | 34 | Commercial_2020_SC B_GWh_After Competition Groups_34 | Occupancy Sensors | 0.1999% | 0.0032665 | 2.9835 | Commercial_2020_SC B_GWh_After Competition Groups_Occupancy Sensors
Commercial | Com ¦ Elec Storage WH 2.30 Et | 2020 | SC B | GWh | After Competition Groups | 2.9455 | 744241.3708 | 0.74424 | 1492.7453 | 0.0019732 | 35 | Commercial_2020_SC B_GWh_After Competition Groups_35 | Elec Storage WH 2.30 Et | 0.1973% | 0.74424 | 2.9455 | Commercial_2020_SC B_GWh_After Competition Groups_Elec Storage WH 2.30 Et
Commercial | Com ¦ CO Sensors for parking garage exhaust fans | 2020 | SC B | GWh | After Competition Groups | 2.8954 | 700175.3575 | 0.70018 | 1492.7453 | 0.0019396 | 36 | Commercial_2020_SC B_GWh_After Competition Groups_36 | CO Sensors for parking garage exhaust fans | 0.194% | 0.70018 | 2.8954 | Commercial_2020_SC B_GWh_After Competition Groups_CO Sensors for parking garage exhaust fans
Commercial | Com ¦ Vertical Night Covers | 2020 | SC B | GWh | After Competition Groups | 2.7933 | 208904.7776 | 0.2089 | 1492.7453 | 0.0018712 | 37 | Commercial_2020_SC B_GWh_After Competition Groups_37 | Vertical Night Covers | 0.1871% | 0.2089 | 2.7933 | Commercial_2020_SC B_GWh_After Competition Groups_Vertical Night Covers
Commercial | Com ¦ Energy Efficient Laboratory Fume Hood | 2020 | SC B | GWh | After Competition Groups | 2.5454 | 572184.6535 | 0.57218 | 1492.7453 | 0.0017052 | 38 | Commercial_2020_SC B_GWh_After Competition Groups_38 | Energy Efficient Laboratory Fume Hood | 0.1705% | 0.57218 | 2.5454 | Commercial_2020_SC B_GWh_After Competition Groups_Energy Efficient Laboratory Fume Hood
Commercial | Com ¦ Duct Insulation, R8 | 2020 | SC B | GWh | After Competition Groups | 2.525 | 424777.7675 | 0.42478 | 1492.7453 | 0.0016915 | 39 | Commercial_2020_SC B_GWh_After Competition Groups_39 | Duct Insulation, R8 | 0.1692% | 0.42478 | 2.525 | Commercial_2020_SC B_GWh_After Competition Groups_Duct Insulation, R8
Commercial | Com ¦ Water Heating (DHW) Pipe Insulation (Add 3/4\ Foam)" | 2020 | SC B | GWh | After Competition Groups | 2.4155 | 293849.5019 | 0.29385 | 1492.7453 | 0.0016182 | 40 | Commercial_2020_SC B_GWh_After Competition Groups_40 | Water Heating (DHW) Pipe Insulation (Add 3/4\ Foam)" | 0.1618% | 0.29385 | 2.4155 | Commercial_2020_SC B_GWh_After Competition Groups_Water Heating (DHW) Pipe Insulation (Add 3/4\ Foam)"
Commercial | Com ¦ BEVERAGE VENDING MACHINE CONTROLS | 2020 | SC B | GWh | After Competition Groups | 2.4125 | 194028.9009 | 0.19403 | 1492.7453 | 0.0016162 | 41 | Commercial_2020_SC B_GWh_After Competition Groups_41 | BEVERAGE VENDING MACHINE CONTROLS | 0.1616% | 0.19403 | 2.4125 | Commercial_2020_SC B_GWh_After Competition Groups_BEVERAGE VENDING MACHINE CONTROLS
Commercial | Com ¦ Outside Air Economizer | 2020 | SC B | GWh | After Competition Groups | 2.1946 | 120940.8992 | 0.12094 | 1492.7453 | 0.0014702 | 42 | Commercial_2020_SC B_GWh_After Competition Groups_42 | Outside Air Economizer | 0.147% | 0.12094 | 2.1946 | Commercial_2020_SC B_GWh_After Competition Groups_Outside Air Economizer
Commercial | Com ¦ Suction Pipe Insulation Freezer/Refrigerator | 2020 | SC B | GWh | After Competition Groups | 1.5289 | 206399.9037 | 0.2064 | 1492.7453 | 0.0010242 | 43 | Commercial_2020_SC B_GWh_After Competition Groups_43 | Suction Pipe Insulation Freezer/Refrigerator | 0.1024% | 0.2064 | 1.5289 | Commercial_2020_SC B_GWh_After Competition Groups_Suction Pipe Insulation Freezer/Refrigerator
Commercial | Com ¦ ENERGY STAR Fryer (84% eff) | 2020 | SC B | GWh | After Competition Groups | 1.4607 | 136686.9125 | 0.13669 | 1492.7453 | 0.00097852 | 44 | Commercial_2020_SC B_GWh_After Competition Groups_44 | ENERGY STAR Fryer (84% eff) | 0.09785% | 0.13669 | 1.4607 | Commercial_2020_SC B_GWh_After Competition Groups_ENERGY STAR Fryer (84% eff)
Commercial | Com ¦ Thermostat Setback | 2020 | SC B | GWh | After Competition Groups | 0.79096 | 0 | 0 | 1492.7453 | 0.00052987 | 45 | Commercial_2020_SC B_GWh_After Competition Groups_45 | Thermostat Setback | 0.05299% | 0 | 0.79096 | Commercial_2020_SC B_GWh_After Competition Groups_Thermostat Setback
Commercial | Com ¦ Water Source Heat Pump (4 ton) | 2020 | SC B | GWh | After Competition Groups | 0.78426 | 303354.2941 | 0.30335 | 1492.7453 | 0.00052538 | 46 | Commercial_2020_SC B_GWh_After Competition Groups_46 | Water Source Heat Pump (4 ton) | 0.05254% | 0.30335 | 0.78426 | Commercial_2020_SC B_GWh_After Competition Groups_Water Source Heat Pump (4 ton)
Commercial | Com ¦ ENERGY STAR Dishwasher | 2020 | SC B | GWh | After Competition Groups | 0.75695 | 24150.8079 | 0.024151 | 1492.7453 | 0.00050709 | 47 | Commercial_2020_SC B_GWh_After Competition Groups_47 | ENERGY STAR Dishwasher | 0.05071% | 0.024151 | 0.75695 | Commercial_2020_SC B_GWh_After Competition Groups_ENERGY STAR Dishwasher
Commercial | Com ¦ ENERGY STAR Steam Cookers | 2020 | SC B | GWh | After Competition Groups | 0.69661 | 71872.9473 | 0.071873 | 1492.7453 | 0.00046667 | 48 | Commercial_2020_SC B_GWh_After Competition Groups_48 | ENERGY STAR Steam Cookers | 0.04667% | 0.071873 | 0.69661 | Commercial_2020_SC B_GWh_After Competition Groups_ENERGY STAR Steam Cookers
Commercial | Com ¦ Ozone Laundry Treatment | 2020 | SC B | GWh | After Competition Groups | 0.66715 | 197668.8113 | 0.19767 | 1492.7453 | 0.00044693 | 49 | Commercial_2020_SC B_GWh_After Competition Groups_49 | Ozone Laundry Treatment | 0.04469% | 0.19767 | 0.66715 | Commercial_2020_SC B_GWh_After Competition Groups_Ozone Laundry Treatment
Commercial | Com ¦ Demand controlled Circulating Systems | 2020 | SC B | GWh | After Competition Groups | 0.52555 | 0 | 0 | 1492.7453 | 0.00035207 | 50 | Commercial_2020_SC B_GWh_After Competition Groups_50 | Demand controlled Circulating Systems | 0.03521% | 0 | 0.52555 | Commercial_2020_SC B_GWh_After Competition Groups_Demand controlled Circulating Systems
Commercial | Com ¦ ECM MOTORS FOR HVAC APPLICATION (FAN-POWERED VAV BOX) | 2020 | SC B | GWh | After Competition Groups | 0.29337 | 35448.8089 | 0.035449 | 1492.7453 | 0.00019653 | 51 | Commercial_2020_SC B_GWh_After Competition Groups_51 | ECM MOTORS FOR HVAC APPLICATION (FAN-POWERED VAV BOX) | 0.01965% | 0.035449 | 0.29337 | Commercial_2020_SC B_GWh_After Competition Groups_ECM MOTORS FOR HVAC APPLICATION (FAN-POWERED VAV BOX)
Commercial | Com ¦ CEE Tier 2/Energy Star Clothes Washers | 2020 | SC B | GWh | After Competition Groups | 0.14242 | 17350.558 | 0.017351 | 1492.7453 | 9.5409e-05 | 52 | Commercial_2020_SC B_GWh_After Competition Groups_52 | CEE Tier 2/Energy Star Clothes Washers | 0.009541% | 0.017351 | 0.14242 | Commercial_2020_SC B_GWh_After Competition Groups_CEE Tier 2/Energy Star Clothes Washers
Commercial | Com ¦ Auto Off Time Switch or Time Clock control | 2020 | SC B | GWh | After Competition Groups | 0.12957 | 78.3712 | 7.8371e-05 | 1492.7453 | 8.6797e-05 | 53 | Commercial_2020_SC B_GWh_After Competition Groups_53 | Auto Off Time Switch or Time Clock control | 0.00868% | 7.8371e-05 | 0.12957 | Commercial_2020_SC B_GWh_After Competition Groups_Auto Off Time Switch or Time Clock control
Commercial | Com ¦ Low Flow Pre-Rinse Spray Nozzle | 2020 | SC B | GWh | After Competition Groups | 0.085379 | 3531.9459 | 0.0035319 | 1492.7453 | 5.7196e-05 | 54 | Commercial_2020_SC B_GWh_After Competition Groups_54 | Low Flow Pre-Rinse Spray Nozzle | 0.00572% | 0.0035319 | 0.085379 | Commercial_2020_SC B_GWh_After Competition Groups_Low Flow Pre-Rinse Spray Nozzle
Commercial | Com ¦ HVAC Optimization | 2020 | SC B | GWh | After Competition Groups | 0.076785 | 329.4047 | 0.0003294 | 1492.7453 | 5.1439e-05 | 55 | Commercial_2020_SC B_GWh_After Competition Groups_55 | HVAC Optimization | 0.005144% | 0.0003294 | 0.076785 | Commercial_2020_SC B_GWh_After Competition Groups_HVAC Optimization
Commercial | COM ¦ Ductless Mini-Split Heat Pumps | 2020 | SC B | GWh | After Competition Groups | 0.044978 | 68.3174 | 6.8317e-05 | 1492.7453 | 3.0131e-05 | 56 | Commercial_2020_SC B_GWh_After Competition Groups_56 | Ductless Mini-Split Heat Pumps | 0.003013% | 6.8317e-05 | 0.044978 | Commercial_2020_SC B_GWh_After Competition Groups_Ductless Mini-Split Heat Pumps
Commercial | Com ¦ Wall Insulation | 2020 | SC B | GWh | After Competition Groups | 0.022253 | 0 | 0 | 1492.7453 | 1.4908e-05 | 57 | Commercial_2020_SC B_GWh_After Competition Groups_57 | Wall Insulation | 0.001491% | 0 | 0.022253 | Commercial_2020_SC B_GWh_After Competition Groups_Wall Insulation
Commercial | Com ¦ Commercial Hot Food Holding Cabinets | 2020 | SC B | GWh | After Competition Groups | 0.02017 | 1076.8103 | 0.0010768 | 1492.7453 | 1.3512e-05 | 58 | Commercial_2020_SC B_GWh_After Competition Groups_58 | Commercial Hot Food Holding Cabinets | 0.001351% | 0.0010768 | 0.02017 | Commercial_2020_SC B_GWh_After Competition Groups_Commercial Hot Food Holding Cabinets
Commercial | Com ¦ PTAC (12 EER/10,000 BTU) | 2020 | SC B | GWh | After Competition Groups | 0.014942 | 4761.6432 | 0.0047616 | 1492.7453 | 1.001e-05 | 59 | Commercial_2020_SC B_GWh_After Competition Groups_59 | PTAC (12 EER/10,000 BTU) | 0.001001% | 0.0047616 | 0.014942 | Commercial_2020_SC B_GWh_After Competition Groups_PTAC (12 EER/10,000 BTU)
Commercial | Com ¦ Solar Water Preheat (Pools/DHW) | 2020 | SC B | GWh | After Competition Groups | 0.012538 | 263.3791 | 0.00026338 | 1492.7453 | 8.399e-06 | 60 | Commercial_2020_SC B_GWh_After Competition Groups_60 | Solar Water Preheat (Pools/DHW) | 0.0008399% | 0.00026338 | 0.012538 | Commercial_2020_SC B_GWh_After Competition Groups_Solar Water Preheat (Pools/DHW)
Commercial | Com ¦ Energy Recovery Ventilation and Ventilation (Enhanced) | 2020 | SC B | GWh | After Competition Groups | 0.006533 | 0 | 0 | 1492.7453 | 4.3765e-06 | 61 | Commercial_2020_SC B_GWh_After Competition Groups_61 | Energy Recovery Ventilation and Ventilation (Enhanced) | 0.0004377% | 0 | 0.006533 | Commercial_2020_SC B_GWh_After Competition Groups_Energy Recovery Ventilation and Ventilation (Enhanced)
Commercial | Com ¦ Air Curtains | 2020 | SC B | GWh | After Competition Groups | 0.0057666 | 6275.6743 | 0.0062757 | 1492.7453 | 3.8631e-06 | 62 | Commercial_2020_SC B_GWh_After Competition Groups_62 | Air Curtains | 0.0003863% | 0.0062757 | 0.0057666 | Commercial_2020_SC B_GWh_After Competition Groups_Air Curtains
Commercial | Com ¦ High Efficiency Chiller (avg of water and air cooled) | 2020 | SC B | GWh | After Competition Groups | 0.0042321 | 3237.9797 | 0.003238 | 1492.7453 | 2.8351e-06 | 63 | Commercial_2020_SC B_GWh_After Competition Groups_63 | High Efficiency Chiller (avg of water and air cooled) | 0.0002835% | 0.003238 | 0.0042321 | Commercial_2020_SC B_GWh_After Competition Groups_High Efficiency Chiller (avg of water and air cooled)
Commercial | Com ¦ VSD Air Compressor | 2020 | SC B | GWh | After Competition Groups | 0.0033171 | 329.7422 | 0.00032974 | 1492.7453 | 2.2222e-06 | 64 | Commercial_2020_SC B_GWh_After Competition Groups_64 | VSD Air Compressor | 0.0002222% | 0.00032974 | 0.0033171 | Commercial_2020_SC B_GWh_After Competition Groups_VSD Air Compressor
Commercial | Com ¦ EC Plug Fan for Data Center (under cabinet) | 2020 | SC B | GWh | After Competition Groups | 0.0010769 | 197.4115 | 0.00019741 | 1492.7453 | 7.2145e-07 | 65 | Commercial_2020_SC B_GWh_After Competition Groups_65 | EC Plug Fan for Data Center (under cabinet) | 7.214e-05% | 0.00019741 | 0.0010769 | Commercial_2020_SC B_GWh_After Competition Groups_EC Plug Fan for Data Center (under cabinet)
Commercial | Com ¦ Room AC (w/ louvered sides) 14 SEER from 12 SEER code | 2020 | SC B | GWh | After Competition Groups | 0.0006478 | 367.5061 | 0.00036751 | 1492.7453 | 4.3396e-07 | 66 | Commercial_2020_SC B_GWh_After Competition Groups_66 | Room AC (w/ louvered sides) 14 SEER from 12 SEER code | 4.34e-05% | 0.00036751 | 0.0006478 | Commercial_2020_SC B_GWh_After Competition Groups_Room AC (w/ louvered sides) 14 SEER from 12 SEER code
Commercial | Com ¦ Electric Convection Combination Ovens | 2020 | SC B | GWh | After Competition Groups | 0.0004203 | 3.2466 | 3.2466e-06 | 1492.7453 | 2.8156e-07 | 67 | Commercial_2020_SC B_GWh_After Competition Groups_67 | Electric Convection Combination Ovens | 2.816e-05% | 3.2466e-06 | 0.0004203 | Commercial_2020_SC B_GWh_After Competition Groups_Electric Convection Combination Ovens
Commercial | Com ¦ High Efficiency Small Instantaneous Water Heater | 2020 | SC B | GWh | After Competition Groups | 5.5752e-06 | 2.1803 | 2.1803e-06 | 1492.7453 | 3.7348e-09 | 68 | Commercial_2020_SC B_GWh_After Competition Groups_68 | High Efficiency Small Instantaneous Water Heater | 3.735e-07% | 2.1803e-06 | 5.5752e-06 | Commercial_2020_SC B_GWh_After Competition Groups_High Efficiency Small Instantaneous Water Heater
Commercial | Com ¦ LLLC - Low Impact Application | 2020 | SC B | GWh | After Competition Groups | 6.6012e-19 | 1.444e-13 | 1.444e-19 | 1492.7453 | 4.4222e-22 | 69 | Commercial_2020_SC B_GWh_After Competition Groups_69 | LLLC - Low Impact Application | 4.422e-20% | 1.444e-19 | 6.6012e-19 | Commercial_2020_SC B_GWh_After Competition Groups_LLLC - Low Impact Application
Commercial | Com ¦ LLLC - High Impact Application | 2020 | SC B | GWh | After Competition Groups | 2.1944e-19 | 6.1529e-14 | 6.1529e-20 | 1492.7453 | 1.47e-22 | 70 | Commercial_2020_SC B_GWh_After Competition Groups_70 | LLLC - High Impact Application | 1.47e-20% | 6.1529e-20 | 2.1944e-19 | Commercial_2020_SC B_GWh_After Competition Groups_LLLC - High Impact Application
Commercial | Com ¦ Networked/Connected - High Impact Application | 2020 | SC B | GWh | After Competition Groups | 1.037e-21 | 6.3416e-16 | 6.3416e-22 | 1492.7453 | 6.9468e-25 | 71 | Commercial_2020_SC B_GWh_After Competition Groups_71 | Networked/Connected - High Impact Application | 6.947e-23% | 6.3416e-22 | 1.037e-21 | Commercial_2020_SC B_GWh_After Competition Groups_Networked/Connected - High Impact Application
Commercial | Com ¦ Condensing Make Up Air Unit | 2020 | SC B | GWh | After Competition Groups | 0 | 0 | 0 | 1492.7453 | 0 | 72 | Commercial_2020_SC B_GWh_After Competition Groups_72 | Condensing Make Up Air Unit | 0% | 0 | 0 | Commercial_2020_SC B_GWh_After Competition Groups_Condensing Make Up Air Unit
Commercial | Com ¦ Door Gasket Freezer/Refrigerator | 2020 | SC B | GWh | After Competition Groups | 0 | 0 | 0 | 1492.7453 | 0 | 73 | Commercial_2020_SC B_GWh_After Competition Groups_73 | Door Gasket Freezer/Refrigerator | 0% | 0 | 0 | Commercial_2020_SC B_GWh_After Competition Groups_Door Gasket Freezer/Refrigerator
Commercial | Com ¦ Efficient compressor motor | 2020 | SC B | GWh | After Competition Groups | 0 | 0 | 0 | 1492.7453 | 0 | 74 | Commercial_2020_SC B_GWh_After Competition Groups_74 | Efficient compressor motor | 0% | 0 | 0 | Commercial_2020_SC B_GWh_After Competition Groups_Efficient compressor motor
Commercial | Com ¦ Indoor Daylight Sensors/Photocell Dimming Control | 2020 | SC B | GWh | After Competition Groups | 0 | 0 | 0 | 1492.7453 | 0 | 75 | Commercial_2020_SC B_GWh_After Competition Groups_75 | Indoor Daylight Sensors/Photocell Dimming Control | 0% | 0 | 0 | Commercial_2020_SC B_GWh_After Competition Groups_Indoor Daylight Sensors/Photocell Dimming Control
Commercial | Com ¦ LED RECESSED DOWNLIGHTS | 2020 | SC B | GWh | After Competition Groups | 0 | 0 | 0 | 1492.7453 | 0 | 76 | Commercial_2020_SC B_GWh_After Competition Groups_76 | LED RECESSED DOWNLIGHTS | 0% | 0 | 0 | Commercial_2020_SC B_GWh_After Competition Groups_LED RECESSED DOWNLIGHTS
Commercial | Com ¦ Networked/Connected - Low Impact Application | 2020 | SC B | GWh | After Competition Groups | 0 | 0 | 0 | 1492.7453 | 0 | 77 | Commercial_2020_SC B_GWh_After Competition Groups_77 | Networked/Connected - Low Impact Application | 0% | 0 | 0 | Commercial_2020_SC B_GWh_After Competition Groups_Networked/Connected - Low Impact Application
Commercial | Com ¦ Notched V belts for HVAC Systems | 2020 | SC B | GWh | After Competition Groups | 0 | 0 | 0 | 1492.7453 | 0 | 78 | Commercial_2020_SC B_GWh_After Competition Groups_78 | Notched V belts for HVAC Systems | 0% | 0 | 0 | Commercial_2020_SC B_GWh_After Competition Groups_Notched V belts for HVAC Systems
Commercial | Com ¦ Refrigerated Display Case Doors | 2020 | SC B | GWh | After Competition Groups | 0 | 0 | 0 | 1492.7453 | 0 | 79 | Commercial_2020_SC B_GWh_After Competition Groups_79 | Refrigerated Display Case Doors | 0% | 0 | 0 | Commercial_2020_SC B_GWh_After Competition Groups_Refrigerated Display Case Doors
Commercial | Com ¦ Variable Refrigerant Flow Heat Pump | 2020 | SC B | GWh | After Competition Groups | 0 | 0 | 0 | 1492.7453 | 0 | 80 | Commercial_2020_SC B_GWh_After Competition Groups_80 | Variable Refrigerant Flow Heat Pump | 0% | 0 | 0 | Commercial_2020_SC B_GWh_After Competition Groups_Variable Refrigerant Flow Heat Pump
Commercial | Com ¦ ENERGY STAR LED LAMPS (REFLECTOR LAMPs/MR16/PAR 16) | 2020 | SC C | GWh | After Competition Groups | 253.5187 | 10361077.2583 | 10.3611 | 1230.3342 | 0.20606 | 1 | Commercial_2020_SC C_GWh_After Competition Groups_1 | ENERGY STAR LED LAMPS (REFLECTOR LAMPs/MR16/PAR 16) | 20.61% | 10.3611 | 253.5187 | Commercial_2020_SC C_GWh_After Competition Groups_ENERGY STAR LED LAMPS (REFLECTOR LAMPs/MR16/PAR 16)
Commercial | Com ¦ LED parking lot fixture | 2020 | SC C | GWh | After Competition Groups | 133.9608 | 8313377.1072 | 8.3134 | 1230.3342 | 0.10888 | 2 | Commercial_2020_SC C_GWh_After Competition Groups_2 | LED parking lot fixture | 10.89% | 8.3134 | 133.9608 | Commercial_2020_SC C_GWh_After Competition Groups_LED parking lot fixture
Commercial | Com ¦ LED EXTERIOR AREA LIGHTS - LED fixture (200W) | 2020 | SC C | GWh | After Competition Groups | 131.0351 | 8202748.4261 | 8.2027 | 1230.3342 | 0.1065 | 3 | Commercial_2020_SC C_GWh_After Competition Groups_3 | LED EXTERIOR AREA LIGHTS - LED fixture (200W) | 10.65% | 8.2027 | 131.0351 | Commercial_2020_SC C_GWh_After Competition Groups_LED EXTERIOR AREA LIGHTS - LED fixture (200W)
Commercial | Com ¦ LED Replacement Lamp (Tube) | 2020 | SC C | GWh | After Competition Groups | 90.5205 | 0 | 0 | 1230.3342 | 0.073574 | 4 | Commercial_2020_SC C_GWh_After Competition Groups_4 | LED Replacement Lamp (Tube) | 7.357% | 0 | 90.5205 | Commercial_2020_SC C_GWh_After Competition Groups_LED Replacement Lamp (Tube)
Commercial | Com ¦ LED street light fixture | 2020 | SC C | GWh | After Competition Groups | 71.0311 | 16613384.7396 | 16.6134 | 1230.3342 | 0.057733 | 5 | Commercial_2020_SC C_GWh_After Competition Groups_5 | LED street light fixture | 5.773% | 16.6134 | 71.0311 | Commercial_2020_SC C_GWh_After Competition Groups_LED street light fixture
Commercial | Com ¦ LED Troffer/Surface/Suspended | 2020 | SC C | GWh | After Competition Groups | 67.5536 | 43928950.9655 | 43.929 | 1230.3342 | 0.054907 | 6 | Commercial_2020_SC C_GWh_After Competition Groups_6 | LED Troffer/Surface/Suspended | 5.491% | 43.929 | 67.5536 | Commercial_2020_SC C_GWh_After Competition Groups_LED Troffer/Surface/Suspended
Commercial | Com ¦ LED Low/High Bay | 2020 | SC C | GWh | After Competition Groups | 57.4814 | 12110844.4969 | 12.1108 | 1230.3342 | 0.04672 | 7 | Commercial_2020_SC C_GWh_After Competition Groups_7 | LED Low/High Bay | 4.672% | 12.1108 | 57.4814 | Commercial_2020_SC C_GWh_After Competition Groups_LED Low/High Bay
Commercial | Com ¦ ENERGY STAR LED LAMPS (General Service Lamps) | 2020 | SC C | GWh | After Competition Groups | 54.2352 | 1196157.7773 | 1.1962 | 1230.3342 | 0.044082 | 8 | Commercial_2020_SC C_GWh_After Competition Groups_8 | ENERGY STAR LED LAMPS (General Service Lamps) | 4.408% | 1.1962 | 54.2352 | Commercial_2020_SC C_GWh_After Competition Groups_ENERGY STAR LED LAMPS (General Service Lamps)
Commercial | Com ¦ Data Center Storage/Server Virtualization | 2020 | SC C | GWh | After Competition Groups | 51.3581 | 0 | 0 | 1230.3342 | 0.041743 | 9 | Commercial_2020_SC C_GWh_After Competition Groups_9 | Data Center Storage/Server Virtualization | 4.174% | 0 | 51.3581 | Commercial_2020_SC C_GWh_After Competition Groups_Data Center Storage/Server Virtualization
Commercial | Com ¦ Building Recommissioning, Operations and Maintenance (O&M) Improvements | 2020 | SC C | GWh | After Competition Groups | 46.2093 | 764506.4006 | 0.76451 | 1230.3342 | 0.037558 | 10 | Commercial_2020_SC C_GWh_After Competition Groups_10 | Building Recommissioning, Operations and Maintenance (O&M) Improvements | 3.756% | 0.76451 | 46.2093 | Commercial_2020_SC C_GWh_After Competition Groups_Building Recommissioning, Operations and Maintenance (O&M) Improvements
Commercial | Com ¦ LED or Equivalent Sign Lighting | 2020 | SC C | GWh | After Competition Groups | 32.2125 | 11825288.7281 | 11.8253 | 1230.3342 | 0.026182 | 11 | Commercial_2020_SC C_GWh_After Competition Groups_11 | LED or Equivalent Sign Lighting | 2.618% | 11.8253 | 32.2125 | Commercial_2020_SC C_GWh_After Competition Groups_LED or Equivalent Sign Lighting
Commercial | Com ¦ Reach-in Shaded Pole to ECM/PSC Evaporator Fan Motor | 2020 | SC C | GWh | After Competition Groups | 29.2953 | 1996901.5902 | 1.9969 | 1230.3342 | 0.023811 | 12 | Commercial_2020_SC C_GWh_After Competition Groups_12 | Reach-in Shaded Pole to ECM/PSC Evaporator Fan Motor | 2.381% | 1.9969 | 29.2953 | Commercial_2020_SC C_GWh_After Competition Groups_Reach-in Shaded Pole to ECM/PSC Evaporator Fan Motor
Commercial | Com ¦ High Efficiency Air Source Heat Pump | 2020 | SC C | GWh | After Competition Groups | 28.9554 | 837552.668 | 0.83755 | 1230.3342 | 0.023535 | 13 | Commercial_2020_SC C_GWh_After Competition Groups_13 | High Efficiency Air Source Heat Pump | 2.353% | 0.83755 | 28.9554 | Commercial_2020_SC C_GWh_After Competition Groups_High Efficiency Air Source Heat Pump
Commercial | Com ¦ Furnace Tune-Up | 2020 | SC C | GWh | After Competition Groups | 28.42 | 51221.7213 | 0.051222 | 1230.3342 | 0.023099 | 14 | Commercial_2020_SC C_GWh_After Competition Groups_14 | Furnace Tune-Up | 2.31% | 0.051222 | 28.42 | Commercial_2020_SC C_GWh_After Competition Groups_Furnace Tune-Up
Commercial | Com ¦ Education and Capacity Building/Energy Behavior | 2020 | SC C | GWh | After Competition Groups | 17.8319 | 330207.6897 | 0.33021 | 1230.3342 | 0.014494 | 15 | Commercial_2020_SC C_GWh_After Competition Groups_15 | Education and Capacity Building/Energy Behavior | 1.449% | 0.33021 | 17.8319 | Commercial_2020_SC C_GWh_After Competition Groups_Education and Capacity Building/Energy Behavior
Commercial | Com ¦ Strip Curtains | 2020 | SC C | GWh | After Competition Groups | 16.7936 | 83459.2637 | 0.083459 | 1230.3342 | 0.01365 | 16 | Commercial_2020_SC C_GWh_After Competition Groups_16 | Strip Curtains | 1.365% | 0.083459 | 16.7936 | Commercial_2020_SC C_GWh_After Competition Groups_Strip Curtains
Commercial | Com ¦ Advanced BAS/Controllers | 2020 | SC C | GWh | After Competition Groups | 12.9662 | 210012.2472 | 0.21001 | 1230.3342 | 0.010539 | 17 | Commercial_2020_SC C_GWh_After Competition Groups_17 | Advanced BAS/Controllers | 1.054% | 0.21001 | 12.9662 | Commercial_2020_SC C_GWh_After Competition Groups_Advanced BAS/Controllers
Commercial | Com ¦ Centrally controlled desktop PC/NETWORK PC POWER MANAGEMENT SOFTWARE | 2020 | SC C | GWh | After Competition Groups | 10.0104 | 357070.9531 | 0.35707 | 1230.3342 | 0.0081363 | 18 | Commercial_2020_SC C_GWh_After Competition Groups_18 | Centrally controlled desktop PC/NETWORK PC POWER MANAGEMENT SOFTWARE | 0.8136% | 0.35707 | 10.0104 | Commercial_2020_SC C_GWh_After Competition Groups_Centrally controlled desktop PC/NETWORK PC POWER MANAGEMENT SOFTWARE
Commercial | Com ¦ Demand Control Ventilation | 2020 | SC C | GWh | After Competition Groups | 9.6768 | 1128787.2424 | 1.1288 | 1230.3342 | 0.0078652 | 19 | Commercial_2020_SC C_GWh_After Competition Groups_19 | Demand Control Ventilation | 0.7865% | 1.1288 | 9.6768 | Commercial_2020_SC C_GWh_After Competition Groups_Demand Control Ventilation
Commercial | Com ¦ Variable Frequency Drive (VFD) | 2020 | SC C | GWh | After Competition Groups | 9.46 | 845210.3994 | 0.84521 | 1230.3342 | 0.007689 | 20 | Commercial_2020_SC C_GWh_After Competition Groups_20 | Variable Frequency Drive (VFD) | 0.7689% | 0.84521 | 9.46 | Commercial_2020_SC C_GWh_After Competition Groups_Variable Frequency Drive (VFD)
Commercial | Com ¦ VFD on Pumps | 2020 | SC C | GWh | After Competition Groups | 8.8375 | 858823.089 | 0.85882 | 1230.3342 | 0.007183 | 21 | Commercial_2020_SC C_GWh_After Competition Groups_21 | VFD on Pumps | 0.7183% | 0.85882 | 8.8375 | Commercial_2020_SC C_GWh_After Competition Groups_VFD on Pumps
Commercial | Com ¦ Adaptive Thermostats | 2020 | SC C | GWh | After Competition Groups | 8.1421 | 1624912.4842 | 1.6249 | 1230.3342 | 0.0066178 | 22 | Commercial_2020_SC C_GWh_After Competition Groups_22 | Adaptive Thermostats | 0.6618% | 1.6249 | 8.1421 | Commercial_2020_SC C_GWh_After Competition Groups_Adaptive Thermostats
Commercial | Com ¦ Air Handler with Dedicated Outdoor Air Systems | 2020 | SC C | GWh | After Competition Groups | 5.4802 | 0 | 0 | 1230.3342 | 0.0044542 | 23 | Commercial_2020_SC C_GWh_After Competition Groups_23 | Air Handler with Dedicated Outdoor Air Systems | 0.4454% | 0 | 5.4802 | Commercial_2020_SC C_GWh_After Competition Groups_Air Handler with Dedicated Outdoor Air Systems
Commercial | Com ¦ Refrigerated Display Case LED | 2020 | SC C | GWh | After Competition Groups | 5.2626 | 932932.3574 | 0.93293 | 1230.3342 | 0.0042774 | 24 | Commercial_2020_SC C_GWh_After Competition Groups_24 | Refrigerated Display Case LED | 0.4277% | 0.93293 | 5.2626 | Commercial_2020_SC C_GWh_After Competition Groups_Refrigerated Display Case LED
Commercial | Com ¦ ECM MOTORS FOR EVAPORATOR FANS for refrigeration (WALK-IN) | 2020 | SC C | GWh | After Competition Groups | 4.4247 | 511411.1684 | 0.51141 | 1230.3342 | 0.0035964 | 25 | Commercial_2020_SC C_GWh_After Competition Groups_25 | ECM MOTORS FOR EVAPORATOR FANS for refrigeration (WALK-IN) | 0.3596% | 0.51141 | 4.4247 | Commercial_2020_SC C_GWh_After Competition Groups_ECM MOTORS FOR EVAPORATOR FANS for refrigeration (WALK-IN)
Commercial | Com ¦ Condensing Unit Heaters or other Efficient Unit Heating System | 2020 | SC C | GWh | After Competition Groups | 4.2746 | 15376.131 | 0.015376 | 1230.3342 | 0.0034743 | 26 | Commercial_2020_SC C_GWh_After Competition Groups_26 | Condensing Unit Heaters or other Efficient Unit Heating System | 0.3474% | 0.015376 | 4.2746 | Commercial_2020_SC C_GWh_After Competition Groups_Condensing Unit Heaters or other Efficient Unit Heating System
Commercial | Com ¦ ENERGY STAR Griddle (74% eff) | 2020 | SC C | GWh | After Competition Groups | 4.133 | 205536.2883 | 0.20554 | 1230.3342 | 0.0033593 | 27 | Commercial_2020_SC C_GWh_After Competition Groups_27 | ENERGY STAR Griddle (74% eff) | 0.3359% | 0.20554 | 4.133 | Commercial_2020_SC C_GWh_After Competition Groups_ENERGY STAR Griddle (74% eff)
Commercial | Com ¦ Unitary Air-Conditioning Unit | 2020 | SC C | GWh | After Competition Groups | 3.8182 | 2026535.7126 | 2.0265 | 1230.3342 | 0.0031034 | 28 | Commercial_2020_SC C_GWh_After Competition Groups_28 | Unitary Air-Conditioning Unit | 0.3103% | 2.0265 | 3.8182 | Commercial_2020_SC C_GWh_After Competition Groups_Unitary Air-Conditioning Unit
Commercial | Com ¦ Freezer Case Light Sensor | 2020 | SC C | GWh | After Competition Groups | 3.6344 | 1124061.5193 | 1.1241 | 1230.3342 | 0.002954 | 29 | Commercial_2020_SC C_GWh_After Competition Groups_29 | Freezer Case Light Sensor | 0.2954% | 1.1241 | 3.6344 | Commercial_2020_SC C_GWh_After Competition Groups_Freezer Case Light Sensor
Commercial | Com ¦ Evaporator Fan Controls | 2020 | SC C | GWh | After Competition Groups | 3.5452 | 80088.8536 | 0.080089 | 1230.3342 | 0.0028815 | 30 | Commercial_2020_SC C_GWh_After Competition Groups_30 | Evaporator Fan Controls | 0.2881% | 0.080089 | 3.5452 | Commercial_2020_SC C_GWh_After Competition Groups_Evaporator Fan Controls
Commercial | Com ¦ Demand Control Kitchen Ventilation | 2020 | SC C | GWh | After Competition Groups | 3.3705 | 43559.1002 | 0.043559 | 1230.3342 | 0.0027395 | 31 | Commercial_2020_SC C_GWh_After Competition Groups_31 | Demand Control Kitchen Ventilation | 0.2739% | 0.043559 | 3.3705 | Commercial_2020_SC C_GWh_After Competition Groups_Demand Control Kitchen Ventilation
Commercial | Com ¦ Chilled Water Optimization | 2020 | SC C | GWh | After Competition Groups | 3.1981 | 1105575.3554 | 1.1056 | 1230.3342 | 0.0025994 | 32 | Commercial_2020_SC C_GWh_After Competition Groups_32 | Chilled Water Optimization | 0.2599% | 1.1056 | 3.1981 | Commercial_2020_SC C_GWh_After Competition Groups_Chilled Water Optimization
Commercial | Com ¦ Occupancy Sensors | 2020 | SC C | GWh | After Competition Groups | 2.9835 | 3266.7974 | 0.0032668 | 1230.3342 | 0.002425 | 33 | Commercial_2020_SC C_GWh_After Competition Groups_33 | Occupancy Sensors | 0.2425% | 0.0032668 | 2.9835 | Commercial_2020_SC C_GWh_After Competition Groups_Occupancy Sensors
Commercial | Com ¦ ENERGY STAR Fryer (84% eff) | 2020 | SC C | GWh | After Competition Groups | 1.4607 | 136701.2922 | 0.1367 | 1230.3342 | 0.0011872 | 34 | Commercial_2020_SC C_GWh_After Competition Groups_34 | ENERGY STAR Fryer (84% eff) | 0.1187% | 0.1367 | 1.4607 | Commercial_2020_SC C_GWh_After Competition Groups_ENERGY STAR Fryer (84% eff)
Commercial | Com ¦ Temperature Adjustment in Commercial Freezers | 2020 | SC C | GWh | After Competition Groups | 1.3568 | 0 | 0 | 1230.3342 | 0.0011028 | 35 | Commercial_2020_SC C_GWh_After Competition Groups_35 | Temperature Adjustment in Commercial Freezers | 0.1103% | 0 | 1.3568 | Commercial_2020_SC C_GWh_After Competition Groups_Temperature Adjustment in Commercial Freezers
Commercial | Com ¦ Elec Storage WH 2.30 Et | 2020 | SC C | GWh | After Competition Groups | 1.2665 | 279806.0249 | 0.27981 | 1230.3342 | 0.0010294 | 36 | Commercial_2020_SC C_GWh_After Competition Groups_36 | Elec Storage WH 2.30 Et | 0.1029% | 0.27981 | 1.2665 | Commercial_2020_SC C_GWh_After Competition Groups_Elec Storage WH 2.30 Et
Commercial | Com ¦ Outside Air Economizer | 2020 | SC C | GWh | After Competition Groups | 1.209 | 65192.9489 | 0.065193 | 1230.3342 | 0.00098266 | 37 | Commercial_2020_SC C_GWh_After Competition Groups_37 | Outside Air Economizer | 0.09827% | 0.065193 | 1.209 | Commercial_2020_SC C_GWh_After Competition Groups_Outside Air Economizer
Commercial | Com ¦ CO Sensors for parking garage exhaust fans | 2020 | SC C | GWh | After Competition Groups | 1.2087 | 287491.4345 | 0.28749 | 1230.3342 | 0.00098243 | 38 | Commercial_2020_SC C_GWh_After Competition Groups_38 | CO Sensors for parking garage exhaust fans | 0.09824% | 0.28749 | 1.2087 | Commercial_2020_SC C_GWh_After Competition Groups_CO Sensors for parking garage exhaust fans
Commercial | Com ¦ Vertical Night Covers | 2020 | SC C | GWh | After Competition Groups | 1.0516 | 77686.5648 | 0.077687 | 1230.3342 | 0.00085473 | 39 | Commercial_2020_SC C_GWh_After Competition Groups_39 | Vertical Night Covers | 0.08547% | 0.077687 | 1.0516 | Commercial_2020_SC C_GWh_After Competition Groups_Vertical Night Covers
Commercial | Com ¦ BEVERAGE VENDING MACHINE CONTROLS | 2020 | SC C | GWh | After Competition Groups | 0.96457 | 76257.3117 | 0.076257 | 1230.3342 | 0.00078399 | 40 | Commercial_2020_SC C_GWh_After Competition Groups_40 | BEVERAGE VENDING MACHINE CONTROLS | 0.0784% | 0.076257 | 0.96457 | Commercial_2020_SC C_GWh_After Competition Groups_BEVERAGE VENDING MACHINE CONTROLS
Commercial | Com ¦ Energy Efficient Laboratory Fume Hood | 2020 | SC C | GWh | After Competition Groups | 0.95828 | 212771.6022 | 0.21277 | 1230.3342 | 0.00077888 | 41 | Commercial_2020_SC C_GWh_After Competition Groups_41 | Energy Efficient Laboratory Fume Hood | 0.07789% | 0.21277 | 0.95828 | Commercial_2020_SC C_GWh_After Competition Groups_Energy Efficient Laboratory Fume Hood
Commercial | Com ¦ Duct Insulation, R8 | 2020 | SC C | GWh | After Competition Groups | 0.95008 | 157930.8774 | 0.15793 | 1230.3342 | 0.00077221 | 42 | Commercial_2020_SC C_GWh_After Competition Groups_42 | Duct Insulation, R8 | 0.07722% | 0.15793 | 0.95008 | Commercial_2020_SC C_GWh_After Competition Groups_Duct Insulation, R8
Commercial | Com ¦ Water Heating (DHW) Pipe Insulation (Add 3/4\ Foam)" | 2020 | SC C | GWh | After Competition Groups | 0.90935 | 109268.4662 | 0.10927 | 1230.3342 | 0.00073911 | 43 | Commercial_2020_SC C_GWh_After Competition Groups_43 | Water Heating (DHW) Pipe Insulation (Add 3/4\ Foam)" | 0.07391% | 0.10927 | 0.90935 | Commercial_2020_SC C_GWh_After Competition Groups_Water Heating (DHW) Pipe Insulation (Add 3/4\ Foam)"
Commercial | Com ¦ Thermostat Setback | 2020 | SC C | GWh | After Competition Groups | 0.78667 | 0 | 0 | 1230.3342 | 0.0006394 | 44 | Commercial_2020_SC C_GWh_After Competition Groups_44 | Thermostat Setback | 0.06394% | 0 | 0.78667 | Commercial_2020_SC C_GWh_After Competition Groups_Thermostat Setback
Commercial | Com ¦ Water Source Heat Pump (4 ton) | 2020 | SC C | GWh | After Competition Groups | 0.70743 | 252926.6645 | 0.25293 | 1230.3342 | 0.00057499 | 45 | Commercial_2020_SC C_GWh_After Competition Groups_45 | Water Source Heat Pump (4 ton) | 0.0575% | 0.25293 | 0.70743 | Commercial_2020_SC C_GWh_After Competition Groups_Water Source Heat Pump (4 ton)
Commercial | Com ¦ ENERGY STAR Dishwasher | 2020 | SC C | GWh | After Competition Groups | 0.6971 | 24153.3974 | 0.024153 | 1230.3342 | 0.00056659 | 46 | Commercial_2020_SC C_GWh_After Competition Groups_46 | ENERGY STAR Dishwasher | 0.05666% | 0.024153 | 0.6971 | Commercial_2020_SC C_GWh_After Competition Groups_ENERGY STAR Dishwasher
Commercial | Com ¦ ENERGY STAR Steam Cookers | 2020 | SC C | GWh | After Competition Groups | 0.69662 | 71880.8475 | 0.071881 | 1230.3342 | 0.0005662 | 47 | Commercial_2020_SC C_GWh_After Competition Groups_47 | ENERGY STAR Steam Cookers | 0.05662% | 0.071881 | 0.69662 | Commercial_2020_SC C_GWh_After Competition Groups_ENERGY STAR Steam Cookers
Commercial | Com ¦ LLLC - High Impact Application | 2020 | SC C | GWh | After Competition Groups | 0.57921 | 25143.8516 | 0.025144 | 1230.3342 | 0.00047077 | 48 | Commercial_2020_SC C_GWh_After Competition Groups_48 | LLLC - High Impact Application | 0.04708% | 0.025144 | 0.57921 | Commercial_2020_SC C_GWh_After Competition Groups_LLLC - High Impact Application
Commercial | Com ¦ Suction Pipe Insulation Freezer/Refrigerator | 2020 | SC C | GWh | After Competition Groups | 0.57558 | 76754.0945 | 0.076754 | 1230.3342 | 0.00046782 | 49 | Commercial_2020_SC C_GWh_After Competition Groups_49 | Suction Pipe Insulation Freezer/Refrigerator | 0.04678% | 0.076754 | 0.57558 | Commercial_2020_SC C_GWh_After Competition Groups_Suction Pipe Insulation Freezer/Refrigerator
Commercial | Com ¦ LLLC - Low Impact Application | 2020 | SC C | GWh | After Competition Groups | 0.27327 | 66553.0361 | 0.066553 | 1230.3342 | 0.00022211 | 50 | Commercial_2020_SC C_GWh_After Competition Groups_50 | LLLC - Low Impact Application | 0.02221% | 0.066553 | 0.27327 | Commercial_2020_SC C_GWh_After Competition Groups_LLLC - Low Impact Application
Commercial | Com ¦ Ozone Laundry Treatment | 2020 | SC C | GWh | After Competition Groups | 0.26949 | 79338.9693 | 0.079339 | 1230.3342 | 0.00021904 | 51 | Commercial_2020_SC C_GWh_After Competition Groups_51 | Ozone Laundry Treatment | 0.0219% | 0.079339 | 0.26949 | Commercial_2020_SC C_GWh_After Competition Groups_Ozone Laundry Treatment
Commercial | Com ¦ Demand controlled Circulating Systems | 2020 | SC C | GWh | After Competition Groups | 0.19299 | 0 | 0 | 1230.3342 | 0.00015686 | 52 | Commercial_2020_SC C_GWh_After Competition Groups_52 | Demand controlled Circulating Systems | 0.01569% | 0 | 0.19299 | Commercial_2020_SC C_GWh_After Competition Groups_Demand controlled Circulating Systems
Commercial | Com ¦ ECM MOTORS FOR HVAC APPLICATION (FAN-POWERED VAV BOX) | 2020 | SC C | GWh | After Competition Groups | 0.14048 | 16641.8888 | 0.016642 | 1230.3342 | 0.00011418 | 53 | Commercial_2020_SC C_GWh_After Competition Groups_53 | ECM MOTORS FOR HVAC APPLICATION (FAN-POWERED VAV BOX) | 0.01142% | 0.016642 | 0.14048 | Commercial_2020_SC C_GWh_After Competition Groups_ECM MOTORS FOR HVAC APPLICATION (FAN-POWERED VAV BOX)
Commercial | Com ¦ CEE Tier 2/Energy Star Clothes Washers | 2020 | SC C | GWh | After Competition Groups | 0.13615 | 15899.9543 | 0.0159 | 1230.3342 | 0.00011066 | 54 | Commercial_2020_SC C_GWh_After Competition Groups_54 | CEE Tier 2/Energy Star Clothes Washers | 0.01107% | 0.0159 | 0.13615 | Commercial_2020_SC C_GWh_After Competition Groups_CEE Tier 2/Energy Star Clothes Washers
Commercial | Com ¦ Low Flow Pre-Rinse Spray Nozzle | 2020 | SC C | GWh | After Competition Groups | 0.078956 | 3034.4521 | 0.0030345 | 1230.3342 | 6.4175e-05 | 55 | Commercial_2020_SC C_GWh_After Competition Groups_55 | Low Flow Pre-Rinse Spray Nozzle | 0.006417% | 0.0030345 | 0.078956 | Commercial_2020_SC C_GWh_After Competition Groups_Low Flow Pre-Rinse Spray Nozzle
Commercial | Com ¦ HVAC Optimization | 2020 | SC C | GWh | After Competition Groups | 0.076785 | 329.4378 | 0.00032944 | 1230.3342 | 6.241e-05 | 56 | Commercial_2020_SC C_GWh_After Competition Groups_56 | HVAC Optimization | 0.006241% | 0.00032944 | 0.076785 | Commercial_2020_SC C_GWh_After Competition Groups_HVAC Optimization
Commercial | Com ¦ Auto Off Time Switch or Time Clock control | 2020 | SC C | GWh | After Competition Groups | 0.051256 | 30.5589 | 3.0559e-05 | 1230.3342 | 4.166e-05 | 57 | Commercial_2020_SC C_GWh_After Competition Groups_57 | Auto Off Time Switch or Time Clock control | 0.004166% | 3.0559e-05 | 0.051256 | Commercial_2020_SC C_GWh_After Competition Groups_Auto Off Time Switch or Time Clock control
Commercial | COM ¦ Ductless Mini-Split Heat Pumps | 2020 | SC C | GWh | After Competition Groups | 0.041693 | 59.5623 | 5.9562e-05 | 1230.3342 | 3.3887e-05 | 58 | Commercial_2020_SC C_GWh_After Competition Groups_58 | Ductless Mini-Split Heat Pumps | 0.003389% | 5.9562e-05 | 0.041693 | Commercial_2020_SC C_GWh_After Competition Groups_Ductless Mini-Split Heat Pumps
Commercial | Com ¦ Commercial Hot Food Holding Cabinets | 2020 | SC C | GWh | After Competition Groups | 0.01845 | 917.5022 | 0.0009175 | 1230.3342 | 1.4996e-05 | 59 | Commercial_2020_SC C_GWh_After Competition Groups_59 | Commercial Hot Food Holding Cabinets | 0.0015% | 0.0009175 | 0.01845 | Commercial_2020_SC C_GWh_After Competition Groups_Commercial Hot Food Holding Cabinets
Commercial | Com ¦ Air Curtains | 2020 | SC C | GWh | After Competition Groups | 0.01554 | 2923.4986 | 0.0029235 | 1230.3342 | 1.2631e-05 | 60 | Commercial_2020_SC C_GWh_After Competition Groups_60 | Air Curtains | 0.001263% | 0.0029235 | 0.01554 | Commercial_2020_SC C_GWh_After Competition Groups_Air Curtains
Commercial | Com ¦ Wall Insulation | 2020 | SC C | GWh | After Competition Groups | 0.0083766 | 0 | 0 | 1230.3342 | 6.8084e-06 | 61 | Commercial_2020_SC C_GWh_After Competition Groups_61 | Wall Insulation | 0.0006808% | 0 | 0.0083766 | Commercial_2020_SC C_GWh_After Competition Groups_Wall Insulation
Commercial | Com ¦ PTAC (12 EER/10,000 BTU) | 2020 | SC C | GWh | After Competition Groups | 0.005705 | 1818.2813 | 0.0018183 | 1230.3342 | 4.637e-06 | 62 | Commercial_2020_SC C_GWh_After Competition Groups_62 | PTAC (12 EER/10,000 BTU) | 0.0004637% | 0.0018183 | 0.005705 | Commercial_2020_SC C_GWh_After Competition Groups_PTAC (12 EER/10,000 BTU)
Commercial | Com ¦ Solar Water Preheat (Pools/DHW) | 2020 | SC C | GWh | After Competition Groups | 0.0047871 | 100.5731 | 0.00010057 | 1230.3342 | 3.8909e-06 | 63 | Commercial_2020_SC C_GWh_After Competition Groups_63 | Solar Water Preheat (Pools/DHW) | 0.0003891% | 0.00010057 | 0.0047871 | Commercial_2020_SC C_GWh_After Competition Groups_Solar Water Preheat (Pools/DHW)
Commercial | Com ¦ High Efficiency Chiller (avg of water and air cooled) | 2020 | SC C | GWh | After Competition Groups | 0.0042324 | 3238.4798 | 0.0032385 | 1230.3342 | 3.44e-06 | 64 | Commercial_2020_SC C_GWh_After Competition Groups_64 | High Efficiency Chiller (avg of water and air cooled) | 0.000344% | 0.0032385 | 0.0042324 | Commercial_2020_SC C_GWh_After Competition Groups_High Efficiency Chiller (avg of water and air cooled)
Commercial | Com ¦ VSD Air Compressor | 2020 | SC C | GWh | After Competition Groups | 0.003183 | 304.9193 | 0.00030492 | 1230.3342 | 2.5871e-06 | 65 | Commercial_2020_SC C_GWh_After Competition Groups_65 | VSD Air Compressor | 0.0002587% | 0.00030492 | 0.003183 | Commercial_2020_SC C_GWh_After Competition Groups_VSD Air Compressor
Commercial | Com ¦ Energy Recovery Ventilation and Ventilation (Enhanced) | 2020 | SC C | GWh | After Competition Groups | 0.001327 | 0 | 0 | 1230.3342 | 1.0786e-06 | 66 | Commercial_2020_SC C_GWh_After Competition Groups_66 | Energy Recovery Ventilation and Ventilation (Enhanced) | 0.0001079% | 0 | 0.001327 | Commercial_2020_SC C_GWh_After Competition Groups_Energy Recovery Ventilation and Ventilation (Enhanced)
Commercial | Com ¦ EC Plug Fan for Data Center (under cabinet) | 2020 | SC C | GWh | After Competition Groups | 0.001077 | 197.4352 | 0.00019744 | 1230.3342 | 8.7534e-07 | 67 | Commercial_2020_SC C_GWh_After Competition Groups_67 | EC Plug Fan for Data Center (under cabinet) | 8.753e-05% | 0.00019744 | 0.001077 | Commercial_2020_SC C_GWh_After Competition Groups_EC Plug Fan for Data Center (under cabinet)
Commercial | Com ¦ Networked/Connected - High Impact Application | 2020 | SC C | GWh | After Competition Groups | 0.0010159 | 621.3491 | 0.00062135 | 1230.3342 | 8.2574e-07 | 68 | Commercial_2020_SC C_GWh_After Competition Groups_68 | Networked/Connected - High Impact Application | 8.257e-05% | 0.00062135 | 0.0010159 | Commercial_2020_SC C_GWh_After Competition Groups_Networked/Connected - High Impact Application
Commercial | Com ¦ Electric Convection Combination Ovens | 2020 | SC C | GWh | After Competition Groups | 0.00041039 | 3.0982 | 3.0982e-06 | 1230.3342 | 3.3356e-07 | 69 | Commercial_2020_SC C_GWh_After Competition Groups_69 | Electric Convection Combination Ovens | 3.336e-05% | 3.0982e-06 | 0.00041039 | Commercial_2020_SC C_GWh_After Competition Groups_Electric Convection Combination Ovens
Commercial | Com ¦ Room AC (w/ louvered sides) 14 SEER from 12 SEER code | 2020 | SC C | GWh | After Competition Groups | 0.00024735 | 140.3388 | 0.00014034 | 1230.3342 | 2.0104e-07 | 70 | Commercial_2020_SC C_GWh_After Competition Groups_70 | Room AC (w/ louvered sides) 14 SEER from 12 SEER code | 2.01e-05% | 0.00014034 | 0.00024735 | Commercial_2020_SC C_GWh_After Competition Groups_Room AC (w/ louvered sides) 14 SEER from 12 SEER code
Commercial | Com ¦ High Efficiency Small Instantaneous Water Heater | 2020 | SC C | GWh | After Competition Groups | 5.5751e-06 | 2.1805 | 2.1805e-06 | 1230.3342 | 4.5314e-09 | 71 | Commercial_2020_SC C_GWh_After Competition Groups_71 | High Efficiency Small Instantaneous Water Heater | 4.531e-07% | 2.1805e-06 | 5.5751e-06 | Commercial_2020_SC C_GWh_After Competition Groups_High Efficiency Small Instantaneous Water Heater
Commercial | Com ¦ Condensing Make Up Air Unit | 2020 | SC C | GWh | After Competition Groups | 0 | 0 | 0 | 1230.3342 | 0 | 72 | Commercial_2020_SC C_GWh_After Competition Groups_72 | Condensing Make Up Air Unit | 0% | 0 | 0 | Commercial_2020_SC C_GWh_After Competition Groups_Condensing Make Up Air Unit
Commercial | Com ¦ Door Gasket Freezer/Refrigerator | 2020 | SC C | GWh | After Competition Groups | 0 | 0 | 0 | 1230.3342 | 0 | 73 | Commercial_2020_SC C_GWh_After Competition Groups_73 | Door Gasket Freezer/Refrigerator | 0% | 0 | 0 | Commercial_2020_SC C_GWh_After Competition Groups_Door Gasket Freezer/Refrigerator
Commercial | Com ¦ Efficient compressor motor | 2020 | SC C | GWh | After Competition Groups | 0 | 0 | 0 | 1230.3342 | 0 | 74 | Commercial_2020_SC C_GWh_After Competition Groups_74 | Efficient compressor motor | 0% | 0 | 0 | Commercial_2020_SC C_GWh_After Competition Groups_Efficient compressor motor
Commercial | Com ¦ Indoor Daylight Sensors/Photocell Dimming Control | 2020 | SC C | GWh | After Competition Groups | 0 | 0 | 0 | 1230.3342 | 0 | 75 | Commercial_2020_SC C_GWh_After Competition Groups_75 | Indoor Daylight Sensors/Photocell Dimming Control | 0% | 0 | 0 | Commercial_2020_SC C_GWh_After Competition Groups_Indoor Daylight Sensors/Photocell Dimming Control
Commercial | Com ¦ LED RECESSED DOWNLIGHTS | 2020 | SC C | GWh | After Competition Groups | 0 | 0 | 0 | 1230.3342 | 0 | 76 | Commercial_2020_SC C_GWh_After Competition Groups_76 | LED RECESSED DOWNLIGHTS | 0% | 0 | 0 | Commercial_2020_SC C_GWh_After Competition Groups_LED RECESSED DOWNLIGHTS
Commercial | Com ¦ Networked/Connected - Low Impact Application | 2020 | SC C | GWh | After Competition Groups | 0 | 0 | 0 | 1230.3342 | 0 | 77 | Commercial_2020_SC C_GWh_After Competition Groups_77 | Networked/Connected - Low Impact Application | 0% | 0 | 0 | Commercial_2020_SC C_GWh_After Competition Groups_Networked/Connected - Low Impact Application
Commercial | Com ¦ Notched V belts for HVAC Systems | 2020 | SC C | GWh | After Competition Groups | 0 | 0 | 0 | 1230.3342 | 0 | 78 | Commercial_2020_SC C_GWh_After Competition Groups_78 | Notched V belts for HVAC Systems | 0% | 0 | 0 | Commercial_2020_SC C_GWh_After Competition Groups_Notched V belts for HVAC Systems
Commercial | Com ¦ Refrigerated Display Case Doors | 2020 | SC C | GWh | After Competition Groups | 0 | 0 | 0 | 1230.3342 | 0 | 79 | Commercial_2020_SC C_GWh_After Competition Groups_79 | Refrigerated Display Case Doors | 0% | 0 | 0 | Commercial_2020_SC C_GWh_After Competition Groups_Refrigerated Display Case Doors
Commercial | Com ¦ Variable Refrigerant Flow Heat Pump | 2020 | SC C | GWh | After Competition Groups | 0 | 0 | 0 | 1230.3342 | 0 | 80 | Commercial_2020_SC C_GWh_After Competition Groups_80 | Variable Refrigerant Flow Heat Pump | 0% | 0 | 0 | Commercial_2020_SC C_GWh_After Competition Groups_Variable Refrigerant Flow Heat Pump
Commercial | Com ¦ ENERGY STAR LED LAMPS (REFLECTOR LAMPs/MR16/PAR 16) | 2020 | SC D | GWh | After Competition Groups | 253.5097 | 0 | 0 | 1178.3232 | 0.21514 | 1 | Commercial_2020_SC D_GWh_After Competition Groups_1 | ENERGY STAR LED LAMPS (REFLECTOR LAMPs/MR16/PAR 16) | 21.51% | 0 | 253.5097 | Commercial_2020_SC D_GWh_After Competition Groups_ENERGY STAR LED LAMPS (REFLECTOR LAMPs/MR16/PAR 16)
Commercial | Com ¦ LED parking lot fixture | 2020 | SC D | GWh | After Competition Groups | 133.9608 | 0 | 0 | 1178.3232 | 0.11369 | 2 | Commercial_2020_SC D_GWh_After Competition Groups_2 | LED parking lot fixture | 11.37% | 0 | 133.9608 | Commercial_2020_SC D_GWh_After Competition Groups_LED parking lot fixture
Commercial | Com ¦ LED EXTERIOR AREA LIGHTS - LED fixture (200W) | 2020 | SC D | GWh | After Competition Groups | 124.9024 | 0 | 0 | 1178.3232 | 0.106 | 3 | Commercial_2020_SC D_GWh_After Competition Groups_3 | LED EXTERIOR AREA LIGHTS - LED fixture (200W) | 10.6% | 0 | 124.9024 | Commercial_2020_SC D_GWh_After Competition Groups_LED EXTERIOR AREA LIGHTS - LED fixture (200W)
Commercial | Com ¦ LED Replacement Lamp (Tube) | 2020 | SC D | GWh | After Competition Groups | 90.5205 | 0 | 0 | 1178.3232 | 0.076821 | 4 | Commercial_2020_SC D_GWh_After Competition Groups_4 | LED Replacement Lamp (Tube) | 7.682% | 0 | 90.5205 | Commercial_2020_SC D_GWh_After Competition Groups_LED Replacement Lamp (Tube)
Commercial | Com ¦ LED street light fixture | 2020 | SC D | GWh | After Competition Groups | 55.803 | 0 | 0 | 1178.3232 | 0.047358 | 5 | Commercial_2020_SC D_GWh_After Competition Groups_5 | LED street light fixture | 4.736% | 0 | 55.803 | Commercial_2020_SC D_GWh_After Competition Groups_LED street light fixture
Commercial | Com ¦ LED Low/High Bay | 2020 | SC D | GWh | After Competition Groups | 55.2367 | 0 | 0 | 1178.3232 | 0.046877 | 6 | Commercial_2020_SC D_GWh_After Competition Groups_6 | LED Low/High Bay | 4.688% | 0 | 55.2367 | Commercial_2020_SC D_GWh_After Competition Groups_LED Low/High Bay
Commercial | Com ¦ ENERGY STAR LED LAMPS (General Service Lamps) | 2020 | SC D | GWh | After Competition Groups | 54.2325 | 0 | 0 | 1178.3232 | 0.046025 | 7 | Commercial_2020_SC D_GWh_After Competition Groups_7 | ENERGY STAR LED LAMPS (General Service Lamps) | 4.603% | 0 | 54.2325 | Commercial_2020_SC D_GWh_After Competition Groups_ENERGY STAR LED LAMPS (General Service Lamps)
Commercial | Com ¦ LED Troffer/Surface/Suspended | 2020 | SC D | GWh | After Competition Groups | 54.1166 | 0 | 0 | 1178.3232 | 0.045927 | 8 | Commercial_2020_SC D_GWh_After Competition Groups_8 | LED Troffer/Surface/Suspended | 4.593% | 0 | 54.1166 | Commercial_2020_SC D_GWh_After Competition Groups_LED Troffer/Surface/Suspended
Commercial | Com ¦ Data Center Storage/Server Virtualization | 2020 | SC D | GWh | After Competition Groups | 51.3581 | 0 | 0 | 1178.3232 | 0.043586 | 9 | Commercial_2020_SC D_GWh_After Competition Groups_9 | Data Center Storage/Server Virtualization | 4.359% | 0 | 51.3581 | Commercial_2020_SC D_GWh_After Competition Groups_Data Center Storage/Server Virtualization
Commercial | Com ¦ Building Recommissioning, Operations and Maintenance (O&M) Improvements | 2020 | SC D | GWh | After Competition Groups | 46.1703 | 0 | 0 | 1178.3232 | 0.039183 | 10 | Commercial_2020_SC D_GWh_After Competition Groups_10 | Building Recommissioning, Operations and Maintenance (O&M) Improvements | 3.918% | 0 | 46.1703 | Commercial_2020_SC D_GWh_After Competition Groups_Building Recommissioning, Operations and Maintenance (O&M) Improvements
Commercial | Com ¦ Reach-in Shaded Pole to ECM/PSC Evaporator Fan Motor | 2020 | SC D | GWh | After Competition Groups | 29.2953 | 0 | 0 | 1178.3232 | 0.024862 | 11 | Commercial_2020_SC D_GWh_After Competition Groups_11 | Reach-in Shaded Pole to ECM/PSC Evaporator Fan Motor | 2.486% | 0 | 29.2953 | Commercial_2020_SC D_GWh_After Competition Groups_Reach-in Shaded Pole to ECM/PSC Evaporator Fan Motor
Commercial | Com ¦ High Efficiency Air Source Heat Pump | 2020 | SC D | GWh | After Competition Groups | 28.9554 | 0 | 0 | 1178.3232 | 0.024573 | 12 | Commercial_2020_SC D_GWh_After Competition Groups_12 | High Efficiency Air Source Heat Pump | 2.457% | 0 | 28.9554 | Commercial_2020_SC D_GWh_After Competition Groups_High Efficiency Air Source Heat Pump
Commercial | Com ¦ Furnace Tune-Up | 2020 | SC D | GWh | After Competition Groups | 28.4163 | 0 | 0 | 1178.3232 | 0.024116 | 13 | Commercial_2020_SC D_GWh_After Competition Groups_13 | Furnace Tune-Up | 2.412% | 0 | 28.4163 | Commercial_2020_SC D_GWh_After Competition Groups_Furnace Tune-Up
Commercial | Com ¦ LED or Equivalent Sign Lighting | 2020 | SC D | GWh | After Competition Groups | 24.8274 | 0 | 0 | 1178.3232 | 0.02107 | 14 | Commercial_2020_SC D_GWh_After Competition Groups_14 | LED or Equivalent Sign Lighting | 2.107% | 0 | 24.8274 | Commercial_2020_SC D_GWh_After Competition Groups_LED or Equivalent Sign Lighting
Commercial | Com ¦ Education and Capacity Building/Energy Behavior | 2020 | SC D | GWh | After Competition Groups | 17.8319 | 0 | 0 | 1178.3232 | 0.015133 | 15 | Commercial_2020_SC D_GWh_After Competition Groups_15 | Education and Capacity Building/Energy Behavior | 1.513% | 0 | 17.8319 | Commercial_2020_SC D_GWh_After Competition Groups_Education and Capacity Building/Energy Behavior
Commercial | Com ¦ Strip Curtains | 2020 | SC D | GWh | After Competition Groups | 16.787 | 0 | 0 | 1178.3232 | 0.014247 | 16 | Commercial_2020_SC D_GWh_After Competition Groups_16 | Strip Curtains | 1.425% | 0 | 16.787 | Commercial_2020_SC D_GWh_After Competition Groups_Strip Curtains
Commercial | Com ¦ Advanced BAS/Controllers | 2020 | SC D | GWh | After Competition Groups | 13.6191 | 0 | 0 | 1178.3232 | 0.011558 | 17 | Commercial_2020_SC D_GWh_After Competition Groups_17 | Advanced BAS/Controllers | 1.156% | 0 | 13.6191 | Commercial_2020_SC D_GWh_After Competition Groups_Advanced BAS/Controllers
Commercial | Com ¦ Centrally controlled desktop PC/NETWORK PC POWER MANAGEMENT SOFTWARE | 2020 | SC D | GWh | After Competition Groups | 10.0005 | 0 | 0 | 1178.3232 | 0.0084871 | 18 | Commercial_2020_SC D_GWh_After Competition Groups_18 | Centrally controlled desktop PC/NETWORK PC POWER MANAGEMENT SOFTWARE | 0.8487% | 0 | 10.0005 | Commercial_2020_SC D_GWh_After Competition Groups_Centrally controlled desktop PC/NETWORK PC POWER MANAGEMENT SOFTWARE
Commercial | Com ¦ Variable Frequency Drive (VFD) | 2020 | SC D | GWh | After Competition Groups | 9.2389 | 0 | 0 | 1178.3232 | 0.0078407 | 19 | Commercial_2020_SC D_GWh_After Competition Groups_19 | Variable Frequency Drive (VFD) | 0.7841% | 0 | 9.2389 | Commercial_2020_SC D_GWh_After Competition Groups_Variable Frequency Drive (VFD)
Commercial | Com ¦ VFD on Pumps | 2020 | SC D | GWh | After Competition Groups | 8.5881 | 0 | 0 | 1178.3232 | 0.0072884 | 20 | Commercial_2020_SC D_GWh_After Competition Groups_20 | VFD on Pumps | 0.7288% | 0 | 8.5881 | Commercial_2020_SC D_GWh_After Competition Groups_VFD on Pumps
Commercial | Com ¦ Adaptive Thermostats | 2020 | SC D | GWh | After Competition Groups | 7.8306 | 0 | 0 | 1178.3232 | 0.0066455 | 21 | Commercial_2020_SC D_GWh_After Competition Groups_21 | Adaptive Thermostats | 0.6646% | 0 | 7.8306 | Commercial_2020_SC D_GWh_After Competition Groups_Adaptive Thermostats
Commercial | Com ¦ Demand Control Ventilation | 2020 | SC D | GWh | After Competition Groups | 7.5094 | 0 | 0 | 1178.3232 | 0.0063729 | 22 | Commercial_2020_SC D_GWh_After Competition Groups_22 | Demand Control Ventilation | 0.6373% | 0 | 7.5094 | Commercial_2020_SC D_GWh_After Competition Groups_Demand Control Ventilation
Commercial | Com ¦ Refrigerated Display Case LED | 2020 | SC D | GWh | After Competition Groups | 4.9486 | 0 | 0 | 1178.3232 | 0.0041997 | 23 | Commercial_2020_SC D_GWh_After Competition Groups_23 | Refrigerated Display Case LED | 0.42% | 0 | 4.9486 | Commercial_2020_SC D_GWh_After Competition Groups_Refrigerated Display Case LED
Commercial | Com ¦ ECM MOTORS FOR EVAPORATOR FANS for refrigeration (WALK-IN) | 2020 | SC D | GWh | After Competition Groups | 4.3841 | 0 | 0 | 1178.3232 | 0.0037206 | 24 | Commercial_2020_SC D_GWh_After Competition Groups_24 | ECM MOTORS FOR EVAPORATOR FANS for refrigeration (WALK-IN) | 0.3721% | 0 | 4.3841 | Commercial_2020_SC D_GWh_After Competition Groups_ECM MOTORS FOR EVAPORATOR FANS for refrigeration (WALK-IN)
Commercial | Com ¦ Condensing Unit Heaters or other Efficient Unit Heating System | 2020 | SC D | GWh | After Competition Groups | 4.2603 | 0 | 0 | 1178.3232 | 0.0036156 | 25 | Commercial_2020_SC D_GWh_After Competition Groups_25 | Condensing Unit Heaters or other Efficient Unit Heating System | 0.3616% | 0 | 4.2603 | Commercial_2020_SC D_GWh_After Competition Groups_Condensing Unit Heaters or other Efficient Unit Heating System
Commercial | Com ¦ Air Handler with Dedicated Outdoor Air Systems | 2020 | SC D | GWh | After Competition Groups | 4.205 | 0 | 0 | 1178.3232 | 0.0035686 | 26 | Commercial_2020_SC D_GWh_After Competition Groups_26 | Air Handler with Dedicated Outdoor Air Systems | 0.3569% | 0 | 4.205 | Commercial_2020_SC D_GWh_After Competition Groups_Air Handler with Dedicated Outdoor Air Systems
Commercial | Com ¦ ENERGY STAR Griddle (74% eff) | 2020 | SC D | GWh | After Competition Groups | 4.133 | 0 | 0 | 1178.3232 | 0.0035075 | 27 | Commercial_2020_SC D_GWh_After Competition Groups_27 | ENERGY STAR Griddle (74% eff) | 0.3508% | 0 | 4.133 | Commercial_2020_SC D_GWh_After Competition Groups_ENERGY STAR Griddle (74% eff)
Commercial | Com ¦ Evaporator Fan Controls | 2020 | SC D | GWh | After Competition Groups | 3.5452 | 0 | 0 | 1178.3232 | 0.0030087 | 28 | Commercial_2020_SC D_GWh_After Competition Groups_28 | Evaporator Fan Controls | 0.3009% | 0 | 3.5452 | Commercial_2020_SC D_GWh_After Competition Groups_Evaporator Fan Controls
Commercial | Com ¦ Unitary Air-Conditioning Unit | 2020 | SC D | GWh | After Competition Groups | 3.3275 | 0 | 0 | 1178.3232 | 0.0028239 | 29 | Commercial_2020_SC D_GWh_After Competition Groups_29 | Unitary Air-Conditioning Unit | 0.2824% | 0 | 3.3275 | Commercial_2020_SC D_GWh_After Competition Groups_Unitary Air-Conditioning Unit
Commercial | Com ¦ Chilled Water Optimization | 2020 | SC D | GWh | After Competition Groups | 3.1981 | 0 | 0 | 1178.3232 | 0.0027141 | 30 | Commercial_2020_SC D_GWh_After Competition Groups_30 | Chilled Water Optimization | 0.2714% | 0 | 3.1981 | Commercial_2020_SC D_GWh_After Competition Groups_Chilled Water Optimization
Commercial | Com ¦ Demand Control Kitchen Ventilation | 2020 | SC D | GWh | After Competition Groups | 3.1245 | 0 | 0 | 1178.3232 | 0.0026516 | 31 | Commercial_2020_SC D_GWh_After Competition Groups_31 | Demand Control Kitchen Ventilation | 0.2652% | 0 | 3.1245 | Commercial_2020_SC D_GWh_After Competition Groups_Demand Control Kitchen Ventilation
Commercial | Com ¦ Occupancy Sensors | 2020 | SC D | GWh | After Competition Groups | 2.9835 | 0 | 0 | 1178.3232 | 0.002532 | 32 | Commercial_2020_SC D_GWh_After Competition Groups_32 | Occupancy Sensors | 0.2532% | 0 | 2.9835 | Commercial_2020_SC D_GWh_After Competition Groups_Occupancy Sensors
Commercial | Com ¦ Freezer Case Light Sensor | 2020 | SC D | GWh | After Competition Groups | 2.721 | 0 | 0 | 1178.3232 | 0.0023092 | 33 | Commercial_2020_SC D_GWh_After Competition Groups_33 | Freezer Case Light Sensor | 0.2309% | 0 | 2.721 | Commercial_2020_SC D_GWh_After Competition Groups_Freezer Case Light Sensor
Commercial | Com ¦ ENERGY STAR Fryer (84% eff) | 2020 | SC D | GWh | After Competition Groups | 1.4486 | 0 | 0 | 1178.3232 | 0.0012294 | 34 | Commercial_2020_SC D_GWh_After Competition Groups_34 | ENERGY STAR Fryer (84% eff) | 0.1229% | 0 | 1.4486 | Commercial_2020_SC D_GWh_After Competition Groups_ENERGY STAR Fryer (84% eff)
Commercial | Com ¦ Temperature Adjustment in Commercial Freezers | 2020 | SC D | GWh | After Competition Groups | 1.3568 | 0 | 0 | 1178.3232 | 0.0011515 | 35 | Commercial_2020_SC D_GWh_After Competition Groups_35 | Temperature Adjustment in Commercial Freezers | 0.1151% | 0 | 1.3568 | Commercial_2020_SC D_GWh_After Competition Groups_Temperature Adjustment in Commercial Freezers
Commercial | Com ¦ Outside Air Economizer | 2020 | SC D | GWh | After Competition Groups | 1.209 | 0 | 0 | 1178.3232 | 0.001026 | 36 | Commercial_2020_SC D_GWh_After Competition Groups_36 | Outside Air Economizer | 0.1026% | 0 | 1.209 | Commercial_2020_SC D_GWh_After Competition Groups_Outside Air Economizer
Commercial | Com ¦ Elec Storage WH 2.30 Et | 2020 | SC D | GWh | After Competition Groups | 1.1374 | 0 | 0 | 1178.3232 | 0.00096527 | 37 | Commercial_2020_SC D_GWh_After Competition Groups_37 | Elec Storage WH 2.30 Et | 0.09653% | 0 | 1.1374 | Commercial_2020_SC D_GWh_After Competition Groups_Elec Storage WH 2.30 Et
Commercial | Com ¦ Vertical Night Covers | 2020 | SC D | GWh | After Competition Groups | 1.011 | 0 | 0 | 1178.3232 | 0.00085802 | 38 | Commercial_2020_SC D_GWh_After Competition Groups_38 | Vertical Night Covers | 0.0858% | 0 | 1.011 | Commercial_2020_SC D_GWh_After Competition Groups_Vertical Night Covers
Commercial | Com ¦ CO Sensors for parking garage exhaust fans | 2020 | SC D | GWh | After Competition Groups | 0.99666 | 0 | 0 | 1178.3232 | 0.00084583 | 39 | Commercial_2020_SC D_GWh_After Competition Groups_39 | CO Sensors for parking garage exhaust fans | 0.08458% | 0 | 0.99666 | Commercial_2020_SC D_GWh_After Competition Groups_CO Sensors for parking garage exhaust fans
Commercial | Com ¦ Duct Insulation, R8 | 2020 | SC D | GWh | After Competition Groups | 0.94544 | 0 | 0 | 1178.3232 | 0.00080236 | 40 | Commercial_2020_SC D_GWh_After Competition Groups_40 | Duct Insulation, R8 | 0.08024% | 0 | 0.94544 | Commercial_2020_SC D_GWh_After Competition Groups_Duct Insulation, R8
Commercial | Com ¦ BEVERAGE VENDING MACHINE CONTROLS | 2020 | SC D | GWh | After Competition Groups | 0.93098 | 0 | 0 | 1178.3232 | 0.00079009 | 41 | Commercial_2020_SC D_GWh_After Competition Groups_41 | BEVERAGE VENDING MACHINE CONTROLS | 0.07901% | 0 | 0.93098 | Commercial_2020_SC D_GWh_After Competition Groups_BEVERAGE VENDING MACHINE CONTROLS
Commercial | Com ¦ Water Heating (DHW) Pipe Insulation (Add 3/4\ Foam)" | 2020 | SC D | GWh | After Competition Groups | 0.87039 | 0 | 0 | 1178.3232 | 0.00073867 | 42 | Commercial_2020_SC D_GWh_After Competition Groups_42 | Water Heating (DHW) Pipe Insulation (Add 3/4\ Foam)" | 0.07387% | 0 | 0.87039 | Commercial_2020_SC D_GWh_After Competition Groups_Water Heating (DHW) Pipe Insulation (Add 3/4\ Foam)"
Commercial | Com ¦ Energy Efficient Laboratory Fume Hood | 2020 | SC D | GWh | After Competition Groups | 0.81488 | 0 | 0 | 1178.3232 | 0.00069156 | 43 | Commercial_2020_SC D_GWh_After Competition Groups_43 | Energy Efficient Laboratory Fume Hood | 0.06916% | 0 | 0.81488 | Commercial_2020_SC D_GWh_After Competition Groups_Energy Efficient Laboratory Fume Hood
Commercial | Com ¦ Thermostat Setback | 2020 | SC D | GWh | After Competition Groups | 0.78667 | 0 | 0 | 1178.3232 | 0.00066762 | 44 | Commercial_2020_SC D_GWh_After Competition Groups_44 | Thermostat Setback | 0.06676% | 0 | 0.78667 | Commercial_2020_SC D_GWh_After Competition Groups_Thermostat Setback
Commercial | Com ¦ ENERGY STAR Steam Cookers | 2020 | SC D | GWh | After Competition Groups | 0.692 | 0 | 0 | 1178.3232 | 0.00058727 | 45 | Commercial_2020_SC D_GWh_After Competition Groups_45 | ENERGY STAR Steam Cookers | 0.05873% | 0 | 0.692 | Commercial_2020_SC D_GWh_After Competition Groups_ENERGY STAR Steam Cookers
Commercial | Com ¦ ENERGY STAR Dishwasher | 2020 | SC D | GWh | After Competition Groups | 0.61508 | 0 | 0 | 1178.3232 | 0.00052199 | 46 | Commercial_2020_SC D_GWh_After Competition Groups_46 | ENERGY STAR Dishwasher | 0.0522% | 0 | 0.61508 | Commercial_2020_SC D_GWh_After Competition Groups_ENERGY STAR Dishwasher
Commercial | Com ¦ Water Source Heat Pump (4 ton) | 2020 | SC D | GWh | After Competition Groups | 0.59183 | 0 | 0 | 1178.3232 | 0.00050226 | 47 | Commercial_2020_SC D_GWh_After Competition Groups_47 | Water Source Heat Pump (4 ton) | 0.05023% | 0 | 0.59183 | Commercial_2020_SC D_GWh_After Competition Groups_Water Source Heat Pump (4 ton)
Commercial | Com ¦ Suction Pipe Insulation Freezer/Refrigerator | 2020 | SC D | GWh | After Competition Groups | 0.53822 | 0 | 0 | 1178.3232 | 0.00045676 | 48 | Commercial_2020_SC D_GWh_After Competition Groups_48 | Suction Pipe Insulation Freezer/Refrigerator | 0.04568% | 0 | 0.53822 | Commercial_2020_SC D_GWh_After Competition Groups_Suction Pipe Insulation Freezer/Refrigerator
Commercial | Com ¦ Ozone Laundry Treatment | 2020 | SC D | GWh | After Competition Groups | 0.20138 | 0 | 0 | 1178.3232 | 0.0001709 | 49 | Commercial_2020_SC D_GWh_After Competition Groups_49 | Ozone Laundry Treatment | 0.01709% | 0 | 0.20138 | Commercial_2020_SC D_GWh_After Competition Groups_Ozone Laundry Treatment
Commercial | Com ¦ ECM MOTORS FOR HVAC APPLICATION (FAN-POWERED VAV BOX) | 2020 | SC D | GWh | After Competition Groups | 0.13464 | 0 | 0 | 1178.3232 | 0.00011427 | 50 | Commercial_2020_SC D_GWh_After Competition Groups_50 | ECM MOTORS FOR HVAC APPLICATION (FAN-POWERED VAV BOX) | 0.01143% | 0 | 0.13464 | Commercial_2020_SC D_GWh_After Competition Groups_ECM MOTORS FOR HVAC APPLICATION (FAN-POWERED VAV BOX)
Commercial | Com ¦ CEE Tier 2/Energy Star Clothes Washers | 2020 | SC D | GWh | After Competition Groups | 0.12944 | 0 | 0 | 1178.3232 | 0.00010985 | 51 | Commercial_2020_SC D_GWh_After Competition Groups_51 | CEE Tier 2/Energy Star Clothes Washers | 0.01099% | 0 | 0.12944 | Commercial_2020_SC D_GWh_After Competition Groups_CEE Tier 2/Energy Star Clothes Washers
Commercial | Com ¦ Low Flow Pre-Rinse Spray Nozzle | 2020 | SC D | GWh | After Competition Groups | 0.078723 | 0 | 0 | 1178.3232 | 6.681e-05 | 52 | Commercial_2020_SC D_GWh_After Competition Groups_52 | Low Flow Pre-Rinse Spray Nozzle | 0.006681% | 0 | 0.078723 | Commercial_2020_SC D_GWh_After Competition Groups_Low Flow Pre-Rinse Spray Nozzle
Commercial | Com ¦ HVAC Optimization | 2020 | SC D | GWh | After Competition Groups | 0.076785 | 0 | 0 | 1178.3232 | 6.5165e-05 | 53 | Commercial_2020_SC D_GWh_After Competition Groups_53 | HVAC Optimization | 0.006516% | 0 | 0.076785 | Commercial_2020_SC D_GWh_After Competition Groups_HVAC Optimization
Commercial | Com ¦ Demand controlled Circulating Systems | 2020 | SC D | GWh | After Competition Groups | 0.058098 | 0 | 0 | 1178.3232 | 4.9305e-05 | 54 | Commercial_2020_SC D_GWh_After Competition Groups_54 | Demand controlled Circulating Systems | 0.004931% | 0 | 0.058098 | Commercial_2020_SC D_GWh_After Competition Groups_Demand controlled Circulating Systems
Commercial | Com ¦ Auto Off Time Switch or Time Clock control | 2020 | SC D | GWh | After Competition Groups | 0.051256 | 0 | 0 | 1178.3232 | 4.3499e-05 | 55 | Commercial_2020_SC D_GWh_After Competition Groups_55 | Auto Off Time Switch or Time Clock control | 0.00435% | 0 | 0.051256 | Commercial_2020_SC D_GWh_After Competition Groups_Auto Off Time Switch or Time Clock control
Commercial | COM ¦ Ductless Mini-Split Heat Pumps | 2020 | SC D | GWh | After Competition Groups | 0.041693 | 0 | 0 | 1178.3232 | 3.5383e-05 | 56 | Commercial_2020_SC D_GWh_After Competition Groups_56 | Ductless Mini-Split Heat Pumps | 0.003538% | 0 | 0.041693 | Commercial_2020_SC D_GWh_After Competition Groups_Ductless Mini-Split Heat Pumps
Commercial | Com ¦ Commercial Hot Food Holding Cabinets | 2020 | SC D | GWh | After Competition Groups | 0.01845 | 0 | 0 | 1178.3232 | 1.5658e-05 | 57 | Commercial_2020_SC D_GWh_After Competition Groups_57 | Commercial Hot Food Holding Cabinets | 0.001566% | 0 | 0.01845 | Commercial_2020_SC D_GWh_After Competition Groups_Commercial Hot Food Holding Cabinets
Commercial | Com ¦ Air Curtains | 2020 | SC D | GWh | After Competition Groups | 0.013911 | 0 | 0 | 1178.3232 | 1.1806e-05 | 58 | Commercial_2020_SC D_GWh_After Competition Groups_58 | Air Curtains | 0.001181% | 0 | 0.013911 | Commercial_2020_SC D_GWh_After Competition Groups_Air Curtains
Commercial | Com ¦ Wall Insulation | 2020 | SC D | GWh | After Competition Groups | 0.0076479 | 0 | 0 | 1178.3232 | 6.4905e-06 | 59 | Commercial_2020_SC D_GWh_After Competition Groups_59 | Wall Insulation | 0.000649% | 0 | 0.0076479 | Commercial_2020_SC D_GWh_After Competition Groups_Wall Insulation
Commercial | Com ¦ LLLC - High Impact Application | 2020 | SC D | GWh | After Competition Groups | 0.0058575 | 0 | 0 | 1178.3232 | 4.9711e-06 | 60 | Commercial_2020_SC D_GWh_After Competition Groups_60 | LLLC - High Impact Application | 0.0004971% | 0 | 0.0058575 | Commercial_2020_SC D_GWh_After Competition Groups_LLLC - High Impact Application
Commercial | Com ¦ PTAC (12 EER/10,000 BTU) | 2020 | SC D | GWh | After Competition Groups | 0.0055507 | 0 | 0 | 1178.3232 | 4.7107e-06 | 61 | Commercial_2020_SC D_GWh_After Competition Groups_61 | PTAC (12 EER/10,000 BTU) | 0.0004711% | 0 | 0.0055507 | Commercial_2020_SC D_GWh_After Competition Groups_PTAC (12 EER/10,000 BTU)
Commercial | Com ¦ Solar Water Preheat (Pools/DHW) | 2020 | SC D | GWh | After Competition Groups | 0.0047871 | 0 | 0 | 1178.3232 | 4.0626e-06 | 62 | Commercial_2020_SC D_GWh_After Competition Groups_62 | Solar Water Preheat (Pools/DHW) | 0.0004063% | 0 | 0.0047871 | Commercial_2020_SC D_GWh_After Competition Groups_Solar Water Preheat (Pools/DHW)
Commercial | Com ¦ VSD Air Compressor | 2020 | SC D | GWh | After Competition Groups | 0.003183 | 0 | 0 | 1178.3232 | 2.7013e-06 | 63 | Commercial_2020_SC D_GWh_After Competition Groups_63 | VSD Air Compressor | 0.0002701% | 0 | 0.003183 | Commercial_2020_SC D_GWh_After Competition Groups_VSD Air Compressor
Commercial | Com ¦ High Efficiency Chiller (avg of water and air cooled) | 2020 | SC D | GWh | After Competition Groups | 0.0028921 | 0 | 0 | 1178.3232 | 2.4544e-06 | 64 | Commercial_2020_SC D_GWh_After Competition Groups_64 | High Efficiency Chiller (avg of water and air cooled) | 0.0002454% | 0 | 0.0028921 | Commercial_2020_SC D_GWh_After Competition Groups_High Efficiency Chiller (avg of water and air cooled)
Commercial | Com ¦ EC Plug Fan for Data Center (under cabinet) | 2020 | SC D | GWh | After Competition Groups | 0.00097646 | 0 | 0 | 1178.3232 | 8.2869e-07 | 65 | Commercial_2020_SC D_GWh_After Competition Groups_65 | EC Plug Fan for Data Center (under cabinet) | 8.287e-05% | 0 | 0.00097646 | Commercial_2020_SC D_GWh_After Competition Groups_EC Plug Fan for Data Center (under cabinet)
Commercial | Com ¦ Energy Recovery Ventilation and Ventilation (Enhanced) | 2020 | SC D | GWh | After Competition Groups | 0.00054218 | 0 | 0 | 1178.3232 | 4.6013e-07 | 66 | Commercial_2020_SC D_GWh_After Competition Groups_66 | Energy Recovery Ventilation and Ventilation (Enhanced) | 4.601e-05% | 0 | 0.00054218 | Commercial_2020_SC D_GWh_After Competition Groups_Energy Recovery Ventilation and Ventilation (Enhanced)
Commercial | Com ¦ Electric Convection Combination Ovens | 2020 | SC D | GWh | After Competition Groups | 0.00041039 | 0 | 0 | 1178.3232 | 3.4828e-07 | 67 | Commercial_2020_SC D_GWh_After Competition Groups_67 | Electric Convection Combination Ovens | 3.483e-05% | 0 | 0.00041039 | Commercial_2020_SC D_GWh_After Competition Groups_Electric Convection Combination Ovens
Commercial | Com ¦ Room AC (w/ louvered sides) 14 SEER from 12 SEER code | 2020 | SC D | GWh | After Competition Groups | 0.00024711 | 0 | 0 | 1178.3232 | 2.0971e-07 | 68 | Commercial_2020_SC D_GWh_After Competition Groups_68 | Room AC (w/ louvered sides) 14 SEER from 12 SEER code | 2.097e-05% | 0 | 0.00024711 | Commercial_2020_SC D_GWh_After Competition Groups_Room AC (w/ louvered sides) 14 SEER from 12 SEER code
Commercial | Com ¦ LLLC - Low Impact Application | 2020 | SC D | GWh | After Competition Groups | 0.00014184 | 0 | 0 | 1178.3232 | 1.2038e-07 | 69 | Commercial_2020_SC D_GWh_After Competition Groups_69 | LLLC - Low Impact Application | 1.204e-05% | 0 | 0.00014184 | Commercial_2020_SC D_GWh_After Competition Groups_LLLC - Low Impact Application
Commercial | Com ¦ High Efficiency Small Instantaneous Water Heater | 2020 | SC D | GWh | After Competition Groups | 5.1492e-06 | 0 | 0 | 1178.3232 | 4.3699e-09 | 70 | Commercial_2020_SC D_GWh_After Competition Groups_70 | High Efficiency Small Instantaneous Water Heater | 4.37e-07% | 0 | 5.1492e-06 | Commercial_2020_SC D_GWh_After Competition Groups_High Efficiency Small Instantaneous Water Heater
Commercial | Com ¦ Networked/Connected - High Impact Application | 2020 | SC D | GWh | After Competition Groups | 5.3234e-09 | 0 | 0 | 1178.3232 | 4.5178e-12 | 71 | Commercial_2020_SC D_GWh_After Competition Groups_71 | Networked/Connected - High Impact Application | 4.518e-10% | 0 | 5.3234e-09 | Commercial_2020_SC D_GWh_After Competition Groups_Networked/Connected - High Impact Application
Commercial | Com ¦ Condensing Make Up Air Unit | 2020 | SC D | GWh | After Competition Groups | 0 | 0 | 0 | 1178.3232 | 0 | 72 | Commercial_2020_SC D_GWh_After Competition Groups_72 | Condensing Make Up Air Unit | 0% | 0 | 0 | Commercial_2020_SC D_GWh_After Competition Groups_Condensing Make Up Air Unit
Commercial | Com ¦ Door Gasket Freezer/Refrigerator | 2020 | SC D | GWh | After Competition Groups | 0 | 0 | 0 | 1178.3232 | 0 | 73 | Commercial_2020_SC D_GWh_After Competition Groups_73 | Door Gasket Freezer/Refrigerator | 0% | 0 | 0 | Commercial_2020_SC D_GWh_After Competition Groups_Door Gasket Freezer/Refrigerator
Commercial | Com ¦ Efficient compressor motor | 2020 | SC D | GWh | After Competition Groups | 0 | 0 | 0 | 1178.3232 | 0 | 74 | Commercial_2020_SC D_GWh_After Competition Groups_74 | Efficient compressor motor | 0% | 0 | 0 | Commercial_2020_SC D_GWh_After Competition Groups_Efficient compressor motor
Commercial | Com ¦ Indoor Daylight Sensors/Photocell Dimming Control | 2020 | SC D | GWh | After Competition Groups | 0 | 0 | 0 | 1178.3232 | 0 | 75 | Commercial_2020_SC D_GWh_After Competition Groups_75 | Indoor Daylight Sensors/Photocell Dimming Control | 0% | 0 | 0 | Commercial_2020_SC D_GWh_After Competition Groups_Indoor Daylight Sensors/Photocell Dimming Control
Commercial | Com ¦ LED RECESSED DOWNLIGHTS | 2020 | SC D | GWh | After Competition Groups | 0 | 0 | 0 | 1178.3232 | 0 | 76 | Commercial_2020_SC D_GWh_After Competition Groups_76 | LED RECESSED DOWNLIGHTS | 0% | 0 | 0 | Commercial_2020_SC D_GWh_After Competition Groups_LED RECESSED DOWNLIGHTS
Commercial | Com ¦ Networked/Connected - Low Impact Application | 2020 | SC D | GWh | After Competition Groups | 0 | 0 | 0 | 1178.3232 | 0 | 77 | Commercial_2020_SC D_GWh_After Competition Groups_77 | Networked/Connected - Low Impact Application | 0% | 0 | 0 | Commercial_2020_SC D_GWh_After Competition Groups_Networked/Connected - Low Impact Application
Commercial | Com ¦ Notched V belts for HVAC Systems | 2020 | SC D | GWh | After Competition Groups | 0 | 0 | 0 | 1178.3232 | 0 | 78 | Commercial_2020_SC D_GWh_After Competition Groups_78 | Notched V belts for HVAC Systems | 0% | 0 | 0 | Commercial_2020_SC D_GWh_After Competition Groups_Notched V belts for HVAC Systems
Commercial | Com ¦ Refrigerated Display Case Doors | 2020 | SC D | GWh | After Competition Groups | 0 | 0 | 0 | 1178.3232 | 0 | 79 | Commercial_2020_SC D_GWh_After Competition Groups_79 | Refrigerated Display Case Doors | 0% | 0 | 0 | Commercial_2020_SC D_GWh_After Competition Groups_Refrigerated Display Case Doors
Commercial | Com ¦ Variable Refrigerant Flow Heat Pump | 2020 | SC D | GWh | After Competition Groups | 0 | 0 | 0 | 1178.3232 | 0 | 80 | Commercial_2020_SC D_GWh_After Competition Groups_80 | Variable Refrigerant Flow Heat Pump | 0% | 0 | 0 | Commercial_2020_SC D_GWh_After Competition Groups_Variable Refrigerant Flow Heat Pump
Commercial | Com ¦ Building Recommissioning, Operations and Maintenance (O&M) Improvements | 2020 | Technical | GWh | After Competition Groups | 2497.2657 | 0 | 0 | 13874.5805 | 0.17999 | 1 | Commercial_2020_Technical_GWh_After Competition Groups_1 | Building Recommissioning, Operations and Maintenance (O&M) Improvements | 18% | 0 | 2497.2657 | Commercial_2020_Technical_GWh_After Competition Groups_Building Recommissioning, Operations and Maintenance (O&M) Improvements
Commercial | Com ¦ LED Low/High Bay | 2020 | Technical | GWh | After Competition Groups | 1530.6827 | 0 | 0 | 13874.5805 | 0.11032 | 2 | Commercial_2020_Technical_GWh_After Competition Groups_2 | LED Low/High Bay | 11.03% | 0 | 1530.6827 | Commercial_2020_Technical_GWh_After Competition Groups_LED Low/High Bay
Commercial | Com ¦ LED Troffer/Surface/Suspended | 2020 | Technical | GWh | After Competition Groups | 1246.8936 | 0 | 0 | 13874.5805 | 0.089869 | 3 | Commercial_2020_Technical_GWh_After Competition Groups_3 | LED Troffer/Surface/Suspended | 8.987% | 0 | 1246.8936 | Commercial_2020_Technical_GWh_After Competition Groups_LED Troffer/Surface/Suspended
Commercial | Com ¦ Education and Capacity Building/Energy Behavior | 2020 | Technical | GWh | After Competition Groups | 939.1363 | 0 | 0 | 13874.5805 | 0.067688 | 4 | Commercial_2020_Technical_GWh_After Competition Groups_4 | Education and Capacity Building/Energy Behavior | 6.769% | 0 | 939.1363 | Commercial_2020_Technical_GWh_After Competition Groups_Education and Capacity Building/Energy Behavior
Commercial | Com ¦ ENERGY STAR LED LAMPS (REFLECTOR LAMPs/MR16/PAR 16) | 2020 | Technical | GWh | After Competition Groups | 871.4637 | 0 | 0 | 13874.5805 | 0.06281 | 5 | Commercial_2020_Technical_GWh_After Competition Groups_5 | ENERGY STAR LED LAMPS (REFLECTOR LAMPs/MR16/PAR 16) | 6.281% | 0 | 871.4637 | Commercial_2020_Technical_GWh_After Competition Groups_ENERGY STAR LED LAMPS (REFLECTOR LAMPs/MR16/PAR 16)
Commercial | Com ¦ Furnace Tune-Up | 2020 | Technical | GWh | After Competition Groups | 685.5104 | 0 | 0 | 13874.5805 | 0.049408 | 6 | Commercial_2020_Technical_GWh_After Competition Groups_6 | Furnace Tune-Up | 4.941% | 0 | 685.5104 | Commercial_2020_Technical_GWh_After Competition Groups_Furnace Tune-Up
Commercial | Com ¦ LED EXTERIOR AREA LIGHTS - LED fixture (200W) | 2020 | Technical | GWh | After Competition Groups | 433.6031 | 0 | 0 | 13874.5805 | 0.031252 | 7 | Commercial_2020_Technical_GWh_After Competition Groups_7 | LED EXTERIOR AREA LIGHTS - LED fixture (200W) | 3.125% | 0 | 433.6031 | Commercial_2020_Technical_GWh_After Competition Groups_LED EXTERIOR AREA LIGHTS - LED fixture (200W)
Commercial | Com ¦ LED parking lot fixture | 2020 | Technical | GWh | After Competition Groups | 423.8151 | 0 | 0 | 13874.5805 | 0.030546 | 8 | Commercial_2020_Technical_GWh_After Competition Groups_8 | LED parking lot fixture | 3.055% | 0 | 423.8151 | Commercial_2020_Technical_GWh_After Competition Groups_LED parking lot fixture
Commercial | Com ¦ Central Lighting Control System | 2020 | Technical | GWh | After Competition Groups | 335.7869 | 0 | 0 | 13874.5805 | 0.024202 | 9 | Commercial_2020_Technical_GWh_After Competition Groups_9 | Central Lighting Control System | 2.42% | 0 | 335.7869 | Commercial_2020_Technical_GWh_After Competition Groups_Central Lighting Control System
Commercial | Com ¦ Variable Refrigerant Flow Heat Pump | 2020 | Technical | GWh | After Competition Groups | 329.2579 | 0 | 0 | 13874.5805 | 0.023731 | 10 | Commercial_2020_Technical_GWh_After Competition Groups_10 | Variable Refrigerant Flow Heat Pump | 2.373% | 0 | 329.2579 | Commercial_2020_Technical_GWh_After Competition Groups_Variable Refrigerant Flow Heat Pump
Commercial | Com ¦ Advanced BAS/Controllers | 2020 | Technical | GWh | After Competition Groups | 311.193 | 0 | 0 | 13874.5805 | 0.022429 | 11 | Commercial_2020_Technical_GWh_After Competition Groups_11 | Advanced BAS/Controllers | 2.243% | 0 | 311.193 | Commercial_2020_Technical_GWh_After Competition Groups_Advanced BAS/Controllers
Commercial | Com ¦ LED street light fixture | 2020 | Technical | GWh | After Competition Groups | 249.1011 | 0 | 0 | 13874.5805 | 0.017954 | 12 | Commercial_2020_Technical_GWh_After Competition Groups_12 | LED street light fixture | 1.795% | 0 | 249.1011 | Commercial_2020_Technical_GWh_After Competition Groups_LED street light fixture
Commercial | Com ¦ Variable Frequency Drive (VFD) | 2020 | Technical | GWh | After Competition Groups | 227.2604 | 0 | 0 | 13874.5805 | 0.01638 | 13 | Commercial_2020_Technical_GWh_After Competition Groups_13 | Variable Frequency Drive (VFD) | 1.638% | 0 | 227.2604 | Commercial_2020_Technical_GWh_After Competition Groups_Variable Frequency Drive (VFD)
Commercial | Com ¦ Strip Curtains | 2020 | Technical | GWh | After Competition Groups | 224.1434 | 0 | 0 | 13874.5805 | 0.016155 | 14 | Commercial_2020_Technical_GWh_After Competition Groups_14 | Strip Curtains | 1.615% | 0 | 224.1434 | Commercial_2020_Technical_GWh_After Competition Groups_Strip Curtains
Commercial | Com ¦ VFD on Pumps | 2020 | Technical | GWh | After Competition Groups | 212.6652 | 0 | 0 | 13874.5805 | 0.015328 | 15 | Commercial_2020_Technical_GWh_After Competition Groups_15 | VFD on Pumps | 1.533% | 0 | 212.6652 | Commercial_2020_Technical_GWh_After Competition Groups_VFD on Pumps
Commercial | Com ¦ Demand Control Ventilation | 2020 | Technical | GWh | After Competition Groups | 204.8722 | 0 | 0 | 13874.5805 | 0.014766 | 16 | Commercial_2020_Technical_GWh_After Competition Groups_16 | Demand Control Ventilation | 1.477% | 0 | 204.8722 | Commercial_2020_Technical_GWh_After Competition Groups_Demand Control Ventilation
Commercial | Com ¦ Air Handler with Dedicated Outdoor Air Systems | 2020 | Technical | GWh | After Competition Groups | 173.4532 | 0 | 0 | 13874.5805 | 0.012502 | 17 | Commercial_2020_Technical_GWh_After Competition Groups_17 | Air Handler with Dedicated Outdoor Air Systems | 1.25% | 0 | 173.4532 | Commercial_2020_Technical_GWh_After Competition Groups_Air Handler with Dedicated Outdoor Air Systems
Commercial | Com ¦ Smart Strip Plug Outlets | 2020 | Technical | GWh | After Competition Groups | 150.6534 | 0 | 0 | 13874.5805 | 0.010858 | 18 | Commercial_2020_Technical_GWh_After Competition Groups_18 | Smart Strip Plug Outlets | 1.086% | 0 | 150.6534 | Commercial_2020_Technical_GWh_After Competition Groups_Smart Strip Plug Outlets
Commercial | Com ¦ ENERGY STAR LED LAMPS (General Service Lamps) | 2020 | Technical | GWh | After Competition Groups | 139.1853 | 0 | 0 | 13874.5805 | 0.010032 | 19 | Commercial_2020_Technical_GWh_After Competition Groups_19 | ENERGY STAR LED LAMPS (General Service Lamps) | 1.003% | 0 | 139.1853 | Commercial_2020_Technical_GWh_After Competition Groups_ENERGY STAR LED LAMPS (General Service Lamps)
Commercial | Com ¦ Data Center Storage/Server Virtualization | 2020 | Technical | GWh | After Competition Groups | 136.5249 | 0 | 0 | 13874.5805 | 0.0098399 | 20 | Commercial_2020_Technical_GWh_After Competition Groups_20 | Data Center Storage/Server Virtualization | 0.984% | 0 | 136.5249 | Commercial_2020_Technical_GWh_After Competition Groups_Data Center Storage/Server Virtualization
Commercial | Com ¦ Centrally controlled desktop PC/NETWORK PC POWER MANAGEMENT SOFTWARE | 2020 | Technical | GWh | After Competition Groups | 134.7987 | 0 | 0 | 13874.5805 | 0.0097155 | 21 | Commercial_2020_Technical_GWh_After Competition Groups_21 | Centrally controlled desktop PC/NETWORK PC POWER MANAGEMENT SOFTWARE | 0.9716% | 0 | 134.7987 | Commercial_2020_Technical_GWh_After Competition Groups_Centrally controlled desktop PC/NETWORK PC POWER MANAGEMENT SOFTWARE
Commercial | Com ¦ Adaptive Thermostats | 2020 | Technical | GWh | After Competition Groups | 131.3767 | 0 | 0 | 13874.5805 | 0.0094689 | 22 | Commercial_2020_Technical_GWh_After Competition Groups_22 | Adaptive Thermostats | 0.9469% | 0 | 131.3767 | Commercial_2020_Technical_GWh_After Competition Groups_Adaptive Thermostats
Commercial | Com ¦ LED Replacement Lamp (Tube) | 2020 | Technical | GWh | After Competition Groups | 126.641 | 0 | 0 | 13874.5805 | 0.0091276 | 23 | Commercial_2020_Technical_GWh_After Competition Groups_23 | LED Replacement Lamp (Tube) | 0.9128% | 0 | 126.641 | Commercial_2020_Technical_GWh_After Competition Groups_LED Replacement Lamp (Tube)
Commercial | Com ¦ High Efficiency Air Source Heat Pump | 2020 | Technical | GWh | After Competition Groups | 117.0845 | 0 | 0 | 13874.5805 | 0.0084388 | 24 | Commercial_2020_Technical_GWh_After Competition Groups_24 | High Efficiency Air Source Heat Pump | 0.8439% | 0 | 117.0845 | Commercial_2020_Technical_GWh_After Competition Groups_High Efficiency Air Source Heat Pump
Commercial | Com ¦ LED or Equivalent Sign Lighting | 2020 | Technical | GWh | After Competition Groups | 113.3632 | 0 | 0 | 13874.5805 | 0.0081706 | 25 | Commercial_2020_Technical_GWh_After Competition Groups_25 | LED or Equivalent Sign Lighting | 0.8171% | 0 | 113.3632 | Commercial_2020_Technical_GWh_After Competition Groups_LED or Equivalent Sign Lighting
Commercial | Com ¦ ECM MOTORS FOR EVAPORATOR FANS for refrigeration (WALK-IN) | 2020 | Technical | GWh | After Competition Groups | 107.6429 | 0 | 0 | 13874.5805 | 0.0077583 | 26 | Commercial_2020_Technical_GWh_After Competition Groups_26 | ECM MOTORS FOR EVAPORATOR FANS for refrigeration (WALK-IN) | 0.7758% | 0 | 107.6429 | Commercial_2020_Technical_GWh_After Competition Groups_ECM MOTORS FOR EVAPORATOR FANS for refrigeration (WALK-IN)
Commercial | Com ¦ Refrigerated Display Case LED | 2020 | Technical | GWh | After Competition Groups | 105.2588 | 0 | 0 | 13874.5805 | 0.0075864 | 27 | Commercial_2020_Technical_GWh_After Competition Groups_27 | Refrigerated Display Case LED | 0.7586% | 0 | 105.2588 | Commercial_2020_Technical_GWh_After Competition Groups_Refrigerated Display Case LED
Commercial | Com ¦ Condensing Unit Heaters or other Efficient Unit Heating System | 2020 | Technical | GWh | After Competition Groups | 103.1811 | 0 | 0 | 13874.5805 | 0.0074367 | 28 | Commercial_2020_Technical_GWh_After Competition Groups_28 | Condensing Unit Heaters or other Efficient Unit Heating System | 0.7437% | 0 | 103.1811 | Commercial_2020_Technical_GWh_After Competition Groups_Condensing Unit Heaters or other Efficient Unit Heating System
Commercial | Com ¦ High R-Value Glass Doors/no-heat glass door | 2020 | Technical | GWh | After Competition Groups | 95.2723 | 0 | 0 | 13874.5805 | 0.0068667 | 29 | Commercial_2020_Technical_GWh_After Competition Groups_29 | High R-Value Glass Doors/no-heat glass door | 0.6867% | 0 | 95.2723 | Commercial_2020_Technical_GWh_After Competition Groups_High R-Value Glass Doors/no-heat glass door
Commercial | Com ¦ Door Gasket Freezer/Refrigerator | 2020 | Technical | GWh | After Competition Groups | 90.098 | 0 | 0 | 13874.5805 | 0.0064937 | 30 | Commercial_2020_Technical_GWh_After Competition Groups_30 | Door Gasket Freezer/Refrigerator | 0.6494% | 0 | 90.098 | Commercial_2020_Technical_GWh_After Competition Groups_Door Gasket Freezer/Refrigerator
Commercial | Com ¦ Indoor Daylight Sensors/Photocell Dimming Control | 2020 | Technical | GWh | After Competition Groups | 89.5224 | 0 | 0 | 13874.5805 | 0.0064523 | 31 | Commercial_2020_Technical_GWh_After Competition Groups_31 | Indoor Daylight Sensors/Photocell Dimming Control | 0.6452% | 0 | 89.5224 | Commercial_2020_Technical_GWh_After Competition Groups_Indoor Daylight Sensors/Photocell Dimming Control
Commercial | Com ¦ Freezer Case Light Sensor | 2020 | Technical | GWh | After Competition Groups | 88.6564 | 0 | 0 | 13874.5805 | 0.0063898 | 32 | Commercial_2020_Technical_GWh_After Competition Groups_32 | Freezer Case Light Sensor | 0.639% | 0 | 88.6564 | Commercial_2020_Technical_GWh_After Competition Groups_Freezer Case Light Sensor
Commercial | Com ¦ Evaporator Fan Controls | 2020 | Technical | GWh | After Competition Groups | 86.4804 | 0 | 0 | 13874.5805 | 0.006233 | 33 | Commercial_2020_Technical_GWh_After Competition Groups_33 | Evaporator Fan Controls | 0.6233% | 0 | 86.4804 | Commercial_2020_Technical_GWh_After Competition Groups_Evaporator Fan Controls
Commercial | Com ¦ Refrigerated Display Case Doors | 2020 | Technical | GWh | After Competition Groups | 85.0134 | 0 | 0 | 13874.5805 | 0.0061273 | 34 | Commercial_2020_Technical_GWh_After Competition Groups_34 | Refrigerated Display Case Doors | 0.6127% | 0 | 85.0134 | Commercial_2020_Technical_GWh_After Competition Groups_Refrigerated Display Case Doors
Commercial | Com ¦ ENERGY STAR FREEZER | 2020 | Technical | GWh | After Competition Groups | 81.3459 | 0 | 0 | 13874.5805 | 0.0058629 | 35 | Commercial_2020_Technical_GWh_After Competition Groups_35 | ENERGY STAR FREEZER | 0.5863% | 0 | 81.3459 | Commercial_2020_Technical_GWh_After Competition Groups_ENERGY STAR FREEZER
Commercial | Com ¦ Adding reflective (White) roof treatment or a green roof | 2020 | Technical | GWh | After Competition Groups | 78.4491 | 0 | 0 | 13874.5805 | 0.0056542 | 36 | Commercial_2020_Technical_GWh_After Competition Groups_36 | Adding reflective (White) roof treatment or a green roof | 0.5654% | 0 | 78.4491 | Commercial_2020_Technical_GWh_After Competition Groups_Adding reflective (White) roof treatment or a green roof
Commercial | Com ¦ Refrigeration Optimization | 2020 | Technical | GWh | After Competition Groups | 78.1022 | 0 | 0 | 13874.5805 | 0.0056292 | 37 | Commercial_2020_Technical_GWh_After Competition Groups_37 | Refrigeration Optimization | 0.5629% | 0 | 78.1022 | Commercial_2020_Technical_GWh_After Competition Groups_Refrigeration Optimization
Commercial | Com ¦ Demand Control Kitchen Ventilation | 2020 | Technical | GWh | After Competition Groups | 71.1454 | 0 | 0 | 13874.5805 | 0.0051278 | 38 | Commercial_2020_Technical_GWh_After Competition Groups_38 | Demand Control Kitchen Ventilation | 0.5128% | 0 | 71.1454 | Commercial_2020_Technical_GWh_After Competition Groups_Demand Control Kitchen Ventilation
Commercial | Com ¦ Occupancy Sensors | 2020 | Technical | GWh | After Competition Groups | 68.2129 | 0 | 0 | 13874.5805 | 0.0049164 | 39 | Commercial_2020_Technical_GWh_After Competition Groups_39 | Occupancy Sensors | 0.4916% | 0 | 68.2129 | Commercial_2020_Technical_GWh_After Competition Groups_Occupancy Sensors
Commercial | Com ¦ HOTEL OCCUPANCY CONTROLS (HVAC + LIGHTING) | 2020 | Technical | GWh | After Competition Groups | 63.9732 | 0 | 0 | 13874.5805 | 0.0046108 | 40 | Commercial_2020_Technical_GWh_After Competition Groups_40 | HOTEL OCCUPANCY CONTROLS (HVAC + LIGHTING) | 0.4611% | 0 | 63.9732 | Commercial_2020_Technical_GWh_After Competition Groups_HOTEL OCCUPANCY CONTROLS (HVAC + LIGHTING)
Commercial | Com ¦ Refrigeration Commissioning | 2020 | Technical | GWh | After Competition Groups | 59.3137 | 0 | 0 | 13874.5805 | 0.004275 | 41 | Commercial_2020_Technical_GWh_After Competition Groups_41 | Refrigeration Commissioning | 0.4275% | 0 | 59.3137 | Commercial_2020_Technical_GWh_After Competition Groups_Refrigeration Commissioning
Commercial | Com ¦ Reach-in Shaded Pole to ECM/PSC Evaporator Fan Motor | 2020 | Technical | GWh | After Competition Groups | 59.0229 | 0 | 0 | 13874.5805 | 0.004254 | 42 | Commercial_2020_Technical_GWh_After Competition Groups_42 | Reach-in Shaded Pole to ECM/PSC Evaporator Fan Motor | 0.4254% | 0 | 59.0229 | Commercial_2020_Technical_GWh_After Competition Groups_Reach-in Shaded Pole to ECM/PSC Evaporator Fan Motor
Commercial | Com ¦ ENERGY STAR Refrigerator | 2020 | Technical | GWh | After Competition Groups | 40.18 | 0 | 0 | 13874.5805 | 0.0028959 | 43 | Commercial_2020_Technical_GWh_After Competition Groups_43 | ENERGY STAR Refrigerator | 0.2896% | 0 | 40.18 | Commercial_2020_Technical_GWh_After Competition Groups_ENERGY STAR Refrigerator
Commercial | Com ¦ Unitary Air-Conditioning Unit | 2020 | Technical | GWh | After Competition Groups | 35.4481 | 0 | 0 | 13874.5805 | 0.0025549 | 44 | Commercial_2020_Technical_GWh_After Competition Groups_44 | Unitary Air-Conditioning Unit | 0.2555% | 0 | 35.4481 | Commercial_2020_Technical_GWh_After Competition Groups_Unitary Air-Conditioning Unit
Commercial | Com ¦ Temperature Adjustment in Commercial Freezers | 2020 | Technical | GWh | After Competition Groups | 33.0693 | 0 | 0 | 13874.5805 | 0.0023834 | 45 | Commercial_2020_Technical_GWh_After Competition Groups_45 | Temperature Adjustment in Commercial Freezers | 0.2383% | 0 | 33.0693 | Commercial_2020_Technical_GWh_After Competition Groups_Temperature Adjustment in Commercial Freezers
Commercial | Com ¦ Elec Storage WH 2.30 Et | 2020 | Technical | GWh | After Competition Groups | 30.0283 | 0 | 0 | 13874.5805 | 0.0021643 | 46 | Commercial_2020_Technical_GWh_After Competition Groups_46 | Elec Storage WH 2.30 Et | 0.2164% | 0 | 30.0283 | Commercial_2020_Technical_GWh_After Competition Groups_Elec Storage WH 2.30 Et
Commercial | Com ¦ Energy Efficient Laboratory Fume Hood | 2020 | Technical | GWh | After Competition Groups | 29.4673 | 0 | 0 | 13874.5805 | 0.0021238 | 47 | Commercial_2020_Technical_GWh_After Competition Groups_47 | Energy Efficient Laboratory Fume Hood | 0.2124% | 0 | 29.4673 | Commercial_2020_Technical_GWh_After Competition Groups_Energy Efficient Laboratory Fume Hood
Commercial | Com ¦ BEVERAGE VENDING MACHINE CONTROLS | 2020 | Technical | GWh | After Competition Groups | 27.611 | 0 | 0 | 13874.5805 | 0.00199 | 48 | Commercial_2020_Technical_GWh_After Competition Groups_48 | BEVERAGE VENDING MACHINE CONTROLS | 0.199% | 0 | 27.611 | Commercial_2020_Technical_GWh_After Competition Groups_BEVERAGE VENDING MACHINE CONTROLS
Commercial | Com ¦ ENERGY STAR ICE MACHINES - Ice Making Head | 2020 | Technical | GWh | After Competition Groups | 27.2807 | 0 | 0 | 13874.5805 | 0.0019662 | 49 | Commercial_2020_Technical_GWh_After Competition Groups_49 | ENERGY STAR ICE MACHINES - Ice Making Head | 0.1966% | 0 | 27.2807 | Commercial_2020_Technical_GWh_After Competition Groups_ENERGY STAR ICE MACHINES - Ice Making Head
Commercial | Com ¦ CO Sensors for parking garage exhaust fans | 2020 | Technical | GWh | After Competition Groups | 26.3837 | 0 | 0 | 13874.5805 | 0.0019016 | 50 | Commercial_2020_Technical_GWh_After Competition Groups_50 | CO Sensors for parking garage exhaust fans | 0.1902% | 0 | 26.3837 | Commercial_2020_Technical_GWh_After Competition Groups_CO Sensors for parking garage exhaust fans
Commercial | Com ¦ Vertical Night Covers | 2020 | Technical | GWh | After Competition Groups | 25.653 | 0 | 0 | 13874.5805 | 0.0018489 | 51 | Commercial_2020_Technical_GWh_After Competition Groups_51 | Vertical Night Covers | 0.1849% | 0 | 25.653 | Commercial_2020_Technical_GWh_After Competition Groups_Vertical Night Covers
Commercial | Com ¦ Anti-sweat heat (ASH) controls - Cooler/Freezer | 2020 | Technical | GWh | After Competition Groups | 23.351 | 0 | 0 | 13874.5805 | 0.001683 | 52 | Commercial_2020_Technical_GWh_After Competition Groups_52 | Anti-sweat heat (ASH) controls - Cooler/Freezer | 0.1683% | 0 | 23.351 | Commercial_2020_Technical_GWh_After Competition Groups_Anti-sweat heat (ASH) controls - Cooler/Freezer
Commercial | Com ¦ Duct Insulation, R8 | 2020 | Technical | GWh | After Competition Groups | 22.8459 | 0 | 0 | 13874.5805 | 0.0016466 | 53 | Commercial_2020_Technical_GWh_After Competition Groups_53 | Duct Insulation, R8 | 0.1647% | 0 | 22.8459 | Commercial_2020_Technical_GWh_After Competition Groups_Duct Insulation, R8
Commercial | Com ¦ Water Heating (DHW) Pipe Insulation (Add 3/4\ Foam)" | 2020 | Technical | GWh | After Competition Groups | 22.081 | 0 | 0 | 13874.5805 | 0.0015915 | 54 | Commercial_2020_Technical_GWh_After Competition Groups_54 | Water Heating (DHW) Pipe Insulation (Add 3/4\ Foam)" | 0.1591% | 0 | 22.081 | Commercial_2020_Technical_GWh_After Competition Groups_Water Heating (DHW) Pipe Insulation (Add 3/4\ Foam)"
Commercial | Com ¦ Condensing Make Up Air Unit | 2020 | Technical | GWh | After Competition Groups | 22.031 | 0 | 0 | 13874.5805 | 0.0015879 | 55 | Commercial_2020_Technical_GWh_After Competition Groups_55 | Condensing Make Up Air Unit | 0.1588% | 0 | 22.031 | Commercial_2020_Technical_GWh_After Competition Groups_Condensing Make Up Air Unit
Commercial | Com ¦ Super-High Efficiency Furnaces (Emerging Tech) | 2020 | Technical | GWh | After Competition Groups | 19.7056 | 0 | 0 | 13874.5805 | 0.0014203 | 56 | Commercial_2020_Technical_GWh_After Competition Groups_56 | Super-High Efficiency Furnaces (Emerging Tech) | 0.142% | 0 | 19.7056 | Commercial_2020_Technical_GWh_After Competition Groups_Super-High Efficiency Furnaces (Emerging Tech)
Commercial | Com ¦ Outside Air Economizer | 2020 | Technical | GWh | After Competition Groups | 15.5649 | 0 | 0 | 13874.5805 | 0.0011218 | 57 | Commercial_2020_Technical_GWh_After Competition Groups_57 | Outside Air Economizer | 0.1122% | 0 | 15.5649 | Commercial_2020_Technical_GWh_After Competition Groups_Outside Air Economizer
Commercial | Com ¦ Suction Pipe Insulation Freezer/Refrigerator | 2020 | Technical | GWh | After Competition Groups | 14.0201 | 0 | 0 | 13874.5805 | 0.0010105 | 58 | Commercial_2020_Technical_GWh_After Competition Groups_58 | Suction Pipe Insulation Freezer/Refrigerator | 0.101% | 0 | 14.0201 | Commercial_2020_Technical_GWh_After Competition Groups_Suction Pipe Insulation Freezer/Refrigerator
Commercial | Com ¦ Roof Insulation/Ceiling Insulation (R25 Code to R35) | 2020 | Technical | GWh | After Competition Groups | 12.3709 | 0 | 0 | 13874.5805 | 0.00089163 | 59 | Commercial_2020_Technical_GWh_After Competition Groups_59 | Roof Insulation/Ceiling Insulation (R25 Code to R35) | 0.08916% | 0 | 12.3709 | Commercial_2020_Technical_GWh_After Competition Groups_Roof Insulation/Ceiling Insulation (R25 Code to R35)
Commercial | Com ¦ Evaporator Coil Defrost (Cooler) | 2020 | Technical | GWh | After Competition Groups | 11.5541 | 0 | 0 | 13874.5805 | 0.00083275 | 60 | Commercial_2020_Technical_GWh_After Competition Groups_60 | Evaporator Coil Defrost (Cooler) | 0.08328% | 0 | 11.5541 | Commercial_2020_Technical_GWh_After Competition Groups_Evaporator Coil Defrost (Cooler)
Commercial | Com ¦ ENERGY STAR Griddle (74% eff) | 2020 | Technical | GWh | After Competition Groups | 8.6573 | 0 | 0 | 13874.5805 | 0.00062397 | 61 | Commercial_2020_Technical_GWh_After Competition Groups_61 | ENERGY STAR Griddle (74% eff) | 0.0624% | 0 | 8.6573 | Commercial_2020_Technical_GWh_After Competition Groups_ENERGY STAR Griddle (74% eff)
Commercial | Com ¦ Chilled Water Optimization | 2020 | Technical | GWh | After Competition Groups | 8.3285 | 0 | 0 | 13874.5805 | 0.00060027 | 62 | Commercial_2020_Technical_GWh_After Competition Groups_62 | Chilled Water Optimization | 0.06003% | 0 | 8.3285 | Commercial_2020_Technical_GWh_After Competition Groups_Chilled Water Optimization
Commercial | Com ¦ ENERGY STAR Dishwasher | 2020 | Technical | GWh | After Competition Groups | 8.0043 | 0 | 0 | 13874.5805 | 0.0005769 | 63 | Commercial_2020_Technical_GWh_After Competition Groups_63 | ENERGY STAR Dishwasher | 0.05769% | 0 | 8.0043 | Commercial_2020_Technical_GWh_After Competition Groups_ENERGY STAR Dishwasher
Commercial | Com ¦ LED RECESSED DOWNLIGHTS | 2020 | Technical | GWh | After Competition Groups | 7.1613 | 0 | 0 | 13874.5805 | 0.00051615 | 64 | Commercial_2020_Technical_GWh_After Competition Groups_64 | LED RECESSED DOWNLIGHTS | 0.05161% | 0 | 7.1613 | Commercial_2020_Technical_GWh_After Competition Groups_LED RECESSED DOWNLIGHTS
Commercial | Com ¦ Water Source Heat Pump (4 ton) | 2020 | Technical | GWh | After Competition Groups | 6.4827 | 0 | 0 | 13874.5805 | 0.00046723 | 65 | Commercial_2020_Technical_GWh_After Competition Groups_65 | Water Source Heat Pump (4 ton) | 0.04672% | 0 | 6.4827 | Commercial_2020_Technical_GWh_After Competition Groups_Water Source Heat Pump (4 ton)
Commercial | Com ¦ Ozone Laundry Treatment | 2020 | Technical | GWh | After Competition Groups | 5.9929 | 0 | 0 | 13874.5805 | 0.00043193 | 66 | Commercial_2020_Technical_GWh_After Competition Groups_66 | Ozone Laundry Treatment | 0.04319% | 0 | 5.9929 | Commercial_2020_Technical_GWh_After Competition Groups_Ozone Laundry Treatment
Commercial | Com ¦ Efficient compressor motor | 2020 | Technical | GWh | After Competition Groups | 5.4201 | 0 | 0 | 13874.5805 | 0.00039065 | 67 | Commercial_2020_Technical_GWh_After Competition Groups_67 | Efficient compressor motor | 0.03907% | 0 | 5.4201 | Commercial_2020_Technical_GWh_After Competition Groups_Efficient compressor motor
Commercial | Com ¦ Demand controlled Circulating Systems | 2020 | Technical | GWh | After Competition Groups | 4.7323 | 0 | 0 | 13874.5805 | 0.00034108 | 68 | Commercial_2020_Technical_GWh_After Competition Groups_68 | Demand controlled Circulating Systems | 0.03411% | 0 | 4.7323 | Commercial_2020_Technical_GWh_After Competition Groups_Demand controlled Circulating Systems
Commercial | Com ¦ SYNCHRONOUS BELT | 2020 | Technical | GWh | After Competition Groups | 4.1756 | 0 | 0 | 13874.5805 | 0.00030095 | 69 | Commercial_2020_Technical_GWh_After Competition Groups_69 | SYNCHRONOUS BELT | 0.0301% | 0 | 4.1756 | Commercial_2020_Technical_GWh_After Competition Groups_SYNCHRONOUS BELT
Commercial | Com ¦ ENERGY STAR Fryer (84% eff) | 2020 | Technical | GWh | After Competition Groups | 2.9963 | 0 | 0 | 13874.5805 | 0.00021596 | 70 | Commercial_2020_Technical_GWh_After Competition Groups_70 | ENERGY STAR Fryer (84% eff) | 0.0216% | 0 | 2.9963 | Commercial_2020_Technical_GWh_After Competition Groups_ENERGY STAR Fryer (84% eff)
Commercial | Com ¦ Wall Insulation | 2020 | Technical | GWh | After Competition Groups | 2.748 | 0 | 0 | 13874.5805 | 0.00019806 | 71 | Commercial_2020_Technical_GWh_After Competition Groups_71 | Wall Insulation | 0.01981% | 0 | 2.748 | Commercial_2020_Technical_GWh_After Competition Groups_Wall Insulation
Commercial | Com ¦ Solar Preheat Make up Air | 2020 | Technical | GWh | After Competition Groups | 2.7141 | 0 | 0 | 13874.5805 | 0.00019561 | 72 | Commercial_2020_Technical_GWh_After Competition Groups_72 | Solar Preheat Make up Air | 0.01956% | 0 | 2.7141 | Commercial_2020_Technical_GWh_After Competition Groups_Solar Preheat Make up Air
Commercial | Com ¦ ECM MOTORS FOR HVAC APPLICATION (FAN-POWERED VAV BOX) | 2020 | Technical | GWh | After Competition Groups | 2.4882 | 0 | 0 | 13874.5805 | 0.00017934 | 73 | Commercial_2020_Technical_GWh_After Competition Groups_73 | ECM MOTORS FOR HVAC APPLICATION (FAN-POWERED VAV BOX) | 0.01793% | 0 | 2.4882 | Commercial_2020_Technical_GWh_After Competition Groups_ECM MOTORS FOR HVAC APPLICATION (FAN-POWERED VAV BOX)
Commercial | Com ¦ Ground Source Heat Pump | 2020 | Technical | GWh | After Competition Groups | 1.7146 | 0 | 0 | 13874.5805 | 0.00012358 | 74 | Commercial_2020_Technical_GWh_After Competition Groups_74 | Ground Source Heat Pump | 0.01236% | 0 | 1.7146 | Commercial_2020_Technical_GWh_After Competition Groups_Ground Source Heat Pump
Commercial | Com ¦ ENERGY STAR Steam Cookers | 2020 | Technical | GWh | After Competition Groups | 1.4678 | 0 | 0 | 13874.5805 | 0.00010579 | 75 | Commercial_2020_Technical_GWh_After Competition Groups_75 | ENERGY STAR Steam Cookers | 0.01058% | 0 | 1.4678 | Commercial_2020_Technical_GWh_After Competition Groups_ENERGY STAR Steam Cookers
Commercial | Com ¦ Auto Off Time Switch or Time Clock control | 2020 | Technical | GWh | After Competition Groups | 1.2272 | 0 | 0 | 13874.5805 | 8.8449e-05 | 76 | Commercial_2020_Technical_GWh_After Competition Groups_76 | Auto Off Time Switch or Time Clock control | 0.008845% | 0 | 1.2272 | Commercial_2020_Technical_GWh_After Competition Groups_Auto Off Time Switch or Time Clock control
Commercial | Com ¦ Thermostat Setback | 2020 | Technical | GWh | After Competition Groups | 0.94993 | 0 | 0 | 13874.5805 | 6.8465e-05 | 77 | Commercial_2020_Technical_GWh_After Competition Groups_77 | Thermostat Setback | 0.006847% | 0 | 0.94993 | Commercial_2020_Technical_GWh_After Competition Groups_Thermostat Setback
Commercial | Com ¦ Solar Water Preheat (Pools/DHW) | 2020 | Technical | GWh | After Competition Groups | 0.66057 | 0 | 0 | 13874.5805 | 4.761e-05 | 78 | Commercial_2020_Technical_GWh_After Competition Groups_78 | Solar Water Preheat (Pools/DHW) | 0.004761% | 0 | 0.66057 | Commercial_2020_Technical_GWh_After Competition Groups_Solar Water Preheat (Pools/DHW)
Commercial | Com ¦ PTAC (12 EER/10,000 BTU) | 2020 | Technical | GWh | After Competition Groups | 0.60114 | 0 | 0 | 13874.5805 | 4.3327e-05 | 79 | Commercial_2020_Technical_GWh_After Competition Groups_79 | PTAC (12 EER/10,000 BTU) | 0.004333% | 0 | 0.60114 | Commercial_2020_Technical_GWh_After Competition Groups_PTAC (12 EER/10,000 BTU)
Commercial | Com ¦ Room AC (w/ louvered sides) 14 SEER from 12 SEER code | 2020 | Technical | GWh | After Competition Groups | 0.58804 | 0 | 0 | 13874.5805 | 4.2383e-05 | 80 | Commercial_2020_Technical_GWh_After Competition Groups_80 | Room AC (w/ louvered sides) 14 SEER from 12 SEER code | 0.004238% | 0 | 0.58804 | Commercial_2020_Technical_GWh_After Competition Groups_Room AC (w/ louvered sides) 14 SEER from 12 SEER code
Commercial | Com ¦ Commercial Hot Food Holding Cabinets | 2020 | Technical | GWh | After Competition Groups | 0.43111 | 0 | 0 | 13874.5805 | 3.1072e-05 | 81 | Commercial_2020_Technical_GWh_After Competition Groups_81 | Commercial Hot Food Holding Cabinets | 0.003107% | 0 | 0.43111 | Commercial_2020_Technical_GWh_After Competition Groups_Commercial Hot Food Holding Cabinets
Commercial | Com ¦ CEE Tier 2/Energy Star Clothes Washers | 2020 | Technical | GWh | After Competition Groups | 0.38797 | 0 | 0 | 13874.5805 | 2.7962e-05 | 82 | Commercial_2020_Technical_GWh_After Competition Groups_82 | CEE Tier 2/Energy Star Clothes Washers | 0.002796% | 0 | 0.38797 | Commercial_2020_Technical_GWh_After Competition Groups_CEE Tier 2/Energy Star Clothes Washers
Commercial | Com ¦ HVAC Optimization | 2020 | Technical | GWh | After Competition Groups | 0.35954 | 0 | 0 | 13874.5805 | 2.5914e-05 | 83 | Commercial_2020_Technical_GWh_After Competition Groups_83 | HVAC Optimization | 0.002591% | 0 | 0.35954 | Commercial_2020_Technical_GWh_After Competition Groups_HVAC Optimization
Commercial | Com ¦ Low Flow Pre-Rinse Spray Nozzle | 2020 | Technical | GWh | After Competition Groups | 0.32136 | 0 | 0 | 13874.5805 | 2.3162e-05 | 84 | Commercial_2020_Technical_GWh_After Competition Groups_84 | Low Flow Pre-Rinse Spray Nozzle | 0.002316% | 0 | 0.32136 | Commercial_2020_Technical_GWh_After Competition Groups_Low Flow Pre-Rinse Spray Nozzle
Commercial | COM ¦ Ductless Mini-Split Heat Pumps | 2020 | Technical | GWh | After Competition Groups | 0.2596 | 0 | 0 | 13874.5805 | 1.871e-05 | 85 | Commercial_2020_Technical_GWh_After Competition Groups_85 | Ductless Mini-Split Heat Pumps | 0.001871% | 0 | 0.2596 | Commercial_2020_Technical_GWh_After Competition Groups_Ductless Mini-Split Heat Pumps
Commercial | Com ¦ Heat Pump Water Heater (50 Gallons) | 2020 | Technical | GWh | After Competition Groups | 0.17887 | 0 | 0 | 13874.5805 | 1.2892e-05 | 86 | Commercial_2020_Technical_GWh_After Competition Groups_86 | Heat Pump Water Heater (50 Gallons) | 0.001289% | 0 | 0.17887 | Commercial_2020_Technical_GWh_After Competition Groups_Heat Pump Water Heater (50 Gallons)
Commercial | Com ¦ EC Plug Fan for Data Center (under cabinet) | 2020 | Technical | GWh | After Competition Groups | 0.17058 | 0 | 0 | 13874.5805 | 1.2294e-05 | 87 | Commercial_2020_Technical_GWh_After Competition Groups_87 | EC Plug Fan for Data Center (under cabinet) | 0.001229% | 0 | 0.17058 | Commercial_2020_Technical_GWh_After Competition Groups_EC Plug Fan for Data Center (under cabinet)
Commercial | Com ¦ High Efficiency Chiller (avg of water and air cooled) | 2020 | Technical | GWh | After Competition Groups | 0.11241 | 0 | 0 | 13874.5805 | 8.1019e-06 | 88 | Commercial_2020_Technical_GWh_After Competition Groups_88 | High Efficiency Chiller (avg of water and air cooled) | 0.0008102% | 0 | 0.11241 | Commercial_2020_Technical_GWh_After Competition Groups_High Efficiency Chiller (avg of water and air cooled)
Commercial | Com ¦ Exterior Photocell | 2020 | Technical | GWh | After Competition Groups | 0.078491 | 0 | 0 | 13874.5805 | 5.6572e-06 | 89 | Commercial_2020_Technical_GWh_After Competition Groups_89 | Exterior Photocell | 0.0005657% | 0 | 0.078491 | Commercial_2020_Technical_GWh_After Competition Groups_Exterior Photocell
Commercial | Com ¦ Air Curtains | 2020 | Technical | GWh | After Competition Groups | 0.047892 | 0 | 0 | 13874.5805 | 3.4518e-06 | 90 | Commercial_2020_Technical_GWh_After Competition Groups_90 | Air Curtains | 0.0003452% | 0 | 0.047892 | Commercial_2020_Technical_GWh_After Competition Groups_Air Curtains
Commercial | Com ¦ eCube | 2020 | Technical | GWh | After Competition Groups | 0.037285 | 0 | 0 | 13874.5805 | 2.6873e-06 | 91 | Commercial_2020_Technical_GWh_After Competition Groups_91 | eCube | 0.0002687% | 0 | 0.037285 | Commercial_2020_Technical_GWh_After Competition Groups_eCube
Commercial | Com ¦ VSD Air Compressor | 2020 | Technical | GWh | After Competition Groups | 0.010296 | 0 | 0 | 13874.5805 | 7.4206e-07 | 92 | Commercial_2020_Technical_GWh_After Competition Groups_92 | VSD Air Compressor | 7.421e-05% | 0 | 0.010296 | Commercial_2020_Technical_GWh_After Competition Groups_VSD Air Compressor
Commercial | Com ¦ High Efficiency Induction Cooking | 2020 | Technical | GWh | After Competition Groups | 0.0054514 | 0 | 0 | 13874.5805 | 3.9291e-07 | 93 | Commercial_2020_Technical_GWh_After Competition Groups_93 | High Efficiency Induction Cooking | 3.929e-05% | 0 | 0.0054514 | Commercial_2020_Technical_GWh_After Competition Groups_High Efficiency Induction Cooking
Commercial | Com ¦ Electric Convection Combination Ovens | 2020 | Technical | GWh | After Competition Groups | 0.00078921 | 0 | 0 | 13874.5805 | 5.6882e-08 | 94 | Commercial_2020_Technical_GWh_After Competition Groups_94 | Electric Convection Combination Ovens | 5.688e-06% | 0 | 0.00078921 | Commercial_2020_Technical_GWh_After Competition Groups_Electric Convection Combination Ovens
Commercial | Com ¦ Building Recommissioning, Operations and Maintenance (O&M) Improvements | 2021 | Economic | GWh | After Competition Groups | 2446.2527 | 0 | 0 | 11389.0347 | 0.21479 | 1 | Commercial_2021_Economic_GWh_After Competition Groups_1 | Building Recommissioning, Operations and Maintenance (O&M) Improvements | 21.48% | 0 | 2446.2527 | Commercial_2021_Economic_GWh_After Competition Groups_Building Recommissioning, Operations and Maintenance (O&M) Improvements
Commercial | Com ¦ LED Low/High Bay | 2021 | Economic | GWh | After Competition Groups | 1020.8247 | 0 | 0 | 11389.0347 | 0.089632 | 2 | Commercial_2021_Economic_GWh_After Competition Groups_2 | LED Low/High Bay | 8.963% | 0 | 1020.8247 | Commercial_2021_Economic_GWh_After Competition Groups_LED Low/High Bay
Commercial | Com ¦ LED Troffer/Surface/Suspended | 2021 | Economic | GWh | After Competition Groups | 970.8453 | 0 | 0 | 11389.0347 | 0.085244 | 3 | Commercial_2021_Economic_GWh_After Competition Groups_3 | LED Troffer/Surface/Suspended | 8.524% | 0 | 970.8453 | Commercial_2021_Economic_GWh_After Competition Groups_LED Troffer/Surface/Suspended
Commercial | Com ¦ ENERGY STAR LED LAMPS (REFLECTOR LAMPs/MR16/PAR 16) | 2021 | Economic | GWh | After Competition Groups | 830.9992 | 0 | 0 | 11389.0347 | 0.072965 | 4 | Commercial_2021_Economic_GWh_After Competition Groups_4 | ENERGY STAR LED LAMPS (REFLECTOR LAMPs/MR16/PAR 16) | 7.296% | 0 | 830.9992 | Commercial_2021_Economic_GWh_After Competition Groups_ENERGY STAR LED LAMPS (REFLECTOR LAMPs/MR16/PAR 16)
Commercial | Com ¦ Education and Capacity Building/Energy Behavior | 2021 | Economic | GWh | After Competition Groups | 820.2708 | 0 | 0 | 11389.0347 | 0.072023 | 5 | Commercial_2021_Economic_GWh_After Competition Groups_5 | Education and Capacity Building/Energy Behavior | 7.202% | 0 | 820.2708 | Commercial_2021_Economic_GWh_After Competition Groups_Education and Capacity Building/Energy Behavior
Commercial | Com ¦ Furnace Tune-Up | 2021 | Economic | GWh | After Competition Groups | 671.7254 | 0 | 0 | 11389.0347 | 0.05898 | 6 | Commercial_2021_Economic_GWh_After Competition Groups_6 | Furnace Tune-Up | 5.898% | 0 | 671.7254 | Commercial_2021_Economic_GWh_After Competition Groups_Furnace Tune-Up
Commercial | Com ¦ LED EXTERIOR AREA LIGHTS - LED fixture (200W) | 2021 | Economic | GWh | After Competition Groups | 478.8971 | 0 | 0 | 11389.0347 | 0.042049 | 7 | Commercial_2021_Economic_GWh_After Competition Groups_7 | LED EXTERIOR AREA LIGHTS - LED fixture (200W) | 4.205% | 0 | 478.8971 | Commercial_2021_Economic_GWh_After Competition Groups_LED EXTERIOR AREA LIGHTS - LED fixture (200W)
Commercial | Com ¦ LED parking lot fixture | 2021 | Economic | GWh | After Competition Groups | 468.3723 | 0 | 0 | 11389.0347 | 0.041125 | 8 | Commercial_2021_Economic_GWh_After Competition Groups_8 | LED parking lot fixture | 4.112% | 0 | 468.3723 | Commercial_2021_Economic_GWh_After Competition Groups_LED parking lot fixture
Commercial | Com ¦ Advanced BAS/Controllers | 2021 | Economic | GWh | After Competition Groups | 313.9111 | 0 | 0 | 11389.0347 | 0.027563 | 9 | Commercial_2021_Economic_GWh_After Competition Groups_9 | Advanced BAS/Controllers | 2.756% | 0 | 313.9111 | Commercial_2021_Economic_GWh_After Competition Groups_Advanced BAS/Controllers
Commercial | Com ¦ LED street light fixture | 2021 | Economic | GWh | After Competition Groups | 274.0689 | 0 | 0 | 11389.0347 | 0.024064 | 10 | Commercial_2021_Economic_GWh_After Competition Groups_10 | LED street light fixture | 2.406% | 0 | 274.0689 | Commercial_2021_Economic_GWh_After Competition Groups_LED street light fixture
Commercial | Com ¦ Strip Curtains | 2021 | Economic | GWh | After Competition Groups | 228.219 | 0 | 0 | 11389.0347 | 0.020038 | 11 | Commercial_2021_Economic_GWh_After Competition Groups_11 | Strip Curtains | 2.004% | 0 | 228.219 | Commercial_2021_Economic_GWh_After Competition Groups_Strip Curtains
Commercial | Com ¦ Variable Frequency Drive (VFD) | 2021 | Economic | GWh | After Competition Groups | 222.653 | 0 | 0 | 11389.0347 | 0.01955 | 12 | Commercial_2021_Economic_GWh_After Competition Groups_12 | Variable Frequency Drive (VFD) | 1.955% | 0 | 222.653 | Commercial_2021_Economic_GWh_After Competition Groups_Variable Frequency Drive (VFD)
Commercial | Com ¦ Demand Control Ventilation | 2021 | Economic | GWh | After Competition Groups | 214.0867 | 0 | 0 | 11389.0347 | 0.018798 | 13 | Commercial_2021_Economic_GWh_After Competition Groups_13 | Demand Control Ventilation | 1.88% | 0 | 214.0867 | Commercial_2021_Economic_GWh_After Competition Groups_Demand Control Ventilation
Commercial | Com ¦ VFD on Pumps | 2021 | Economic | GWh | After Competition Groups | 208.3768 | 0 | 0 | 11389.0347 | 0.018296 | 14 | Commercial_2021_Economic_GWh_After Competition Groups_14 | VFD on Pumps | 1.83% | 0 | 208.3768 | Commercial_2021_Economic_GWh_After Competition Groups_VFD on Pumps
Commercial | Com ¦ LED Replacement Lamp (Tube) | 2021 | Economic | GWh | After Competition Groups | 185.7972 | 0 | 0 | 11389.0347 | 0.016314 | 15 | Commercial_2021_Economic_GWh_After Competition Groups_15 | LED Replacement Lamp (Tube) | 1.631% | 0 | 185.7972 | Commercial_2021_Economic_GWh_After Competition Groups_LED Replacement Lamp (Tube)
Commercial | Com ¦ Data Center Storage/Server Virtualization | 2021 | Economic | GWh | After Competition Groups | 180.4078 | 0 | 0 | 11389.0347 | 0.01584 | 16 | Commercial_2021_Economic_GWh_After Competition Groups_16 | Data Center Storage/Server Virtualization | 1.584% | 0 | 180.4078 | Commercial_2021_Economic_GWh_After Competition Groups_Data Center Storage/Server Virtualization
Commercial | Com ¦ High Efficiency Air Source Heat Pump | 2021 | Economic | GWh | After Competition Groups | 172.0755 | 0 | 0 | 11389.0347 | 0.015109 | 17 | Commercial_2021_Economic_GWh_After Competition Groups_17 | High Efficiency Air Source Heat Pump | 1.511% | 0 | 172.0755 | Commercial_2021_Economic_GWh_After Competition Groups_High Efficiency Air Source Heat Pump
Commercial | Com ¦ Air Handler with Dedicated Outdoor Air Systems | 2021 | Economic | GWh | After Competition Groups | 169.9371 | 0 | 0 | 11389.0347 | 0.014921 | 18 | Commercial_2021_Economic_GWh_After Competition Groups_18 | Air Handler with Dedicated Outdoor Air Systems | 1.492% | 0 | 169.9371 | Commercial_2021_Economic_GWh_After Competition Groups_Air Handler with Dedicated Outdoor Air Systems
Commercial | Com ¦ Centrally controlled desktop PC/NETWORK PC POWER MANAGEMENT SOFTWARE | 2021 | Economic | GWh | After Competition Groups | 148.6004 | 0 | 0 | 11389.0347 | 0.013048 | 19 | Commercial_2021_Economic_GWh_After Competition Groups_19 | Centrally controlled desktop PC/NETWORK PC POWER MANAGEMENT SOFTWARE | 1.305% | 0 | 148.6004 | Commercial_2021_Economic_GWh_After Competition Groups_Centrally controlled desktop PC/NETWORK PC POWER MANAGEMENT SOFTWARE
Commercial | Com ¦ Adaptive Thermostats | 2021 | Economic | GWh | After Competition Groups | 133.4748 | 0 | 0 | 11389.0347 | 0.01172 | 20 | Commercial_2021_Economic_GWh_After Competition Groups_20 | Adaptive Thermostats | 1.172% | 0 | 133.4748 | Commercial_2021_Economic_GWh_After Competition Groups_Adaptive Thermostats
Commercial | Com ¦ LED or Equivalent Sign Lighting | 2021 | Economic | GWh | After Competition Groups | 124.669 | 0 | 0 | 11389.0347 | 0.010946 | 21 | Commercial_2021_Economic_GWh_After Competition Groups_21 | LED or Equivalent Sign Lighting | 1.095% | 0 | 124.669 | Commercial_2021_Economic_GWh_After Competition Groups_LED or Equivalent Sign Lighting
Commercial | Com ¦ ECM MOTORS FOR EVAPORATOR FANS for refrigeration (WALK-IN) | 2021 | Economic | GWh | After Competition Groups | 105.4753 | 0 | 0 | 11389.0347 | 0.0092611 | 22 | Commercial_2021_Economic_GWh_After Competition Groups_22 | ECM MOTORS FOR EVAPORATOR FANS for refrigeration (WALK-IN) | 0.9261% | 0 | 105.4753 | Commercial_2021_Economic_GWh_After Competition Groups_ECM MOTORS FOR EVAPORATOR FANS for refrigeration (WALK-IN)
Commercial | Com ¦ ENERGY STAR LED LAMPS (General Service Lamps) | 2021 | Economic | GWh | After Competition Groups | 102.6226 | 0 | 0 | 11389.0347 | 0.0090106 | 23 | Commercial_2021_Economic_GWh_After Competition Groups_23 | ENERGY STAR LED LAMPS (General Service Lamps) | 0.9011% | 0 | 102.6226 | Commercial_2021_Economic_GWh_After Competition Groups_ENERGY STAR LED LAMPS (General Service Lamps)
Commercial | Com ¦ Condensing Unit Heaters or other Efficient Unit Heating System | 2021 | Economic | GWh | After Competition Groups | 101.085 | 0 | 0 | 11389.0347 | 0.0088756 | 24 | Commercial_2021_Economic_GWh_After Competition Groups_24 | Condensing Unit Heaters or other Efficient Unit Heating System | 0.8876% | 0 | 101.085 | Commercial_2021_Economic_GWh_After Competition Groups_Condensing Unit Heaters or other Efficient Unit Heating System
Commercial | Com ¦ Freezer Case Light Sensor | 2021 | Economic | GWh | After Competition Groups | 86.8713 | 0 | 0 | 11389.0347 | 0.0076276 | 25 | Commercial_2021_Economic_GWh_After Competition Groups_25 | Freezer Case Light Sensor | 0.7628% | 0 | 86.8713 | Commercial_2021_Economic_GWh_After Competition Groups_Freezer Case Light Sensor
Commercial | Com ¦ Reach-in Shaded Pole to ECM/PSC Evaporator Fan Motor | 2021 | Economic | GWh | After Competition Groups | 86.5731 | 0 | 0 | 11389.0347 | 0.0076014 | 26 | Commercial_2021_Economic_GWh_After Competition Groups_26 | Reach-in Shaded Pole to ECM/PSC Evaporator Fan Motor | 0.7601% | 0 | 86.5731 | Commercial_2021_Economic_GWh_After Competition Groups_Reach-in Shaded Pole to ECM/PSC Evaporator Fan Motor
Commercial | Com ¦ Evaporator Fan Controls | 2021 | Economic | GWh | After Competition Groups | 84.7392 | 0 | 0 | 11389.0347 | 0.0074404 | 27 | Commercial_2021_Economic_GWh_After Competition Groups_27 | Evaporator Fan Controls | 0.744% | 0 | 84.7392 | Commercial_2021_Economic_GWh_After Competition Groups_Evaporator Fan Controls
Commercial | Com ¦ Occupancy Sensors | 2021 | Economic | GWh | After Competition Groups | 69.305 | 0 | 0 | 11389.0347 | 0.0060852 | 28 | Commercial_2021_Economic_GWh_After Competition Groups_28 | Occupancy Sensors | 0.6085% | 0 | 69.305 | Commercial_2021_Economic_GWh_After Competition Groups_Occupancy Sensors
Commercial | Com ¦ Demand Control Kitchen Ventilation | 2021 | Economic | GWh | After Competition Groups | 65.731 | 0 | 0 | 11389.0347 | 0.0057714 | 29 | Commercial_2021_Economic_GWh_After Competition Groups_29 | Demand Control Kitchen Ventilation | 0.5771% | 0 | 65.731 | Commercial_2021_Economic_GWh_After Competition Groups_Demand Control Kitchen Ventilation
Commercial | Com ¦ Unitary Air-Conditioning Unit | 2021 | Economic | GWh | After Competition Groups | 51.5768 | 0 | 0 | 11389.0347 | 0.0045286 | 30 | Commercial_2021_Economic_GWh_After Competition Groups_30 | Unitary Air-Conditioning Unit | 0.4529% | 0 | 51.5768 | Commercial_2021_Economic_GWh_After Competition Groups_Unitary Air-Conditioning Unit
Commercial | Com ¦ Temperature Adjustment in Commercial Freezers | 2021 | Economic | GWh | After Competition Groups | 32.4033 | 0 | 0 | 11389.0347 | 0.0028451 | 31 | Commercial_2021_Economic_GWh_After Competition Groups_31 | Temperature Adjustment in Commercial Freezers | 0.2845% | 0 | 32.4033 | Commercial_2021_Economic_GWh_After Competition Groups_Temperature Adjustment in Commercial Freezers
Commercial | Com ¦ Elec Storage WH 2.30 Et | 2021 | Economic | GWh | After Competition Groups | 32.2409 | 0 | 0 | 11389.0347 | 0.0028309 | 32 | Commercial_2021_Economic_GWh_After Competition Groups_32 | Elec Storage WH 2.30 Et | 0.2831% | 0 | 32.2409 | Commercial_2021_Economic_GWh_After Competition Groups_Elec Storage WH 2.30 Et
Commercial | Com ¦ BEVERAGE VENDING MACHINE CONTROLS | 2021 | Economic | GWh | After Competition Groups | 30.424 | 0 | 0 | 11389.0347 | 0.0026713 | 33 | Commercial_2021_Economic_GWh_After Competition Groups_33 | BEVERAGE VENDING MACHINE CONTROLS | 0.2671% | 0 | 30.424 | Commercial_2021_Economic_GWh_After Competition Groups_BEVERAGE VENDING MACHINE CONTROLS
Commercial | Com ¦ Energy Efficient Laboratory Fume Hood | 2021 | Economic | GWh | After Competition Groups | 28.86 | 0 | 0 | 11389.0347 | 0.002534 | 34 | Commercial_2021_Economic_GWh_After Competition Groups_34 | Energy Efficient Laboratory Fume Hood | 0.2534% | 0 | 28.86 | Commercial_2021_Economic_GWh_After Competition Groups_Energy Efficient Laboratory Fume Hood
Commercial | Com ¦ CO Sensors for parking garage exhaust fans | 2021 | Economic | GWh | After Competition Groups | 26.8639 | 0 | 0 | 11389.0347 | 0.0023587 | 35 | Commercial_2021_Economic_GWh_After Competition Groups_35 | CO Sensors for parking garage exhaust fans | 0.2359% | 0 | 26.8639 | Commercial_2021_Economic_GWh_After Competition Groups_CO Sensors for parking garage exhaust fans
Commercial | Com ¦ Vertical Night Covers | 2021 | Economic | GWh | After Competition Groups | 25.1362 | 0 | 0 | 11389.0347 | 0.0022071 | 36 | Commercial_2021_Economic_GWh_After Competition Groups_36 | Vertical Night Covers | 0.2207% | 0 | 25.1362 | Commercial_2021_Economic_GWh_After Competition Groups_Vertical Night Covers
Commercial | Com ¦ Duct Insulation, R8 | 2021 | Economic | GWh | After Competition Groups | 22.378 | 0 | 0 | 11389.0347 | 0.0019649 | 37 | Commercial_2021_Economic_GWh_After Competition Groups_37 | Duct Insulation, R8 | 0.1965% | 0 | 22.378 | Commercial_2021_Economic_GWh_After Competition Groups_Duct Insulation, R8
Commercial | Com ¦ Water Heating (DHW) Pipe Insulation (Add 3/4\ Foam)" | 2021 | Economic | GWh | After Competition Groups | 21.6351 | 0 | 0 | 11389.0347 | 0.0018996 | 38 | Commercial_2021_Economic_GWh_After Competition Groups_38 | Water Heating (DHW) Pipe Insulation (Add 3/4\ Foam)" | 0.19% | 0 | 21.6351 | Commercial_2021_Economic_GWh_After Competition Groups_Water Heating (DHW) Pipe Insulation (Add 3/4\ Foam)"
Commercial | Com ¦ Refrigerated Display Case Doors | 2021 | Economic | GWh | After Competition Groups | 19.247 | 0 | 0 | 11389.0347 | 0.00169 | 39 | Commercial_2021_Economic_GWh_After Competition Groups_39 | Refrigerated Display Case Doors | 0.169% | 0 | 19.247 | Commercial_2021_Economic_GWh_After Competition Groups_Refrigerated Display Case Doors
Commercial | Com ¦ Outside Air Economizer | 2021 | Economic | GWh | After Competition Groups | 15.8038 | 0 | 0 | 11389.0347 | 0.0013876 | 40 | Commercial_2021_Economic_GWh_After Competition Groups_40 | Outside Air Economizer | 0.1388% | 0 | 15.8038 | Commercial_2021_Economic_GWh_After Competition Groups_Outside Air Economizer
Commercial | Com ¦ Suction Pipe Insulation Freezer/Refrigerator | 2021 | Economic | GWh | After Competition Groups | 13.738 | 0 | 0 | 11389.0347 | 0.0012062 | 41 | Commercial_2021_Economic_GWh_After Competition Groups_41 | Suction Pipe Insulation Freezer/Refrigerator | 0.1206% | 0 | 13.738 | Commercial_2021_Economic_GWh_After Competition Groups_Suction Pipe Insulation Freezer/Refrigerator
Commercial | Com ¦ Refrigerated Display Case LED | 2021 | Economic | GWh | After Competition Groups | 12.709 | 0 | 0 | 11389.0347 | 0.0011159 | 42 | Commercial_2021_Economic_GWh_After Competition Groups_42 | Refrigerated Display Case LED | 0.1116% | 0 | 12.709 | Commercial_2021_Economic_GWh_After Competition Groups_Refrigerated Display Case LED
Commercial | Com ¦ ENERGY STAR Griddle (74% eff) | 2021 | Economic | GWh | After Competition Groups | 12.6098 | 0 | 0 | 11389.0347 | 0.0011072 | 43 | Commercial_2021_Economic_GWh_After Competition Groups_43 | ENERGY STAR Griddle (74% eff) | 0.1107% | 0 | 12.6098 | Commercial_2021_Economic_GWh_After Competition Groups_ENERGY STAR Griddle (74% eff)
Commercial | Com ¦ Chilled Water Optimization | 2021 | Economic | GWh | After Competition Groups | 12.2849 | 0 | 0 | 11389.0347 | 0.0010787 | 44 | Commercial_2021_Economic_GWh_After Competition Groups_44 | Chilled Water Optimization | 0.1079% | 0 | 12.2849 | Commercial_2021_Economic_GWh_After Competition Groups_Chilled Water Optimization
Commercial | Com ¦ Water Source Heat Pump (4 ton) | 2021 | Economic | GWh | After Competition Groups | 9.5194 | 0 | 0 | 11389.0347 | 0.00083584 | 45 | Commercial_2021_Economic_GWh_After Competition Groups_45 | Water Source Heat Pump (4 ton) | 0.08358% | 0 | 9.5194 | Commercial_2021_Economic_GWh_After Competition Groups_Water Source Heat Pump (4 ton)
Commercial | Com ¦ ENERGY STAR Dishwasher | 2021 | Economic | GWh | After Competition Groups | 8.4929 | 0 | 0 | 11389.0347 | 0.00074571 | 46 | Commercial_2021_Economic_GWh_After Competition Groups_46 | ENERGY STAR Dishwasher | 0.07457% | 0 | 8.4929 | Commercial_2021_Economic_GWh_After Competition Groups_ENERGY STAR Dishwasher
Commercial | Com ¦ Ozone Laundry Treatment | 2021 | Economic | GWh | After Competition Groups | 6.0491 | 0 | 0 | 11389.0347 | 0.00053113 | 47 | Commercial_2021_Economic_GWh_After Competition Groups_47 | Ozone Laundry Treatment | 0.05311% | 0 | 6.0491 | Commercial_2021_Economic_GWh_After Competition Groups_Ozone Laundry Treatment
Commercial | Com ¦ Demand controlled Circulating Systems | 2021 | Economic | GWh | After Competition Groups | 4.6362 | 0 | 0 | 11389.0347 | 0.00040708 | 48 | Commercial_2021_Economic_GWh_After Competition Groups_48 | Demand controlled Circulating Systems | 0.04071% | 0 | 4.6362 | Commercial_2021_Economic_GWh_After Competition Groups_Demand controlled Circulating Systems
Commercial | Com ¦ ENERGY STAR Fryer (84% eff) | 2021 | Economic | GWh | After Competition Groups | 4.3617 | 0 | 0 | 11389.0347 | 0.00038297 | 49 | Commercial_2021_Economic_GWh_After Competition Groups_49 | ENERGY STAR Fryer (84% eff) | 0.0383% | 0 | 4.3617 | Commercial_2021_Economic_GWh_After Competition Groups_ENERGY STAR Fryer (84% eff)
Commercial | Com ¦ ECM MOTORS FOR HVAC APPLICATION (FAN-POWERED VAV BOX) | 2021 | Economic | GWh | After Competition Groups | 2.4381 | 0 | 0 | 11389.0347 | 0.00021407 | 50 | Commercial_2021_Economic_GWh_After Competition Groups_50 | ECM MOTORS FOR HVAC APPLICATION (FAN-POWERED VAV BOX) | 0.02141% | 0 | 2.4381 | Commercial_2021_Economic_GWh_After Competition Groups_ECM MOTORS FOR HVAC APPLICATION (FAN-POWERED VAV BOX)
Commercial | Com ¦ ENERGY STAR Steam Cookers | 2021 | Economic | GWh | After Competition Groups | 2.1372 | 0 | 0 | 11389.0347 | 0.00018766 | 51 | Commercial_2021_Economic_GWh_After Competition Groups_51 | ENERGY STAR Steam Cookers | 0.01877% | 0 | 2.1372 | Commercial_2021_Economic_GWh_After Competition Groups_ENERGY STAR Steam Cookers
Commercial | Com ¦ Thermostat Setback | 2021 | Economic | GWh | After Competition Groups | 1.2781 | 0 | 0 | 11389.0347 | 0.00011222 | 52 | Commercial_2021_Economic_GWh_After Competition Groups_52 | Thermostat Setback | 0.01122% | 0 | 1.2781 | Commercial_2021_Economic_GWh_After Competition Groups_Thermostat Setback
Commercial | Com ¦ Auto Off Time Switch or Time Clock control | 2021 | Economic | GWh | After Competition Groups | 1.2426 | 0 | 0 | 11389.0347 | 0.00010911 | 53 | Commercial_2021_Economic_GWh_After Competition Groups_53 | Auto Off Time Switch or Time Clock control | 0.01091% | 0 | 1.2426 | Commercial_2021_Economic_GWh_After Competition Groups_Auto Off Time Switch or Time Clock control
Commercial | Com ¦ Solar Water Preheat (Pools/DHW) | 2021 | Economic | GWh | After Competition Groups | 0.96744 | 0 | 0 | 11389.0347 | 8.4945e-05 | 54 | Commercial_2021_Economic_GWh_After Competition Groups_54 | Solar Water Preheat (Pools/DHW) | 0.008495% | 0 | 0.96744 | Commercial_2021_Economic_GWh_After Competition Groups_Solar Water Preheat (Pools/DHW)
Commercial | Com ¦ PTAC (12 EER/10,000 BTU) | 2021 | Economic | GWh | After Competition Groups | 0.80296 | 0 | 0 | 11389.0347 | 7.0503e-05 | 55 | Commercial_2021_Economic_GWh_After Competition Groups_55 | PTAC (12 EER/10,000 BTU) | 0.00705% | 0 | 0.80296 | Commercial_2021_Economic_GWh_After Competition Groups_PTAC (12 EER/10,000 BTU)
Commercial | Com ¦ CEE Tier 2/Energy Star Clothes Washers | 2021 | Economic | GWh | After Competition Groups | 0.54996 | 0 | 0 | 11389.0347 | 4.8288e-05 | 56 | Commercial_2021_Economic_GWh_After Competition Groups_56 | CEE Tier 2/Energy Star Clothes Washers | 0.004829% | 0 | 0.54996 | Commercial_2021_Economic_GWh_After Competition Groups_CEE Tier 2/Energy Star Clothes Washers
Commercial | Com ¦ Low Flow Pre-Rinse Spray Nozzle | 2021 | Economic | GWh | After Competition Groups | 0.43562 | 0 | 0 | 11389.0347 | 3.8249e-05 | 57 | Commercial_2021_Economic_GWh_After Competition Groups_57 | Low Flow Pre-Rinse Spray Nozzle | 0.003825% | 0 | 0.43562 | Commercial_2021_Economic_GWh_After Competition Groups_Low Flow Pre-Rinse Spray Nozzle
Commercial | COM ¦ Ductless Mini-Split Heat Pumps | 2021 | Economic | GWh | After Competition Groups | 0.38085 | 0 | 0 | 11389.0347 | 3.344e-05 | 58 | Commercial_2021_Economic_GWh_After Competition Groups_58 | Ductless Mini-Split Heat Pumps | 0.003344% | 0 | 0.38085 | Commercial_2021_Economic_GWh_After Competition Groups_Ductless Mini-Split Heat Pumps
Commercial | Com ¦ HVAC Optimization | 2021 | Economic | GWh | After Competition Groups | 0.25555 | 0 | 0 | 11389.0347 | 2.2438e-05 | 59 | Commercial_2021_Economic_GWh_After Competition Groups_59 | HVAC Optimization | 0.002244% | 0 | 0.25555 | Commercial_2021_Economic_GWh_After Competition Groups_HVAC Optimization
Commercial | Com ¦ Wall Insulation | 2021 | Economic | GWh | After Competition Groups | 0.1966 | 0 | 0 | 11389.0347 | 1.7262e-05 | 60 | Commercial_2021_Economic_GWh_After Competition Groups_60 | Wall Insulation | 0.001726% | 0 | 0.1966 | Commercial_2021_Economic_GWh_After Competition Groups_Wall Insulation
Commercial | Com ¦ Commercial Hot Food Holding Cabinets | 2021 | Economic | GWh | After Competition Groups | 0.19301 | 0 | 0 | 11389.0347 | 1.6947e-05 | 61 | Commercial_2021_Economic_GWh_After Competition Groups_61 | Commercial Hot Food Holding Cabinets | 0.001695% | 0 | 0.19301 | Commercial_2021_Economic_GWh_After Competition Groups_Commercial Hot Food Holding Cabinets
Commercial | Com ¦ Energy Recovery Ventilation and Ventilation (Enhanced) | 2021 | Economic | GWh | After Competition Groups | 0.18133 | 0 | 0 | 11389.0347 | 1.5922e-05 | 62 | Commercial_2021_Economic_GWh_After Competition Groups_62 | Energy Recovery Ventilation and Ventilation (Enhanced) | 0.001592% | 0 | 0.18133 | Commercial_2021_Economic_GWh_After Competition Groups_Energy Recovery Ventilation and Ventilation (Enhanced)
Commercial | Com ¦ Air Curtains | 2021 | Economic | GWh | After Competition Groups | 0.049177 | 0 | 0 | 11389.0347 | 4.3179e-06 | 63 | Commercial_2021_Economic_GWh_After Competition Groups_63 | Air Curtains | 0.0004318% | 0 | 0.049177 | Commercial_2021_Economic_GWh_After Competition Groups_Air Curtains
Commercial | Com ¦ Room AC (w/ louvered sides) 14 SEER from 12 SEER code | 2021 | Economic | GWh | After Competition Groups | 0.044604 | 0 | 0 | 11389.0347 | 3.9164e-06 | 64 | Commercial_2021_Economic_GWh_After Competition Groups_64 | Room AC (w/ louvered sides) 14 SEER from 12 SEER code | 0.0003916% | 0 | 0.044604 | Commercial_2021_Economic_GWh_After Competition Groups_Room AC (w/ louvered sides) 14 SEER from 12 SEER code
Commercial | Com ¦ EC Plug Fan for Data Center (under cabinet) | 2021 | Economic | GWh | After Competition Groups | 0.016834 | 0 | 0 | 11389.0347 | 1.4781e-06 | 65 | Commercial_2021_Economic_GWh_After Competition Groups_65 | EC Plug Fan for Data Center (under cabinet) | 0.0001478% | 0 | 0.016834 | Commercial_2021_Economic_GWh_After Competition Groups_EC Plug Fan for Data Center (under cabinet)
Commercial | Com ¦ VSD Air Compressor | 2021 | Economic | GWh | After Competition Groups | 0.015055 | 0 | 0 | 11389.0347 | 1.3219e-06 | 66 | Commercial_2021_Economic_GWh_After Competition Groups_66 | VSD Air Compressor | 0.0001322% | 0 | 0.015055 | Commercial_2021_Economic_GWh_After Competition Groups_VSD Air Compressor
Commercial | Com ¦ High Efficiency Chiller (avg of water and air cooled) | 2021 | Economic | GWh | After Competition Groups | 0.011496 | 0 | 0 | 11389.0347 | 1.0094e-06 | 67 | Commercial_2021_Economic_GWh_After Competition Groups_67 | High Efficiency Chiller (avg of water and air cooled) | 0.0001009% | 0 | 0.011496 | Commercial_2021_Economic_GWh_After Competition Groups_High Efficiency Chiller (avg of water and air cooled)
Commercial | Com ¦ Electric Convection Combination Ovens | 2021 | Economic | GWh | After Competition Groups | 0.0011488 | 0 | 0 | 11389.0347 | 1.0087e-07 | 68 | Commercial_2021_Economic_GWh_After Competition Groups_68 | Electric Convection Combination Ovens | 1.009e-05% | 0 | 0.0011488 | Commercial_2021_Economic_GWh_After Competition Groups_Electric Convection Combination Ovens
Commercial | Com ¦ Condensing Make Up Air Unit | 2021 | Economic | GWh | After Competition Groups | 0 | 0 | 0 | 11389.0347 | 0 | 69 | Commercial_2021_Economic_GWh_After Competition Groups_69 | Condensing Make Up Air Unit | 0% | 0 | 0 | Commercial_2021_Economic_GWh_After Competition Groups_Condensing Make Up Air Unit
Commercial | Com ¦ Door Gasket Freezer/Refrigerator | 2021 | Economic | GWh | After Competition Groups | 0 | 0 | 0 | 11389.0347 | 0 | 70 | Commercial_2021_Economic_GWh_After Competition Groups_70 | Door Gasket Freezer/Refrigerator | 0% | 0 | 0 | Commercial_2021_Economic_GWh_After Competition Groups_Door Gasket Freezer/Refrigerator
Commercial | Com ¦ Efficient compressor motor | 2021 | Economic | GWh | After Competition Groups | 0 | 0 | 0 | 11389.0347 | 0 | 71 | Commercial_2021_Economic_GWh_After Competition Groups_71 | Efficient compressor motor | 0% | 0 | 0 | Commercial_2021_Economic_GWh_After Competition Groups_Efficient compressor motor
Commercial | Com ¦ Indoor Daylight Sensors/Photocell Dimming Control | 2021 | Economic | GWh | After Competition Groups | 0 | 0 | 0 | 11389.0347 | 0 | 72 | Commercial_2021_Economic_GWh_After Competition Groups_72 | Indoor Daylight Sensors/Photocell Dimming Control | 0% | 0 | 0 | Commercial_2021_Economic_GWh_After Competition Groups_Indoor Daylight Sensors/Photocell Dimming Control
Commercial | Com ¦ LED RECESSED DOWNLIGHTS | 2021 | Economic | GWh | After Competition Groups | 0 | 0 | 0 | 11389.0347 | 0 | 73 | Commercial_2021_Economic_GWh_After Competition Groups_73 | LED RECESSED DOWNLIGHTS | 0% | 0 | 0 | Commercial_2021_Economic_GWh_After Competition Groups_LED RECESSED DOWNLIGHTS
Commercial | Com ¦ Notched V belts for HVAC Systems | 2021 | Economic | GWh | After Competition Groups | 0 | 0 | 0 | 11389.0347 | 0 | 74 | Commercial_2021_Economic_GWh_After Competition Groups_74 | Notched V belts for HVAC Systems | 0% | 0 | 0 | Commercial_2021_Economic_GWh_After Competition Groups_Notched V belts for HVAC Systems
Commercial | Com ¦ Variable Refrigerant Flow Heat Pump | 2021 | Economic | GWh | After Competition Groups | 0 | 0 | 0 | 11389.0347 | 0 | 75 | Commercial_2021_Economic_GWh_After Competition Groups_75 | Variable Refrigerant Flow Heat Pump | 0% | 0 | 0 | Commercial_2021_Economic_GWh_After Competition Groups_Variable Refrigerant Flow Heat Pump
Commercial | Com ¦ ENERGY STAR LED LAMPS (REFLECTOR LAMPs/MR16/PAR 16) | 2021 | SC A | GWh | After Competition Groups | 358.6145 | 8279304.5851 | 8.2793 | 1822.0099 | 0.19682 | 1 | Commercial_2021_SC A_GWh_After Competition Groups_1 | ENERGY STAR LED LAMPS (REFLECTOR LAMPs/MR16/PAR 16) | 19.68% | 8.2793 | 358.6145 | Commercial_2021_SC A_GWh_After Competition Groups_ENERGY STAR LED LAMPS (REFLECTOR LAMPs/MR16/PAR 16)
Commercial | Com ¦ LED parking lot fixture | 2021 | SC A | GWh | After Competition Groups | 193.4246 | 9554619.4339 | 9.5546 | 1822.0099 | 0.10616 | 2 | Commercial_2021_SC A_GWh_After Competition Groups_2 | LED parking lot fixture | 10.62% | 9.5546 | 193.4246 | Commercial_2021_SC A_GWh_After Competition Groups_LED parking lot fixture
Commercial | Com ¦ LED EXTERIOR AREA LIGHTS - LED fixture (200W) | 2021 | SC A | GWh | After Competition Groups | 191.9002 | 8666777.4921 | 8.6668 | 1822.0099 | 0.10532 | 3 | Commercial_2021_SC A_GWh_After Competition Groups_3 | LED EXTERIOR AREA LIGHTS - LED fixture (200W) | 10.53% | 8.6668 | 191.9002 | Commercial_2021_SC A_GWh_After Competition Groups_LED EXTERIOR AREA LIGHTS - LED fixture (200W)
Commercial | Com ¦ LED Replacement Lamp (Tube) | 2021 | SC A | GWh | After Competition Groups | 136.7624 | 0 | 0 | 1822.0099 | 0.075061 | 4 | Commercial_2021_SC A_GWh_After Competition Groups_4 | LED Replacement Lamp (Tube) | 7.506% | 0 | 136.7624 | Commercial_2021_SC A_GWh_After Competition Groups_LED Replacement Lamp (Tube)
Commercial | Com ¦ LED Troffer/Surface/Suspended | 2021 | SC A | GWh | After Competition Groups | 112.6468 | 28655342.8544 | 28.6553 | 1822.0099 | 0.061826 | 5 | Commercial_2021_SC A_GWh_After Competition Groups_5 | LED Troffer/Surface/Suspended | 6.183% | 28.6553 | 112.6468 | Commercial_2021_SC A_GWh_After Competition Groups_LED Troffer/Surface/Suspended
Commercial | Com ¦ LED Low/High Bay | 2021 | SC A | GWh | After Competition Groups | 109.3504 | 19490750.0173 | 19.4908 | 1822.0099 | 0.060016 | 6 | Commercial_2021_SC A_GWh_After Competition Groups_6 | LED Low/High Bay | 6.002% | 19.4908 | 109.3504 | Commercial_2021_SC A_GWh_After Competition Groups_LED Low/High Bay
Commercial | Com ¦ LED street light fixture | 2021 | SC A | GWh | After Competition Groups | 103.8102 | 12655130.5017 | 12.6551 | 1822.0099 | 0.056976 | 7 | Commercial_2021_SC A_GWh_After Competition Groups_7 | LED street light fixture | 5.698% | 12.6551 | 103.8102 | Commercial_2021_SC A_GWh_After Competition Groups_LED street light fixture
Commercial | Com ¦ Data Center Storage/Server Virtualization | 2021 | SC A | GWh | After Competition Groups | 72.8598 | 0 | 0 | 1822.0099 | 0.039989 | 8 | Commercial_2021_SC A_GWh_After Competition Groups_8 | Data Center Storage/Server Virtualization | 3.999% | 0 | 72.8598 | Commercial_2021_SC A_GWh_After Competition Groups_Data Center Storage/Server Virtualization
Commercial | Com ¦ Building Recommissioning, Operations and Maintenance (O&M) Improvements | 2021 | SC A | GWh | After Competition Groups | 72.0541 | 747228.5864 | 0.74723 | 1822.0099 | 0.039546 | 9 | Commercial_2021_SC A_GWh_After Competition Groups_9 | Building Recommissioning, Operations and Maintenance (O&M) Improvements | 3.955% | 0.74723 | 72.0541 | Commercial_2021_SC A_GWh_After Competition Groups_Building Recommissioning, Operations and Maintenance (O&M) Improvements
Commercial | Com ¦ ENERGY STAR LED LAMPS (General Service Lamps) | 2021 | SC A | GWh | After Competition Groups | 62.046 | 1069044.3937 | 1.069 | 1822.0099 | 0.034054 | 10 | Commercial_2021_SC A_GWh_After Competition Groups_10 | ENERGY STAR LED LAMPS (General Service Lamps) | 3.405% | 1.069 | 62.046 | Commercial_2021_SC A_GWh_After Competition Groups_ENERGY STAR LED LAMPS (General Service Lamps)
Commercial | Com ¦ Furnace Tune-Up | 2021 | SC A | GWh | After Competition Groups | 45.2066 | 58328.0645 | 0.058328 | 1822.0099 | 0.024811 | 11 | Commercial_2021_SC A_GWh_After Competition Groups_11 | Furnace Tune-Up | 2.481% | 0.058328 | 45.2066 | Commercial_2021_SC A_GWh_After Competition Groups_Furnace Tune-Up
Commercial | Com ¦ Reach-in Shaded Pole to ECM/PSC Evaporator Fan Motor | 2021 | SC A | GWh | After Competition Groups | 44.9246 | 2146988.5923 | 2.147 | 1822.0099 | 0.024657 | 12 | Commercial_2021_SC A_GWh_After Competition Groups_12 | Reach-in Shaded Pole to ECM/PSC Evaporator Fan Motor | 2.466% | 2.147 | 44.9246 | Commercial_2021_SC A_GWh_After Competition Groups_Reach-in Shaded Pole to ECM/PSC Evaporator Fan Motor
Commercial | Com ¦ High Efficiency Air Source Heat Pump | 2021 | SC A | GWh | After Competition Groups | 44.4802 | 910560.1346 | 0.91056 | 1822.0099 | 0.024413 | 13 | Commercial_2021_SC A_GWh_After Competition Groups_13 | High Efficiency Air Source Heat Pump | 2.441% | 0.91056 | 44.4802 | Commercial_2021_SC A_GWh_After Competition Groups_High Efficiency Air Source Heat Pump
Commercial | Com ¦ LED or Equivalent Sign Lighting | 2021 | SC A | GWh | After Competition Groups | 38.3341 | 3475806.1828 | 3.4758 | 1822.0099 | 0.021039 | 14 | Commercial_2021_SC A_GWh_After Competition Groups_14 | LED or Equivalent Sign Lighting | 2.104% | 3.4758 | 38.3341 | Commercial_2021_SC A_GWh_After Competition Groups_LED or Equivalent Sign Lighting
Commercial | Com ¦ Education and Capacity Building/Energy Behavior | 2021 | SC A | GWh | After Competition Groups | 27.5124 | 424675.8027 | 0.42468 | 1822.0099 | 0.0151 | 15 | Commercial_2021_SC A_GWh_After Competition Groups_15 | Education and Capacity Building/Energy Behavior | 1.51% | 0.42468 | 27.5124 | Commercial_2021_SC A_GWh_After Competition Groups_Education and Capacity Building/Energy Behavior
Commercial | Com ¦ Strip Curtains | 2021 | SC A | GWh | After Competition Groups | 26.4801 | 95746.4207 | 0.095746 | 1822.0099 | 0.014533 | 16 | Commercial_2021_SC A_GWh_After Competition Groups_16 | Strip Curtains | 1.453% | 0.095746 | 26.4801 | Commercial_2021_SC A_GWh_After Competition Groups_Strip Curtains
Commercial | Com ¦ Advanced BAS/Controllers | 2021 | SC A | GWh | After Competition Groups | 19.6439 | 147943.1285 | 0.14794 | 1822.0099 | 0.010781 | 17 | Commercial_2021_SC A_GWh_After Competition Groups_17 | Advanced BAS/Controllers | 1.078% | 0.14794 | 19.6439 | Commercial_2021_SC A_GWh_After Competition Groups_Advanced BAS/Controllers
Commercial | Com ¦ Centrally controlled desktop PC/NETWORK PC POWER MANAGEMENT SOFTWARE | 2021 | SC A | GWh | After Competition Groups | 15.9428 | 411474.3112 | 0.41147 | 1822.0099 | 0.0087501 | 18 | Commercial_2021_SC A_GWh_After Competition Groups_18 | Centrally controlled desktop PC/NETWORK PC POWER MANAGEMENT SOFTWARE | 0.875% | 0.41147 | 15.9428 | Commercial_2021_SC A_GWh_After Competition Groups_Centrally controlled desktop PC/NETWORK PC POWER MANAGEMENT SOFTWARE
Commercial | Com ¦ Variable Frequency Drive (VFD) | 2021 | SC A | GWh | After Competition Groups | 15.0511 | 962463.0027 | 0.96246 | 1822.0099 | 0.0082607 | 19 | Commercial_2021_SC A_GWh_After Competition Groups_19 | Variable Frequency Drive (VFD) | 0.8261% | 0.96246 | 15.0511 | Commercial_2021_SC A_GWh_After Competition Groups_Variable Frequency Drive (VFD)
Commercial | Com ¦ VFD on Pumps | 2021 | SC A | GWh | After Competition Groups | 13.9939 | 920702.2667 | 0.9207 | 1822.0099 | 0.0076805 | 20 | Commercial_2021_SC A_GWh_After Competition Groups_20 | VFD on Pumps | 0.768% | 0.9207 | 13.9939 | Commercial_2021_SC A_GWh_After Competition Groups_VFD on Pumps
Commercial | Com ¦ Demand Control Ventilation | 2021 | SC A | GWh | After Competition Groups | 13.4976 | 150179.1416 | 0.15018 | 1822.0099 | 0.0074081 | 21 | Commercial_2021_SC A_GWh_After Competition Groups_21 | Demand Control Ventilation | 0.7408% | 0.15018 | 13.4976 | Commercial_2021_SC A_GWh_After Competition Groups_Demand Control Ventilation
Commercial | Com ¦ Adaptive Thermostats | 2021 | SC A | GWh | After Competition Groups | 11.7735 | 968509.4878 | 0.96851 | 1822.0099 | 0.0064618 | 22 | Commercial_2021_SC A_GWh_After Competition Groups_22 | Adaptive Thermostats | 0.6462% | 0.96851 | 11.7735 | Commercial_2021_SC A_GWh_After Competition Groups_Adaptive Thermostats
Commercial | Com ¦ Air Handler with Dedicated Outdoor Air Systems | 2021 | SC A | GWh | After Competition Groups | 7.7404 | 0 | 0 | 1822.0099 | 0.0042483 | 23 | Commercial_2021_SC A_GWh_After Competition Groups_23 | Air Handler with Dedicated Outdoor Air Systems | 0.4248% | 0 | 7.7404 | Commercial_2021_SC A_GWh_After Competition Groups_Air Handler with Dedicated Outdoor Air Systems
Commercial | Com ¦ Refrigerated Display Case LED | 2021 | SC A | GWh | After Competition Groups | 7.1585 | 496400.6776 | 0.4964 | 1822.0099 | 0.0039289 | 24 | Commercial_2021_SC A_GWh_After Competition Groups_24 | Refrigerated Display Case LED | 0.3929% | 0.4964 | 7.1585 | Commercial_2021_SC A_GWh_After Competition Groups_Refrigerated Display Case LED
Commercial | Com ¦ ECM MOTORS FOR EVAPORATOR FANS for refrigeration (WALK-IN) | 2021 | SC A | GWh | After Competition Groups | 7.0345 | 581840.6512 | 0.58184 | 1822.0099 | 0.0038608 | 25 | Commercial_2021_SC A_GWh_After Competition Groups_25 | ECM MOTORS FOR EVAPORATOR FANS for refrigeration (WALK-IN) | 0.3861% | 0.58184 | 7.0345 | Commercial_2021_SC A_GWh_After Competition Groups_ECM MOTORS FOR EVAPORATOR FANS for refrigeration (WALK-IN)
Commercial | Com ¦ Condensing Unit Heaters or other Efficient Unit Heating System | 2021 | SC A | GWh | After Competition Groups | 6.7989 | 17508.7964 | 0.017509 | 1822.0099 | 0.0037316 | 26 | Commercial_2021_SC A_GWh_After Competition Groups_26 | Condensing Unit Heaters or other Efficient Unit Heating System | 0.3732% | 0.017509 | 6.7989 | Commercial_2021_SC A_GWh_After Competition Groups_Condensing Unit Heaters or other Efficient Unit Heating System
Commercial | Com ¦ ENERGY STAR Griddle (74% eff) | 2021 | SC A | GWh | After Competition Groups | 6.2215 | 212677.1909 | 0.21268 | 1822.0099 | 0.0034147 | 27 | Commercial_2021_SC A_GWh_After Competition Groups_27 | ENERGY STAR Griddle (74% eff) | 0.3415% | 0.21268 | 6.2215 | Commercial_2021_SC A_GWh_After Competition Groups_ENERGY STAR Griddle (74% eff)
Commercial | Com ¦ Evaporator Fan Controls | 2021 | SC A | GWh | After Competition Groups | 5.6352 | 91091.0786 | 0.091091 | 1822.0099 | 0.0030929 | 28 | Commercial_2021_SC A_GWh_After Competition Groups_28 | Evaporator Fan Controls | 0.3093% | 0.091091 | 5.6352 | Commercial_2021_SC A_GWh_After Competition Groups_Evaporator Fan Controls
Commercial | Com ¦ Demand Control Kitchen Ventilation | 2021 | SC A | GWh | After Competition Groups | 5.3648 | 40830.5599 | 0.040831 | 1822.0099 | 0.0029444 | 29 | Commercial_2021_SC A_GWh_After Competition Groups_29 | Demand Control Kitchen Ventilation | 0.2944% | 0.040831 | 5.3648 | Commercial_2021_SC A_GWh_After Competition Groups_Demand Control Kitchen Ventilation
Commercial | Com ¦ Refrigerated Display Case Doors | 2021 | SC A | GWh | After Competition Groups | 4.964 | 1110025.9743 | 1.11 | 1822.0099 | 0.0027245 | 30 | Commercial_2021_SC A_GWh_After Competition Groups_30 | Refrigerated Display Case Doors | 0.2724% | 1.11 | 4.964 | Commercial_2021_SC A_GWh_After Competition Groups_Refrigerated Display Case Doors
Commercial | Com ¦ Freezer Case Light Sensor | 2021 | SC A | GWh | After Competition Groups | 4.9058 | 652192.4397 | 0.65219 | 1822.0099 | 0.0026925 | 31 | Commercial_2021_SC A_GWh_After Competition Groups_31 | Freezer Case Light Sensor | 0.2693% | 0.65219 | 4.9058 | Commercial_2021_SC A_GWh_After Competition Groups_Freezer Case Light Sensor
Commercial | Com ¦ Occupancy Sensors | 2021 | SC A | GWh | After Competition Groups | 4.6343 | 3627.3042 | 0.0036273 | 1822.0099 | 0.0025435 | 32 | Commercial_2021_SC A_GWh_After Competition Groups_32 | Occupancy Sensors | 0.2544% | 0.0036273 | 4.6343 | Commercial_2021_SC A_GWh_After Competition Groups_Occupancy Sensors
Commercial | Com ¦ Chilled Water Optimization | 2021 | SC A | GWh | After Competition Groups | 3.7526 | 376048.0353 | 0.37605 | 1822.0099 | 0.0020596 | 33 | Commercial_2021_SC A_GWh_After Competition Groups_33 | Chilled Water Optimization | 0.206% | 0.37605 | 3.7526 | Commercial_2021_SC A_GWh_After Competition Groups_Chilled Water Optimization
Commercial | Com ¦ Unitary Air-Conditioning Unit | 2021 | SC A | GWh | After Competition Groups | 3.1028 | 287732.2633 | 0.28773 | 1822.0099 | 0.0017029 | 34 | Commercial_2021_SC A_GWh_After Competition Groups_34 | Unitary Air-Conditioning Unit | 0.1703% | 0.28773 | 3.1028 | Commercial_2021_SC A_GWh_After Competition Groups_Unitary Air-Conditioning Unit
Commercial | Com ¦ ENERGY STAR Fryer (84% eff) | 2021 | SC A | GWh | After Competition Groups | 2.1968 | 141158.4978 | 0.14116 | 1822.0099 | 0.0012057 | 35 | Commercial_2021_SC A_GWh_After Competition Groups_35 | ENERGY STAR Fryer (84% eff) | 0.1206% | 0.14116 | 2.1968 | Commercial_2021_SC A_GWh_After Competition Groups_ENERGY STAR Fryer (84% eff)
Commercial | Com ¦ Temperature Adjustment in Commercial Freezers | 2021 | SC A | GWh | After Competition Groups | 2.1569 | 0 | 0 | 1822.0099 | 0.0011838 | 36 | Commercial_2021_SC A_GWh_After Competition Groups_36 | Temperature Adjustment in Commercial Freezers | 0.1184% | 0 | 2.1569 | Commercial_2021_SC A_GWh_After Competition Groups_Temperature Adjustment in Commercial Freezers
Commercial | Com ¦ Elec Storage WH 2.30 Et | 2021 | SC A | GWh | After Competition Groups | 2.065 | 311730.4872 | 0.31173 | 1822.0099 | 0.0011334 | 37 | Commercial_2021_SC A_GWh_After Competition Groups_37 | Elec Storage WH 2.30 Et | 0.1133% | 0.31173 | 2.065 | Commercial_2021_SC A_GWh_After Competition Groups_Elec Storage WH 2.30 Et
Commercial | Com ¦ Outside Air Economizer | 2021 | SC A | GWh | After Competition Groups | 1.8882 | 72676.5163 | 0.072677 | 1822.0099 | 0.0010363 | 38 | Commercial_2021_SC A_GWh_After Competition Groups_38 | Outside Air Economizer | 0.1036% | 0.072677 | 1.8882 | Commercial_2021_SC A_GWh_After Competition Groups_Outside Air Economizer
Commercial | Com ¦ CO Sensors for parking garage exhaust fans | 2021 | SC A | GWh | After Competition Groups | 1.7654 | 172099.2829 | 0.1721 | 1822.0099 | 0.00096893 | 39 | Commercial_2021_SC A_GWh_After Competition Groups_39 | CO Sensors for parking garage exhaust fans | 0.09689% | 0.1721 | 1.7654 | Commercial_2021_SC A_GWh_After Competition Groups_CO Sensors for parking garage exhaust fans
Commercial | Com ¦ Vertical Night Covers | 2021 | SC A | GWh | After Competition Groups | 1.6416 | 68416.8638 | 0.068417 | 1822.0099 | 0.00090097 | 40 | Commercial_2021_SC A_GWh_After Competition Groups_40 | Vertical Night Covers | 0.0901% | 0.068417 | 1.6416 | Commercial_2021_SC A_GWh_After Competition Groups_Vertical Night Covers
Commercial | Com ¦ BEVERAGE VENDING MACHINE CONTROLS | 2021 | SC A | GWh | After Competition Groups | 1.6272 | 76123.0642 | 0.076123 | 1822.0099 | 0.00089307 | 41 | Commercial_2021_SC A_GWh_After Competition Groups_41 | BEVERAGE VENDING MACHINE CONTROLS | 0.08931% | 0.076123 | 1.6272 | Commercial_2021_SC A_GWh_After Competition Groups_BEVERAGE VENDING MACHINE CONTROLS
Commercial | Com ¦ Energy Efficient Laboratory Fume Hood | 2021 | SC A | GWh | After Competition Groups | 1.5642 | 184766.9315 | 0.18477 | 1822.0099 | 0.0008585 | 42 | Commercial_2021_SC A_GWh_After Competition Groups_42 | Energy Efficient Laboratory Fume Hood | 0.08585% | 0.18477 | 1.5642 | Commercial_2021_SC A_GWh_After Competition Groups_Energy Efficient Laboratory Fume Hood
Commercial | Com ¦ Duct Insulation, R8 | 2021 | SC A | GWh | After Competition Groups | 1.4874 | 159271.0746 | 0.15927 | 1822.0099 | 0.00081635 | 43 | Commercial_2021_SC A_GWh_After Competition Groups_43 | Duct Insulation, R8 | 0.08164% | 0.15927 | 1.4874 | Commercial_2021_SC A_GWh_After Competition Groups_Duct Insulation, R8
Commercial | Com ¦ Water Heating (DHW) Pipe Insulation (Add 3/4\ Foam)" | 2021 | SC A | GWh | After Competition Groups | 1.4459 | 124342.3989 | 0.12434 | 1822.0099 | 0.00079355 | 44 | Commercial_2021_SC A_GWh_After Competition Groups_44 | Water Heating (DHW) Pipe Insulation (Add 3/4\ Foam)" | 0.07936% | 0.12434 | 1.4459 | Commercial_2021_SC A_GWh_After Competition Groups_Water Heating (DHW) Pipe Insulation (Add 3/4\ Foam)"
Commercial | Com ¦ Thermostat Setback | 2021 | SC A | GWh | After Competition Groups | 1.0653 | 0 | 0 | 1822.0099 | 0.00058466 | 45 | Commercial_2021_SC A_GWh_After Competition Groups_45 | Thermostat Setback | 0.05847% | 0 | 1.0653 | Commercial_2021_SC A_GWh_After Competition Groups_Thermostat Setback
Commercial | Com ¦ ENERGY STAR Steam Cookers | 2021 | SC A | GWh | After Competition Groups | 1.0482 | 74298.8281 | 0.074299 | 1822.0099 | 0.00057528 | 46 | Commercial_2021_SC A_GWh_After Competition Groups_46 | ENERGY STAR Steam Cookers | 0.05753% | 0.074299 | 1.0482 | Commercial_2021_SC A_GWh_After Competition Groups_ENERGY STAR Steam Cookers
Commercial | Com ¦ ENERGY STAR Dishwasher | 2021 | SC A | GWh | After Competition Groups | 1.0234 | 25700.4118 | 0.0257 | 1822.0099 | 0.0005617 | 47 | Commercial_2021_SC A_GWh_After Competition Groups_47 | ENERGY STAR Dishwasher | 0.05617% | 0.0257 | 1.0234 | Commercial_2021_SC A_GWh_After Competition Groups_ENERGY STAR Dishwasher
Commercial | Com ¦ Water Source Heat Pump (4 ton) | 2021 | SC A | GWh | After Competition Groups | 0.90749 | 95883.0485 | 0.095883 | 1822.0099 | 0.00049807 | 48 | Commercial_2021_SC A_GWh_After Competition Groups_48 | Water Source Heat Pump (4 ton) | 0.04981% | 0.095883 | 0.90749 | Commercial_2021_SC A_GWh_After Competition Groups_Water Source Heat Pump (4 ton)
Commercial | Com ¦ Suction Pipe Insulation Freezer/Refrigerator | 2021 | SC A | GWh | After Competition Groups | 0.88953 | 69214.6434 | 0.069215 | 1822.0099 | 0.00048822 | 49 | Commercial_2021_SC A_GWh_After Competition Groups_49 | Suction Pipe Insulation Freezer/Refrigerator | 0.04882% | 0.069215 | 0.88953 | Commercial_2021_SC A_GWh_After Competition Groups_Suction Pipe Insulation Freezer/Refrigerator
Commercial | Com ¦ Ozone Laundry Treatment | 2021 | SC A | GWh | After Competition Groups | 0.35762 | 33161.1384 | 0.033161 | 1822.0099 | 0.00019628 | 50 | Commercial_2021_SC A_GWh_After Competition Groups_50 | Ozone Laundry Treatment | 0.01963% | 0.033161 | 0.35762 | Commercial_2021_SC A_GWh_After Competition Groups_Ozone Laundry Treatment
Commercial | Com ¦ Demand controlled Circulating Systems | 2021 | SC A | GWh | After Competition Groups | 0.30403 | 0 | 0 | 1822.0099 | 0.00016686 | 51 | Commercial_2021_SC A_GWh_After Competition Groups_51 | Demand controlled Circulating Systems | 0.01669% | 0 | 0.30403 | Commercial_2021_SC A_GWh_After Competition Groups_Demand controlled Circulating Systems
Commercial | Com ¦ ECM MOTORS FOR HVAC APPLICATION (FAN-POWERED VAV BOX) | 2021 | SC A | GWh | After Competition Groups | 0.22466 | 19320.8776 | 0.019321 | 1822.0099 | 0.0001233 | 52 | Commercial_2021_SC A_GWh_After Competition Groups_52 | ECM MOTORS FOR HVAC APPLICATION (FAN-POWERED VAV BOX) | 0.01233% | 0.019321 | 0.22466 | Commercial_2021_SC A_GWh_After Competition Groups_ECM MOTORS FOR HVAC APPLICATION (FAN-POWERED VAV BOX)
Commercial | Com ¦ CEE Tier 2/Energy Star Clothes Washers | 2021 | SC A | GWh | After Competition Groups | 0.2023 | 10557.7783 | 0.010558 | 1822.0099 | 0.00011103 | 53 | Commercial_2021_SC A_GWh_After Competition Groups_53 | CEE Tier 2/Energy Star Clothes Washers | 0.0111% | 0.010558 | 0.2023 | Commercial_2021_SC A_GWh_After Competition Groups_CEE Tier 2/Energy Star Clothes Washers
Commercial | Com ¦ Low Flow Pre-Rinse Spray Nozzle | 2021 | SC A | GWh | After Competition Groups | 0.11792 | 3080.7965 | 0.0030808 | 1822.0099 | 6.4721e-05 | 54 | Commercial_2021_SC A_GWh_After Competition Groups_54 | Low Flow Pre-Rinse Spray Nozzle | 0.006472% | 0.0030808 | 0.11792 | Commercial_2021_SC A_GWh_After Competition Groups_Low Flow Pre-Rinse Spray Nozzle
Commercial | Com ¦ HVAC Optimization | 2021 | SC A | GWh | After Competition Groups | 0.10507 | 280.989 | 0.00028099 | 1822.0099 | 5.7667e-05 | 55 | Commercial_2021_SC A_GWh_After Competition Groups_55 | HVAC Optimization | 0.005767% | 0.00028099 | 0.10507 | Commercial_2021_SC A_GWh_After Competition Groups_HVAC Optimization
Commercial | Com ¦ Auto Off Time Switch or Time Clock control | 2021 | SC A | GWh | After Competition Groups | 0.082452 | 36.1058 | 3.6106e-05 | 1822.0099 | 4.5253e-05 | 56 | Commercial_2021_SC A_GWh_After Competition Groups_56 | Auto Off Time Switch or Time Clock control | 0.004525% | 3.6106e-05 | 0.082452 | Commercial_2021_SC A_GWh_After Competition Groups_Auto Off Time Switch or Time Clock control
Commercial | COM ¦ Ductless Mini-Split Heat Pumps | 2021 | SC A | GWh | After Competition Groups | 0.068619 | 73.6295 | 7.363e-05 | 1822.0099 | 3.7661e-05 | 57 | Commercial_2021_SC A_GWh_After Competition Groups_57 | Ductless Mini-Split Heat Pumps | 0.003766% | 7.363e-05 | 0.068619 | Commercial_2021_SC A_GWh_After Competition Groups_Ductless Mini-Split Heat Pumps
Commercial | Com ¦ Commercial Hot Food Holding Cabinets | 2021 | SC A | GWh | After Competition Groups | 0.030559 | 1144.9691 | 0.001145 | 1822.0099 | 1.6772e-05 | 58 | Commercial_2021_SC A_GWh_After Competition Groups_58 | Commercial Hot Food Holding Cabinets | 0.001677% | 0.001145 | 0.030559 | Commercial_2021_SC A_GWh_After Competition Groups_Commercial Hot Food Holding Cabinets
Commercial | Com ¦ Air Curtains | 2021 | SC A | GWh | After Competition Groups | 0.023552 | 2297.0463 | 0.002297 | 1822.0099 | 1.2927e-05 | 59 | Commercial_2021_SC A_GWh_After Competition Groups_59 | Air Curtains | 0.001293% | 0.002297 | 0.023552 | Commercial_2021_SC A_GWh_After Competition Groups_Air Curtains
Commercial | Com ¦ LLLC - Low Impact Application | 2021 | SC A | GWh | After Competition Groups | 0.021963 | 714.3091 | 0.00071431 | 1822.0099 | 1.2054e-05 | 60 | Commercial_2021_SC A_GWh_After Competition Groups_60 | LLLC - Low Impact Application | 0.001205% | 0.00071431 | 0.021963 | Commercial_2021_SC A_GWh_After Competition Groups_LLLC - Low Impact Application
Commercial | Com ¦ PTAC (12 EER/10,000 BTU) | 2021 | SC A | GWh | After Competition Groups | 0.016961 | 1914.3726 | 0.0019144 | 1822.0099 | 9.3092e-06 | 61 | Commercial_2021_SC A_GWh_After Competition Groups_61 | PTAC (12 EER/10,000 BTU) | 0.0009309% | 0.0019144 | 0.016961 | Commercial_2021_SC A_GWh_After Competition Groups_PTAC (12 EER/10,000 BTU)
Commercial | Com ¦ Solar Water Preheat (Pools/DHW) | 2021 | SC A | GWh | After Competition Groups | 0.016882 | 255.8583 | 0.00025586 | 1822.0099 | 9.2658e-06 | 62 | Commercial_2021_SC A_GWh_After Competition Groups_62 | Solar Water Preheat (Pools/DHW) | 0.0009266% | 0.00025586 | 0.016882 | Commercial_2021_SC A_GWh_After Competition Groups_Solar Water Preheat (Pools/DHW)
Commercial | Com ¦ LLLC - High Impact Application | 2021 | SC A | GWh | After Competition Groups | 0.016135 | 3014.9903 | 0.003015 | 1822.0099 | 8.8557e-06 | 63 | Commercial_2021_SC A_GWh_After Competition Groups_63 | LLLC - High Impact Application | 0.0008856% | 0.003015 | 0.016135 | Commercial_2021_SC A_GWh_After Competition Groups_LLLC - High Impact Application
Commercial | Com ¦ Wall Insulation | 2021 | SC A | GWh | After Competition Groups | 0.01333 | 0 | 0 | 1822.0099 | 7.3161e-06 | 64 | Commercial_2021_SC A_GWh_After Competition Groups_64 | Wall Insulation | 0.0007316% | 0 | 0.01333 | Commercial_2021_SC A_GWh_After Competition Groups_Wall Insulation
Commercial | Com ¦ VSD Air Compressor | 2021 | SC A | GWh | After Competition Groups | 0.0050228 | 347.7235 | 0.00034772 | 1822.0099 | 2.7567e-06 | 65 | Commercial_2021_SC A_GWh_After Competition Groups_65 | VSD Air Compressor | 0.0002757% | 0.00034772 | 0.0050228 | Commercial_2021_SC A_GWh_After Competition Groups_VSD Air Compressor
Commercial | Com ¦ Energy Recovery Ventilation and Ventilation (Enhanced) | 2021 | SC A | GWh | After Competition Groups | 0.0026458 | 0 | 0 | 1822.0099 | 1.4522e-06 | 66 | Commercial_2021_SC A_GWh_After Competition Groups_66 | Energy Recovery Ventilation and Ventilation (Enhanced) | 0.0001452% | 0 | 0.0026458 | Commercial_2021_SC A_GWh_After Competition Groups_Energy Recovery Ventilation and Ventilation (Enhanced)
Commercial | Com ¦ EC Plug Fan for Data Center (under cabinet) | 2021 | SC A | GWh | After Competition Groups | 0.0017932 | 230.5503 | 0.00023055 | 1822.0099 | 9.8418e-07 | 67 | Commercial_2021_SC A_GWh_After Competition Groups_67 | EC Plug Fan for Data Center (under cabinet) | 9.842e-05% | 0.00023055 | 0.0017932 | Commercial_2021_SC A_GWh_After Competition Groups_EC Plug Fan for Data Center (under cabinet)
Commercial | Com ¦ High Efficiency Chiller (avg of water and air cooled) | 2021 | SC A | GWh | After Competition Groups | 0.0011352 | 136.1698 | 0.00013617 | 1822.0099 | 6.2304e-07 | 68 | Commercial_2021_SC A_GWh_After Competition Groups_68 | High Efficiency Chiller (avg of water and air cooled) | 6.23e-05% | 0.00013617 | 0.0011352 | Commercial_2021_SC A_GWh_After Competition Groups_High Efficiency Chiller (avg of water and air cooled)
Commercial | Com ¦ Electric Convection Combination Ovens | 2021 | SC A | GWh | After Competition Groups | 0.00062513 | 3.2837 | 3.2837e-06 | 1822.0099 | 3.431e-07 | 69 | Commercial_2021_SC A_GWh_After Competition Groups_69 | Electric Convection Combination Ovens | 3.431e-05% | 3.2837e-06 | 0.00062513 | Commercial_2021_SC A_GWh_After Competition Groups_Electric Convection Combination Ovens
Commercial | Com ¦ Room AC (w/ louvered sides) 14 SEER from 12 SEER code | 2021 | SC A | GWh | After Competition Groups | 0.00062496 | 80.2763 | 8.0276e-05 | 1822.0099 | 3.4301e-07 | 70 | Commercial_2021_SC A_GWh_After Competition Groups_70 | Room AC (w/ louvered sides) 14 SEER from 12 SEER code | 3.43e-05% | 8.0276e-05 | 0.00062496 | Commercial_2021_SC A_GWh_After Competition Groups_Room AC (w/ louvered sides) 14 SEER from 12 SEER code
Commercial | Com ¦ Networked/Connected - High Impact Application | 2021 | SC A | GWh | After Competition Groups | 0.00041707 | 53.7441 | 5.3744e-05 | 1822.0099 | 2.289e-07 | 71 | Commercial_2021_SC A_GWh_After Competition Groups_71 | Networked/Connected - High Impact Application | 2.289e-05% | 5.3744e-05 | 0.00041707 | Commercial_2021_SC A_GWh_After Competition Groups_Networked/Connected - High Impact Application
Commercial | Com ¦ High Efficiency Small Instantaneous Water Heater | 2021 | SC A | GWh | After Competition Groups | 1.573e-05 | 2.3215 | 2.3215e-06 | 1822.0099 | 8.6336e-09 | 72 | Commercial_2021_SC A_GWh_After Competition Groups_72 | High Efficiency Small Instantaneous Water Heater | 8.634e-07% | 2.3215e-06 | 1.573e-05 | Commercial_2021_SC A_GWh_After Competition Groups_High Efficiency Small Instantaneous Water Heater
Commercial | Com ¦ Condensing Make Up Air Unit | 2021 | SC A | GWh | After Competition Groups | 0 | 0 | 0 | 1822.0099 | 0 | 73 | Commercial_2021_SC A_GWh_After Competition Groups_73 | Condensing Make Up Air Unit | 0% | 0 | 0 | Commercial_2021_SC A_GWh_After Competition Groups_Condensing Make Up Air Unit
Commercial | Com ¦ Door Gasket Freezer/Refrigerator | 2021 | SC A | GWh | After Competition Groups | 0 | 0 | 0 | 1822.0099 | 0 | 74 | Commercial_2021_SC A_GWh_After Competition Groups_74 | Door Gasket Freezer/Refrigerator | 0% | 0 | 0 | Commercial_2021_SC A_GWh_After Competition Groups_Door Gasket Freezer/Refrigerator
Commercial | Com ¦ Efficient compressor motor | 2021 | SC A | GWh | After Competition Groups | 0 | 0 | 0 | 1822.0099 | 0 | 75 | Commercial_2021_SC A_GWh_After Competition Groups_75 | Efficient compressor motor | 0% | 0 | 0 | Commercial_2021_SC A_GWh_After Competition Groups_Efficient compressor motor
Commercial | Com ¦ Indoor Daylight Sensors/Photocell Dimming Control | 2021 | SC A | GWh | After Competition Groups | 0 | 0 | 0 | 1822.0099 | 0 | 76 | Commercial_2021_SC A_GWh_After Competition Groups_76 | Indoor Daylight Sensors/Photocell Dimming Control | 0% | 0 | 0 | Commercial_2021_SC A_GWh_After Competition Groups_Indoor Daylight Sensors/Photocell Dimming Control
Commercial | Com ¦ LED RECESSED DOWNLIGHTS | 2021 | SC A | GWh | After Competition Groups | 0 | 0 | 0 | 1822.0099 | 0 | 77 | Commercial_2021_SC A_GWh_After Competition Groups_77 | LED RECESSED DOWNLIGHTS | 0% | 0 | 0 | Commercial_2021_SC A_GWh_After Competition Groups_LED RECESSED DOWNLIGHTS
Commercial | Com ¦ Networked/Connected - Low Impact Application | 2021 | SC A | GWh | After Competition Groups | 0 | 0 | 0 | 1822.0099 | 0 | 78 | Commercial_2021_SC A_GWh_After Competition Groups_78 | Networked/Connected - Low Impact Application | 0% | 0 | 0 | Commercial_2021_SC A_GWh_After Competition Groups_Networked/Connected - Low Impact Application
Commercial | Com ¦ Notched V belts for HVAC Systems | 2021 | SC A | GWh | After Competition Groups | 0 | 0 | 0 | 1822.0099 | 0 | 79 | Commercial_2021_SC A_GWh_After Competition Groups_79 | Notched V belts for HVAC Systems | 0% | 0 | 0 | Commercial_2021_SC A_GWh_After Competition Groups_Notched V belts for HVAC Systems
Commercial | Com ¦ Variable Refrigerant Flow Heat Pump | 2021 | SC A | GWh | After Competition Groups | 0 | 0 | 0 | 1822.0099 | 0 | 80 | Commercial_2021_SC A_GWh_After Competition Groups_80 | Variable Refrigerant Flow Heat Pump | 0% | 0 | 0 | Commercial_2021_SC A_GWh_After Competition Groups_Variable Refrigerant Flow Heat Pump
Commercial | Com ¦ ENERGY STAR LED LAMPS (REFLECTOR LAMPs/MR16/PAR 16) | 2021 | SC B | GWh | After Competition Groups | 358.6145 | 8278476.6546 | 8.2785 | 2305.6034 | 0.15554 | 1 | Commercial_2021_SC B_GWh_After Competition Groups_1 | ENERGY STAR LED LAMPS (REFLECTOR LAMPs/MR16/PAR 16) | 15.55% | 8.2785 | 358.6145 | Commercial_2021_SC B_GWh_After Competition Groups_ENERGY STAR LED LAMPS (REFLECTOR LAMPs/MR16/PAR 16)
Commercial | Com ¦ LED parking lot fixture | 2021 | SC B | GWh | After Competition Groups | 193.4246 | 9553663.9719 | 9.5537 | 2305.6034 | 0.083893 | 2 | Commercial_2021_SC B_GWh_After Competition Groups_2 | LED parking lot fixture | 8.389% | 9.5537 | 193.4246 | Commercial_2021_SC B_GWh_After Competition Groups_LED parking lot fixture
Commercial | Com ¦ LED EXTERIOR AREA LIGHTS - LED fixture (200W) | 2021 | SC B | GWh | After Competition Groups | 191.9221 | 8666892.0932 | 8.6669 | 2305.6034 | 0.083242 | 3 | Commercial_2021_SC B_GWh_After Competition Groups_3 | LED EXTERIOR AREA LIGHTS - LED fixture (200W) | 8.324% | 8.6669 | 191.9221 | Commercial_2021_SC B_GWh_After Competition Groups_LED EXTERIOR AREA LIGHTS - LED fixture (200W)
Commercial | Com ¦ Education and Capacity Building/Energy Behavior | 2021 | SC B | GWh | After Competition Groups | 137.562 | 2123379.0133 | 2.1234 | 2305.6034 | 0.059664 | 4 | Commercial_2021_SC B_GWh_After Competition Groups_4 | Education and Capacity Building/Energy Behavior | 5.966% | 2.1234 | 137.562 | Commercial_2021_SC B_GWh_After Competition Groups_Education and Capacity Building/Energy Behavior
Commercial | Com ¦ LED Replacement Lamp (Tube) | 2021 | SC B | GWh | After Competition Groups | 136.7624 | 0 | 0 | 2305.6034 | 0.059317 | 5 | Commercial_2021_SC B_GWh_After Competition Groups_5 | LED Replacement Lamp (Tube) | 5.932% | 0 | 136.7624 | Commercial_2021_SC B_GWh_After Competition Groups_LED Replacement Lamp (Tube)
Commercial | Com ¦ LED Troffer/Surface/Suspended | 2021 | SC B | GWh | After Competition Groups | 129.7582 | 49868885.8644 | 49.8689 | 2305.6034 | 0.056279 | 6 | Commercial_2021_SC B_GWh_After Competition Groups_6 | LED Troffer/Surface/Suspended | 5.628% | 49.8689 | 129.7582 | Commercial_2021_SC B_GWh_After Competition Groups_LED Troffer/Surface/Suspended
Commercial | Com ¦ Furnace Tune-Up | 2021 | SC B | GWh | After Competition Groups | 121.0949 | 158421.6699 | 0.15842 | 2305.6034 | 0.052522 | 7 | Commercial_2021_SC B_GWh_After Competition Groups_7 | Furnace Tune-Up | 5.252% | 0.15842 | 121.0949 | Commercial_2021_SC B_GWh_After Competition Groups_Furnace Tune-Up
Commercial | Com ¦ LED Low/High Bay | 2021 | SC B | GWh | After Competition Groups | 120.6438 | 40789744.0226 | 40.7897 | 2305.6034 | 0.052326 | 8 | Commercial_2021_SC B_GWh_After Competition Groups_8 | LED Low/High Bay | 5.233% | 40.7897 | 120.6438 | Commercial_2021_SC B_GWh_After Competition Groups_LED Low/High Bay
Commercial | Com ¦ LED street light fixture | 2021 | SC B | GWh | After Competition Groups | 105.3028 | 17106809.3584 | 17.1068 | 2305.6034 | 0.045673 | 9 | Commercial_2021_SC B_GWh_After Competition Groups_9 | LED street light fixture | 4.567% | 17.1068 | 105.3028 | Commercial_2021_SC B_GWh_After Competition Groups_LED street light fixture
Commercial | Com ¦ Building Recommissioning, Operations and Maintenance (O&M) Improvements | 2021 | SC B | GWh | After Competition Groups | 84.2295 | 1231180.1027 | 1.2312 | 2305.6034 | 0.036533 | 10 | Commercial_2021_SC B_GWh_After Competition Groups_10 | Building Recommissioning, Operations and Maintenance (O&M) Improvements | 3.653% | 1.2312 | 84.2295 | Commercial_2021_SC B_GWh_After Competition Groups_Building Recommissioning, Operations and Maintenance (O&M) Improvements
Commercial | Com ¦ Data Center Storage/Server Virtualization | 2021 | SC B | GWh | After Competition Groups | 80.0906 | 0 | 0 | 2305.6034 | 0.034737 | 11 | Commercial_2021_SC B_GWh_After Competition Groups_11 | Data Center Storage/Server Virtualization | 3.474% | 0 | 80.0906 | Commercial_2021_SC B_GWh_After Competition Groups_Data Center Storage/Server Virtualization
Commercial | Com ¦ ENERGY STAR LED LAMPS (General Service Lamps) | 2021 | SC B | GWh | After Competition Groups | 62.046 | 1089425.0153 | 1.0894 | 2305.6034 | 0.026911 | 12 | Commercial_2021_SC B_GWh_After Competition Groups_12 | ENERGY STAR LED LAMPS (General Service Lamps) | 2.691% | 1.0894 | 62.046 | Commercial_2021_SC B_GWh_After Competition Groups_ENERGY STAR LED LAMPS (General Service Lamps)
Commercial | Com ¦ Strip Curtains | 2021 | SC B | GWh | After Competition Groups | 49.5729 | 206319.6223 | 0.20632 | 2305.6034 | 0.021501 | 13 | Commercial_2021_SC B_GWh_After Competition Groups_13 | Strip Curtains | 2.15% | 0.20632 | 49.5729 | Commercial_2021_SC B_GWh_After Competition Groups_Strip Curtains
Commercial | Com ¦ LED or Equivalent Sign Lighting | 2021 | SC B | GWh | After Competition Groups | 47.7826 | 13203213.1359 | 13.2032 | 2305.6034 | 0.020725 | 14 | Commercial_2021_SC B_GWh_After Competition Groups_14 | LED or Equivalent Sign Lighting | 2.072% | 13.2032 | 47.7826 | Commercial_2021_SC B_GWh_After Competition Groups_LED or Equivalent Sign Lighting
Commercial | Com ¦ Reach-in Shaded Pole to ECM/PSC Evaporator Fan Motor | 2021 | SC B | GWh | After Competition Groups | 47.0535 | 2348857.7014 | 2.3489 | 2305.6034 | 0.020408 | 15 | Commercial_2021_SC B_GWh_After Competition Groups_15 | Reach-in Shaded Pole to ECM/PSC Evaporator Fan Motor | 2.041% | 2.3489 | 47.0535 | Commercial_2021_SC B_GWh_After Competition Groups_Reach-in Shaded Pole to ECM/PSC Evaporator Fan Motor
Commercial | Com ¦ High Efficiency Air Source Heat Pump | 2021 | SC B | GWh | After Competition Groups | 44.4801 | 910466.2748 | 0.91047 | 2305.6034 | 0.019292 | 16 | Commercial_2021_SC B_GWh_After Competition Groups_16 | High Efficiency Air Source Heat Pump | 1.929% | 0.91047 | 44.4801 | Commercial_2021_SC B_GWh_After Competition Groups_High Efficiency Air Source Heat Pump
Commercial | Com ¦ Variable Frequency Drive (VFD) | 2021 | SC B | GWh | After Competition Groups | 40.3179 | 2614064.2763 | 2.6141 | 2305.6034 | 0.017487 | 17 | Commercial_2021_SC B_GWh_After Competition Groups_17 | Variable Frequency Drive (VFD) | 1.749% | 2.6141 | 40.3179 | Commercial_2021_SC B_GWh_After Competition Groups_Variable Frequency Drive (VFD)
Commercial | Com ¦ Demand Control Ventilation | 2021 | SC B | GWh | After Competition Groups | 37.7423 | 3774120.902 | 3.7741 | 2305.6034 | 0.01637 | 18 | Commercial_2021_SC B_GWh_After Competition Groups_18 | Demand Control Ventilation | 1.637% | 3.7741 | 37.7423 | Commercial_2021_SC B_GWh_After Competition Groups_Demand Control Ventilation
Commercial | Com ¦ VFD on Pumps | 2021 | SC B | GWh | After Competition Groups | 37.6609 | 2656064.9369 | 2.6561 | 2305.6034 | 0.016335 | 19 | Commercial_2021_SC B_GWh_After Competition Groups_19 | VFD on Pumps | 1.633% | 2.6561 | 37.6609 | Commercial_2021_SC B_GWh_After Competition Groups_VFD on Pumps
Commercial | Com ¦ Air Handler with Dedicated Outdoor Air Systems | 2021 | SC B | GWh | After Competition Groups | 30.3506 | 0 | 0 | 2305.6034 | 0.013164 | 20 | Commercial_2021_SC B_GWh_After Competition Groups_20 | Air Handler with Dedicated Outdoor Air Systems | 1.316% | 0 | 30.3506 | Commercial_2021_SC B_GWh_After Competition Groups_Air Handler with Dedicated Outdoor Air Systems
Commercial | Com ¦ Centrally controlled desktop PC/NETWORK PC POWER MANAGEMENT SOFTWARE | 2021 | SC B | GWh | After Competition Groups | 28.4968 | 787338.9931 | 0.78734 | 2305.6034 | 0.01236 | 21 | Commercial_2021_SC B_GWh_After Competition Groups_21 | Centrally controlled desktop PC/NETWORK PC POWER MANAGEMENT SOFTWARE | 1.236% | 0.78734 | 28.4968 | Commercial_2021_SC B_GWh_After Competition Groups_Centrally controlled desktop PC/NETWORK PC POWER MANAGEMENT SOFTWARE
Commercial | Com ¦ Adaptive Thermostats | 2021 | SC B | GWh | After Competition Groups | 26.7587 | 4050431.5166 | 4.0504 | 2305.6034 | 0.011606 | 22 | Commercial_2021_SC B_GWh_After Competition Groups_22 | Adaptive Thermostats | 1.161% | 4.0504 | 26.7587 | Commercial_2021_SC B_GWh_After Competition Groups_Adaptive Thermostats
Commercial | Com ¦ Advanced BAS/Controllers | 2021 | SC B | GWh | After Competition Groups | 22.6659 | 286239.317 | 0.28624 | 2305.6034 | 0.0098308 | 23 | Commercial_2021_SC B_GWh_After Competition Groups_23 | Advanced BAS/Controllers | 0.9831% | 0.28624 | 22.6659 | Commercial_2021_SC B_GWh_After Competition Groups_Advanced BAS/Controllers
Commercial | Com ¦ ECM MOTORS FOR EVAPORATOR FANS for refrigeration (WALK-IN) | 2021 | SC B | GWh | After Competition Groups | 18.8423 | 1580324.8371 | 1.5803 | 2305.6034 | 0.0081724 | 24 | Commercial_2021_SC B_GWh_After Competition Groups_24 | ECM MOTORS FOR EVAPORATOR FANS for refrigeration (WALK-IN) | 0.8172% | 1.5803 | 18.8423 | Commercial_2021_SC B_GWh_After Competition Groups_ECM MOTORS FOR EVAPORATOR FANS for refrigeration (WALK-IN)
Commercial | Com ¦ Condensing Unit Heaters or other Efficient Unit Heating System | 2021 | SC B | GWh | After Competition Groups | 18.2122 | 47554.7219 | 0.047555 | 2305.6034 | 0.0078991 | 25 | Commercial_2021_SC B_GWh_After Competition Groups_25 | Condensing Unit Heaters or other Efficient Unit Heating System | 0.7899% | 0.047555 | 18.2122 | Commercial_2021_SC B_GWh_After Competition Groups_Condensing Unit Heaters or other Efficient Unit Heating System
Commercial | Com ¦ Freezer Case Light Sensor | 2021 | SC B | GWh | After Competition Groups | 15.4734 | 3472384.0648 | 3.4724 | 2305.6034 | 0.0067112 | 26 | Commercial_2021_SC B_GWh_After Competition Groups_26 | Freezer Case Light Sensor | 0.6711% | 3.4724 | 15.4734 | Commercial_2021_SC B_GWh_After Competition Groups_Freezer Case Light Sensor
Commercial | Com ¦ Evaporator Fan Controls | 2021 | SC B | GWh | After Competition Groups | 15.0941 | 247415.4584 | 0.24742 | 2305.6034 | 0.0065467 | 27 | Commercial_2021_SC B_GWh_After Competition Groups_27 | Evaporator Fan Controls | 0.6547% | 0.24742 | 15.0941 | Commercial_2021_SC B_GWh_After Competition Groups_Evaporator Fan Controls
Commercial | Com ¦ Demand Control Kitchen Ventilation | 2021 | SC B | GWh | After Competition Groups | 11.5407 | 80261.3739 | 0.080261 | 2305.6034 | 0.0050055 | 28 | Commercial_2021_SC B_GWh_After Competition Groups_28 | Demand Control Kitchen Ventilation | 0.5006% | 0.080261 | 11.5407 | Commercial_2021_SC B_GWh_After Competition Groups_Demand Control Kitchen Ventilation
Commercial | Com ¦ Refrigerated Display Case LED | 2021 | SC B | GWh | After Competition Groups | 8.0762 | 977476.6098 | 0.97748 | 2305.6034 | 0.0035028 | 29 | Commercial_2021_SC B_GWh_After Competition Groups_29 | Refrigerated Display Case LED | 0.3503% | 0.97748 | 8.0762 | Commercial_2021_SC B_GWh_After Competition Groups_Refrigerated Display Case LED
Commercial | Com ¦ Unitary Air-Conditioning Unit | 2021 | SC B | GWh | After Competition Groups | 7.9809 | 3727851.9981 | 3.7279 | 2305.6034 | 0.0034615 | 30 | Commercial_2021_SC B_GWh_After Competition Groups_30 | Unitary Air-Conditioning Unit | 0.3462% | 3.7279 | 7.9809 | Commercial_2021_SC B_GWh_After Competition Groups_Unitary Air-Conditioning Unit
Commercial | Com ¦ Refrigerated Display Case Doors | 2021 | SC B | GWh | After Competition Groups | 7.5881 | 4327202.2905 | 4.3272 | 2305.6034 | 0.0032912 | 31 | Commercial_2021_SC B_GWh_After Competition Groups_31 | Refrigerated Display Case Doors | 0.3291% | 4.3272 | 7.5881 | Commercial_2021_SC B_GWh_After Competition Groups_Refrigerated Display Case Doors
Commercial | Com ¦ ENERGY STAR Griddle (74% eff) | 2021 | SC B | GWh | After Competition Groups | 6.2215 | 212654.9824 | 0.21265 | 2305.6034 | 0.0026984 | 32 | Commercial_2021_SC B_GWh_After Competition Groups_32 | ENERGY STAR Griddle (74% eff) | 0.2698% | 0.21265 | 6.2215 | Commercial_2021_SC B_GWh_After Competition Groups_ENERGY STAR Griddle (74% eff)
Commercial | Com ¦ Temperature Adjustment in Commercial Freezers | 2021 | SC B | GWh | After Competition Groups | 5.7773 | 0 | 0 | 2305.6034 | 0.0025058 | 33 | Commercial_2021_SC B_GWh_After Competition Groups_33 | Temperature Adjustment in Commercial Freezers | 0.2506% | 0 | 5.7773 | Commercial_2021_SC B_GWh_After Competition Groups_Temperature Adjustment in Commercial Freezers
Commercial | Com ¦ Chilled Water Optimization | 2021 | SC B | GWh | After Competition Groups | 4.9095 | 1192922.6787 | 1.1929 | 2305.6034 | 0.0021294 | 34 | Commercial_2021_SC B_GWh_After Competition Groups_34 | Chilled Water Optimization | 0.2129% | 1.1929 | 4.9095 | Commercial_2021_SC B_GWh_After Competition Groups_Chilled Water Optimization
Commercial | Com ¦ Elec Storage WH 2.30 Et | 2021 | SC B | GWh | After Competition Groups | 4.8666 | 847872.307 | 0.84787 | 2305.6034 | 0.0021108 | 35 | Commercial_2021_SC B_GWh_After Competition Groups_35 | Elec Storage WH 2.30 Et | 0.2111% | 0.84787 | 4.8666 | Commercial_2021_SC B_GWh_After Competition Groups_Elec Storage WH 2.30 Et
Commercial | Com ¦ CO Sensors for parking garage exhaust fans | 2021 | SC B | GWh | After Competition Groups | 4.7111 | 839621.0491 | 0.83962 | 2305.6034 | 0.0020433 | 36 | Commercial_2021_SC B_GWh_After Competition Groups_36 | CO Sensors for parking garage exhaust fans | 0.2043% | 0.83962 | 4.7111 | Commercial_2021_SC B_GWh_After Competition Groups_CO Sensors for parking garage exhaust fans
Commercial | Com ¦ Occupancy Sensors | 2021 | SC B | GWh | After Competition Groups | 4.6343 | 3626.941 | 0.0036269 | 2305.6034 | 0.00201 | 37 | Commercial_2021_SC B_GWh_After Competition Groups_37 | Occupancy Sensors | 0.201% | 0.0036269 | 4.6343 | Commercial_2021_SC B_GWh_After Competition Groups_Occupancy Sensors
Commercial | Com ¦ Energy Efficient Laboratory Fume Hood | 2021 | SC B | GWh | After Competition Groups | 4.4906 | 833171.4214 | 0.83317 | 2305.6034 | 0.0019477 | 38 | Commercial_2021_SC B_GWh_After Competition Groups_38 | Energy Efficient Laboratory Fume Hood | 0.1948% | 0.83317 | 4.4906 | Commercial_2021_SC B_GWh_After Competition Groups_Energy Efficient Laboratory Fume Hood
Commercial | Com ¦ Vertical Night Covers | 2021 | SC B | GWh | After Competition Groups | 4.4774 | 239992.6273 | 0.23999 | 2305.6034 | 0.001942 | 39 | Commercial_2021_SC B_GWh_After Competition Groups_39 | Vertical Night Covers | 0.1942% | 0.23999 | 4.4774 | Commercial_2021_SC B_GWh_After Competition Groups_Vertical Night Covers
Commercial | Com ¦ BEVERAGE VENDING MACHINE CONTROLS | 2021 | SC B | GWh | After Competition Groups | 4.1921 | 254201.5915 | 0.2542 | 2305.6034 | 0.0018182 | 40 | Commercial_2021_SC B_GWh_After Competition Groups_40 | BEVERAGE VENDING MACHINE CONTROLS | 0.1818% | 0.2542 | 4.1921 | Commercial_2021_SC B_GWh_After Competition Groups_BEVERAGE VENDING MACHINE CONTROLS
Commercial | Com ¦ Duct Insulation, R8 | 2021 | SC B | GWh | After Competition Groups | 4.0507 | 488659.2968 | 0.48866 | 2305.6034 | 0.0017569 | 41 | Commercial_2021_SC B_GWh_After Competition Groups_41 | Duct Insulation, R8 | 0.1757% | 0.48866 | 4.0507 | Commercial_2021_SC B_GWh_After Competition Groups_Duct Insulation, R8
Commercial | Com ¦ Water Heating (DHW) Pipe Insulation (Add 3/4\ Foam)" | 2021 | SC B | GWh | After Competition Groups | 3.8728 | 337721.5838 | 0.33772 | 2305.6034 | 0.0016798 | 42 | Commercial_2021_SC B_GWh_After Competition Groups_42 | Water Heating (DHW) Pipe Insulation (Add 3/4\ Foam)" | 0.168% | 0.33772 | 3.8728 | Commercial_2021_SC B_GWh_After Competition Groups_Water Heating (DHW) Pipe Insulation (Add 3/4\ Foam)"
Commercial | Com ¦ Outside Air Economizer | 2021 | SC B | GWh | After Competition Groups | 3.4899 | 138575.2829 | 0.13858 | 2305.6034 | 0.0015137 | 43 | Commercial_2021_SC B_GWh_After Competition Groups_43 | Outside Air Economizer | 0.1514% | 0.13858 | 3.4899 | Commercial_2021_SC B_GWh_After Competition Groups_Outside Air Economizer
Commercial | Com ¦ Suction Pipe Insulation Freezer/Refrigerator | 2021 | SC B | GWh | After Competition Groups | 2.4508 | 237143.302 | 0.23714 | 2305.6034 | 0.001063 | 44 | Commercial_2021_SC B_GWh_After Competition Groups_44 | Suction Pipe Insulation Freezer/Refrigerator | 0.1063% | 0.23714 | 2.4508 | Commercial_2021_SC B_GWh_After Competition Groups_Suction Pipe Insulation Freezer/Refrigerator
Commercial | Com ¦ ENERGY STAR Fryer (84% eff) | 2021 | SC B | GWh | After Competition Groups | 2.1968 | 141143.6377 | 0.14114 | 2305.6034 | 0.0009528 | 45 | Commercial_2021_SC B_GWh_After Competition Groups_45 | ENERGY STAR Fryer (84% eff) | 0.09528% | 0.14114 | 2.1968 | Commercial_2021_SC B_GWh_After Competition Groups_ENERGY STAR Fryer (84% eff)
Commercial | Com ¦ Water Source Heat Pump (4 ton) | 2021 | SC B | GWh | After Competition Groups | 1.4784 | 465477.9496 | 0.46548 | 2305.6034 | 0.00064121 | 46 | Commercial_2021_SC B_GWh_After Competition Groups_46 | Water Source Heat Pump (4 ton) | 0.06412% | 0.46548 | 1.4784 | Commercial_2021_SC B_GWh_After Competition Groups_Water Source Heat Pump (4 ton)
Commercial | Com ¦ ENERGY STAR Dishwasher | 2021 | SC B | GWh | After Competition Groups | 1.1555 | 25697.6504 | 0.025698 | 2305.6034 | 0.00050119 | 47 | Commercial_2021_SC B_GWh_After Competition Groups_47 | ENERGY STAR Dishwasher | 0.05012% | 0.025698 | 1.1555 | Commercial_2021_SC B_GWh_After Competition Groups_ENERGY STAR Dishwasher
Commercial | Com ¦ Ozone Laundry Treatment | 2021 | SC B | GWh | After Competition Groups | 1.0808 | 233956.986 | 0.23396 | 2305.6034 | 0.00046878 | 48 | Commercial_2021_SC B_GWh_After Competition Groups_48 | Ozone Laundry Treatment | 0.04688% | 0.23396 | 1.0808 | Commercial_2021_SC B_GWh_After Competition Groups_Ozone Laundry Treatment
Commercial | Com ¦ Thermostat Setback | 2021 | SC B | GWh | After Competition Groups | 1.0756 | 0 | 0 | 2305.6034 | 0.00046653 | 49 | Commercial_2021_SC B_GWh_After Competition Groups_49 | Thermostat Setback | 0.04665% | 0 | 1.0756 | Commercial_2021_SC B_GWh_After Competition Groups_Thermostat Setback
Commercial | Com ¦ ENERGY STAR Steam Cookers | 2021 | SC B | GWh | After Competition Groups | 1.0482 | 74290.6508 | 0.074291 | 2305.6034 | 0.00045461 | 50 | Commercial_2021_SC B_GWh_After Competition Groups_50 | ENERGY STAR Steam Cookers | 0.04546% | 0.074291 | 1.0482 | Commercial_2021_SC B_GWh_After Competition Groups_ENERGY STAR Steam Cookers
Commercial | Com ¦ Demand controlled Circulating Systems | 2021 | SC B | GWh | After Competition Groups | 0.84335 | 0 | 0 | 2305.6034 | 0.00036578 | 51 | Commercial_2021_SC B_GWh_After Competition Groups_51 | Demand controlled Circulating Systems | 0.03658% | 0 | 0.84335 | Commercial_2021_SC B_GWh_After Competition Groups_Demand controlled Circulating Systems
Commercial | Com ¦ ECM MOTORS FOR HVAC APPLICATION (FAN-POWERED VAV BOX) | 2021 | SC B | GWh | After Competition Groups | 0.47529 | 42335.6901 | 0.042336 | 2305.6034 | 0.00020614 | 52 | Commercial_2021_SC B_GWh_After Competition Groups_52 | ECM MOTORS FOR HVAC APPLICATION (FAN-POWERED VAV BOX) | 0.02061% | 0.042336 | 0.47529 | Commercial_2021_SC B_GWh_After Competition Groups_ECM MOTORS FOR HVAC APPLICATION (FAN-POWERED VAV BOX)
Commercial | Com ¦ CEE Tier 2/Energy Star Clothes Washers | 2021 | SC B | GWh | After Competition Groups | 0.22735 | 20047.0424 | 0.020047 | 2305.6034 | 9.8606e-05 | 53 | Commercial_2021_SC B_GWh_After Competition Groups_53 | CEE Tier 2/Energy Star Clothes Washers | 0.009861% | 0.020047 | 0.22735 | Commercial_2021_SC B_GWh_After Competition Groups_CEE Tier 2/Energy Star Clothes Washers
Commercial | Com ¦ Auto Off Time Switch or Time Clock control | 2021 | SC B | GWh | After Competition Groups | 0.21004 | 93.0998 | 9.31e-05 | 2305.6034 | 9.1098e-05 | 54 | Commercial_2021_SC B_GWh_After Competition Groups_54 | Auto Off Time Switch or Time Clock control | 0.00911% | 9.31e-05 | 0.21004 | Commercial_2021_SC B_GWh_After Competition Groups_Auto Off Time Switch or Time Clock control
Commercial | Com ¦ Low Flow Pre-Rinse Spray Nozzle | 2021 | SC B | GWh | After Competition Groups | 0.13595 | 3998.4304 | 0.0039984 | 2305.6034 | 5.8967e-05 | 55 | Commercial_2021_SC B_GWh_After Competition Groups_55 | Low Flow Pre-Rinse Spray Nozzle | 0.005897% | 0.0039984 | 0.13595 | Commercial_2021_SC B_GWh_After Competition Groups_Low Flow Pre-Rinse Spray Nozzle
Commercial | Com ¦ HVAC Optimization | 2021 | SC B | GWh | After Competition Groups | 0.10507 | 280.9607 | 0.00028096 | 2305.6034 | 4.5571e-05 | 56 | Commercial_2021_SC B_GWh_After Competition Groups_56 | HVAC Optimization | 0.004557% | 0.00028096 | 0.10507 | Commercial_2021_SC B_GWh_After Competition Groups_HVAC Optimization
Commercial | COM ¦ Ductless Mini-Split Heat Pumps | 2021 | SC B | GWh | After Competition Groups | 0.080218 | 96.3139 | 9.6314e-05 | 2305.6034 | 3.4793e-05 | 57 | Commercial_2021_SC B_GWh_After Competition Groups_57 | Ductless Mini-Split Heat Pumps | 0.003479% | 9.6314e-05 | 0.080218 | Commercial_2021_SC B_GWh_After Competition Groups_Ductless Mini-Split Heat Pumps
Commercial | Com ¦ PTAC (12 EER/10,000 BTU) | 2021 | SC B | GWh | After Competition Groups | 0.047607 | 11052.5794 | 0.011053 | 2305.6034 | 2.0648e-05 | 58 | Commercial_2021_SC B_GWh_After Competition Groups_58 | PTAC (12 EER/10,000 BTU) | 0.002065% | 0.011053 | 0.047607 | Commercial_2021_SC B_GWh_After Competition Groups_PTAC (12 EER/10,000 BTU)
Commercial | Com ¦ Solar Water Preheat (Pools/DHW) | 2021 | SC B | GWh | After Competition Groups | 0.044603 | 678.3599 | 0.00067836 | 2305.6034 | 1.9345e-05 | 59 | Commercial_2021_SC B_GWh_After Competition Groups_59 | Solar Water Preheat (Pools/DHW) | 0.001935% | 0.00067836 | 0.044603 | Commercial_2021_SC B_GWh_After Competition Groups_Solar Water Preheat (Pools/DHW)
Commercial | Com ¦ Commercial Hot Food Holding Cabinets | 2021 | SC B | GWh | After Competition Groups | 0.036541 | 1547.7895 | 0.0015478 | 2305.6034 | 1.5849e-05 | 60 | Commercial_2021_SC B_GWh_After Competition Groups_60 | Commercial Hot Food Holding Cabinets | 0.001585% | 0.0015478 | 0.036541 | Commercial_2021_SC B_GWh_After Competition Groups_Commercial Hot Food Holding Cabinets
Commercial | Com ¦ Wall Insulation | 2021 | SC B | GWh | After Competition Groups | 0.035708 | 0 | 0 | 2305.6034 | 1.5488e-05 | 61 | Commercial_2021_SC B_GWh_After Competition Groups_61 | Wall Insulation | 0.001549% | 0 | 0.035708 | Commercial_2021_SC B_GWh_After Competition Groups_Wall Insulation
Commercial | Com ¦ Energy Recovery Ventilation and Ventilation (Enhanced) | 2021 | SC B | GWh | After Competition Groups | 0.013942 | 0 | 0 | 2305.6034 | 6.047e-06 | 62 | Commercial_2021_SC B_GWh_After Competition Groups_62 | Energy Recovery Ventilation and Ventilation (Enhanced) | 0.0006047% | 0 | 0.013942 | Commercial_2021_SC B_GWh_After Competition Groups_Energy Recovery Ventilation and Ventilation (Enhanced)
Commercial | Com ¦ Air Curtains | 2021 | SC B | GWh | After Competition Groups | 0.0094076 | 7536.051 | 0.0075361 | 2305.6034 | 4.0803e-06 | 63 | Commercial_2021_SC B_GWh_After Competition Groups_63 | Air Curtains | 0.000408% | 0.0075361 | 0.0094076 | Commercial_2021_SC B_GWh_After Competition Groups_Air Curtains
Commercial | Com ¦ High Efficiency Chiller (avg of water and air cooled) | 2021 | SC B | GWh | After Competition Groups | 0.0064102 | 3390.7379 | 0.0033907 | 2305.6034 | 2.7803e-06 | 64 | Commercial_2021_SC B_GWh_After Competition Groups_64 | High Efficiency Chiller (avg of water and air cooled) | 0.000278% | 0.0033907 | 0.0064102 | Commercial_2021_SC B_GWh_After Competition Groups_High Efficiency Chiller (avg of water and air cooled)
Commercial | Com ¦ VSD Air Compressor | 2021 | SC B | GWh | After Competition Groups | 0.0054766 | 408.1065 | 0.00040811 | 2305.6034 | 2.3754e-06 | 65 | Commercial_2021_SC B_GWh_After Competition Groups_65 | VSD Air Compressor | 0.0002375% | 0.00040811 | 0.0054766 | Commercial_2021_SC B_GWh_After Competition Groups_VSD Air Compressor
Commercial | Com ¦ Room AC (w/ louvered sides) 14 SEER from 12 SEER code | 2021 | SC B | GWh | After Competition Groups | 0.0022047 | 900.9956 | 0.000901 | 2305.6034 | 9.5623e-07 | 66 | Commercial_2021_SC B_GWh_After Competition Groups_66 | Room AC (w/ louvered sides) 14 SEER from 12 SEER code | 9.562e-05% | 0.000901 | 0.0022047 | Commercial_2021_SC B_GWh_After Competition Groups_Room AC (w/ louvered sides) 14 SEER from 12 SEER code
Commercial | Com ¦ EC Plug Fan for Data Center (under cabinet) | 2021 | SC B | GWh | After Competition Groups | 0.0020852 | 378.1851 | 0.00037819 | 2305.6034 | 9.0439e-07 | 67 | Commercial_2021_SC B_GWh_After Competition Groups_67 | EC Plug Fan for Data Center (under cabinet) | 9.044e-05% | 0.00037819 | 0.0020852 | Commercial_2021_SC B_GWh_After Competition Groups_EC Plug Fan for Data Center (under cabinet)
Commercial | Com ¦ Electric Convection Combination Ovens | 2021 | SC B | GWh | After Competition Groups | 0.00065604 | 3.6045 | 3.6045e-06 | 2305.6034 | 2.8454e-07 | 68 | Commercial_2021_SC B_GWh_After Competition Groups_68 | Electric Convection Combination Ovens | 2.845e-05% | 3.6045e-06 | 0.00065604 | Commercial_2021_SC B_GWh_After Competition Groups_Electric Convection Combination Ovens
Commercial | Com ¦ High Efficiency Small Instantaneous Water Heater | 2021 | SC B | GWh | After Competition Groups | 1.6414e-05 | 4.3235 | 4.3235e-06 | 2305.6034 | 7.1191e-09 | 69 | Commercial_2021_SC B_GWh_After Competition Groups_69 | High Efficiency Small Instantaneous Water Heater | 7.119e-07% | 4.3235e-06 | 1.6414e-05 | Commercial_2021_SC B_GWh_After Competition Groups_High Efficiency Small Instantaneous Water Heater
Commercial | Com ¦ LLLC - Low Impact Application | 2021 | SC B | GWh | After Competition Groups | 9.9724e-19 | 1.4667e-13 | 1.4667e-19 | 2305.6034 | 4.3253e-22 | 70 | Commercial_2021_SC B_GWh_After Competition Groups_70 | LLLC - Low Impact Application | 4.325e-20% | 1.4667e-19 | 9.9724e-19 | Commercial_2021_SC B_GWh_After Competition Groups_LLLC - Low Impact Application
Commercial | Com ¦ LLLC - High Impact Application | 2021 | SC B | GWh | After Competition Groups | 3.3425e-19 | 6.3807e-14 | 6.3807e-20 | 2305.6034 | 1.4497e-22 | 71 | Commercial_2021_SC B_GWh_After Competition Groups_71 | LLLC - High Impact Application | 1.45e-20% | 6.3807e-20 | 3.3425e-19 | Commercial_2021_SC B_GWh_After Competition Groups_LLLC - High Impact Application
Commercial | Com ¦ Networked/Connected - High Impact Application | 2021 | SC B | GWh | After Competition Groups | 2.3134e-21 | 7.9618e-16 | 7.9618e-22 | 2305.6034 | 1.0034e-24 | 72 | Commercial_2021_SC B_GWh_After Competition Groups_72 | Networked/Connected - High Impact Application | 1.003e-22% | 7.9618e-22 | 2.3134e-21 | Commercial_2021_SC B_GWh_After Competition Groups_Networked/Connected - High Impact Application
Commercial | Com ¦ Condensing Make Up Air Unit | 2021 | SC B | GWh | After Competition Groups | 0 | 0 | 0 | 2305.6034 | 0 | 73 | Commercial_2021_SC B_GWh_After Competition Groups_73 | Condensing Make Up Air Unit | 0% | 0 | 0 | Commercial_2021_SC B_GWh_After Competition Groups_Condensing Make Up Air Unit
Commercial | Com ¦ Door Gasket Freezer/Refrigerator | 2021 | SC B | GWh | After Competition Groups | 0 | 0 | 0 | 2305.6034 | 0 | 74 | Commercial_2021_SC B_GWh_After Competition Groups_74 | Door Gasket Freezer/Refrigerator | 0% | 0 | 0 | Commercial_2021_SC B_GWh_After Competition Groups_Door Gasket Freezer/Refrigerator
Commercial | Com ¦ Efficient compressor motor | 2021 | SC B | GWh | After Competition Groups | 0 | 0 | 0 | 2305.6034 | 0 | 75 | Commercial_2021_SC B_GWh_After Competition Groups_75 | Efficient compressor motor | 0% | 0 | 0 | Commercial_2021_SC B_GWh_After Competition Groups_Efficient compressor motor
Commercial | Com ¦ Indoor Daylight Sensors/Photocell Dimming Control | 2021 | SC B | GWh | After Competition Groups | 0 | 0 | 0 | 2305.6034 | 0 | 76 | Commercial_2021_SC B_GWh_After Competition Groups_76 | Indoor Daylight Sensors/Photocell Dimming Control | 0% | 0 | 0 | Commercial_2021_SC B_GWh_After Competition Groups_Indoor Daylight Sensors/Photocell Dimming Control
Commercial | Com ¦ LED RECESSED DOWNLIGHTS | 2021 | SC B | GWh | After Competition Groups | 0 | 0 | 0 | 2305.6034 | 0 | 77 | Commercial_2021_SC B_GWh_After Competition Groups_77 | LED RECESSED DOWNLIGHTS | 0% | 0 | 0 | Commercial_2021_SC B_GWh_After Competition Groups_LED RECESSED DOWNLIGHTS
Commercial | Com ¦ Networked/Connected - Low Impact Application | 2021 | SC B | GWh | After Competition Groups | 0 | 0 | 0 | 2305.6034 | 0 | 78 | Commercial_2021_SC B_GWh_After Competition Groups_78 | Networked/Connected - Low Impact Application | 0% | 0 | 0 | Commercial_2021_SC B_GWh_After Competition Groups_Networked/Connected - Low Impact Application
Commercial | Com ¦ Notched V belts for HVAC Systems | 2021 | SC B | GWh | After Competition Groups | 0 | 0 | 0 | 2305.6034 | 0 | 79 | Commercial_2021_SC B_GWh_After Competition Groups_79 | Notched V belts for HVAC Systems | 0% | 0 | 0 | Commercial_2021_SC B_GWh_After Competition Groups_Notched V belts for HVAC Systems
Commercial | Com ¦ Variable Refrigerant Flow Heat Pump | 2021 | SC B | GWh | After Competition Groups | 0 | 0 | 0 | 2305.6034 | 0 | 80 | Commercial_2021_SC B_GWh_After Competition Groups_80 | Variable Refrigerant Flow Heat Pump | 0% | 0 | 0 | Commercial_2021_SC B_GWh_After Competition Groups_Variable Refrigerant Flow Heat Pump
Commercial | Com ¦ ENERGY STAR LED LAMPS (REFLECTOR LAMPs/MR16/PAR 16) | 2021 | SC C | GWh | After Competition Groups | 358.6145 | 8279304.5851 | 8.2793 | 1873.0369 | 0.19146 | 1 | Commercial_2021_SC C_GWh_After Competition Groups_1 | ENERGY STAR LED LAMPS (REFLECTOR LAMPs/MR16/PAR 16) | 19.15% | 8.2793 | 358.6145 | Commercial_2021_SC C_GWh_After Competition Groups_ENERGY STAR LED LAMPS (REFLECTOR LAMPs/MR16/PAR 16)
Commercial | Com ¦ LED parking lot fixture | 2021 | SC C | GWh | After Competition Groups | 193.4246 | 9554619.4339 | 9.5546 | 1873.0369 | 0.10327 | 2 | Commercial_2021_SC C_GWh_After Competition Groups_2 | LED parking lot fixture | 10.33% | 9.5546 | 193.4246 | Commercial_2021_SC C_GWh_After Competition Groups_LED parking lot fixture
Commercial | Com ¦ LED EXTERIOR AREA LIGHTS - LED fixture (200W) | 2021 | SC C | GWh | After Competition Groups | 191.9221 | 8667758.8691 | 8.6678 | 1873.0369 | 0.10247 | 3 | Commercial_2021_SC C_GWh_After Competition Groups_3 | LED EXTERIOR AREA LIGHTS - LED fixture (200W) | 10.25% | 8.6678 | 191.9221 | Commercial_2021_SC C_GWh_After Competition Groups_LED EXTERIOR AREA LIGHTS - LED fixture (200W)
Commercial | Com ¦ LED Replacement Lamp (Tube) | 2021 | SC C | GWh | After Competition Groups | 136.7624 | 0 | 0 | 1873.0369 | 0.073016 | 4 | Commercial_2021_SC C_GWh_After Competition Groups_4 | LED Replacement Lamp (Tube) | 7.302% | 0 | 136.7624 | Commercial_2021_SC C_GWh_After Competition Groups_LED Replacement Lamp (Tube)
Commercial | Com ¦ LED Troffer/Surface/Suspended | 2021 | SC C | GWh | After Competition Groups | 128.1499 | 49658213.4978 | 49.6582 | 1873.0369 | 0.068418 | 5 | Commercial_2021_SC C_GWh_After Competition Groups_5 | LED Troffer/Surface/Suspended | 6.842% | 49.6582 | 128.1499 | Commercial_2021_SC C_GWh_After Competition Groups_LED Troffer/Surface/Suspended
Commercial | Com ¦ LED Low/High Bay | 2021 | SC C | GWh | After Competition Groups | 119.1561 | 40621696.5244 | 40.6217 | 1873.0369 | 0.063617 | 6 | Commercial_2021_SC C_GWh_After Competition Groups_6 | LED Low/High Bay | 6.362% | 40.6217 | 119.1561 | Commercial_2021_SC C_GWh_After Competition Groups_LED Low/High Bay
Commercial | Com ¦ LED street light fixture | 2021 | SC C | GWh | After Competition Groups | 105.3028 | 17108520.2104 | 17.1085 | 1873.0369 | 0.05622 | 7 | Commercial_2021_SC C_GWh_After Competition Groups_7 | LED street light fixture | 5.622% | 17.1085 | 105.3028 | Commercial_2021_SC C_GWh_After Competition Groups_LED street light fixture
Commercial | Com ¦ Data Center Storage/Server Virtualization | 2021 | SC C | GWh | After Competition Groups | 72.8598 | 0 | 0 | 1873.0369 | 0.038899 | 8 | Commercial_2021_SC C_GWh_After Competition Groups_8 | Data Center Storage/Server Virtualization | 3.89% | 0 | 72.8598 | Commercial_2021_SC C_GWh_After Competition Groups_Data Center Storage/Server Virtualization
Commercial | Com ¦ Building Recommissioning, Operations and Maintenance (O&M) Improvements | 2021 | SC C | GWh | After Competition Groups | 72.7653 | 1007394.3785 | 1.0074 | 1873.0369 | 0.038849 | 9 | Commercial_2021_SC C_GWh_After Competition Groups_9 | Building Recommissioning, Operations and Maintenance (O&M) Improvements | 3.885% | 1.0074 | 72.7653 | Commercial_2021_SC C_GWh_After Competition Groups_Building Recommissioning, Operations and Maintenance (O&M) Improvements
Commercial | Com ¦ ENERGY STAR LED LAMPS (General Service Lamps) | 2021 | SC C | GWh | After Competition Groups | 62.046 | 1089533.9687 | 1.0895 | 1873.0369 | 0.033126 | 10 | Commercial_2021_SC C_GWh_After Competition Groups_10 | ENERGY STAR LED LAMPS (General Service Lamps) | 3.313% | 1.0895 | 62.046 | Commercial_2021_SC C_GWh_After Competition Groups_ENERGY STAR LED LAMPS (General Service Lamps)
Commercial | Com ¦ LED or Equivalent Sign Lighting | 2021 | SC C | GWh | After Competition Groups | 47.7826 | 13204533.5892 | 13.2045 | 1873.0369 | 0.025511 | 11 | Commercial_2021_SC C_GWh_After Competition Groups_11 | LED or Equivalent Sign Lighting | 2.551% | 13.2045 | 47.7826 | Commercial_2021_SC C_GWh_After Competition Groups_LED or Equivalent Sign Lighting
Commercial | Com ¦ Furnace Tune-Up | 2021 | SC C | GWh | After Competition Groups | 45.2066 | 58328.0645 | 0.058328 | 1873.0369 | 0.024135 | 12 | Commercial_2021_SC C_GWh_After Competition Groups_12 | Furnace Tune-Up | 2.414% | 0.058328 | 45.2066 | Commercial_2021_SC C_GWh_After Competition Groups_Furnace Tune-Up
Commercial | Com ¦ Reach-in Shaded Pole to ECM/PSC Evaporator Fan Motor | 2021 | SC C | GWh | After Competition Groups | 44.9246 | 2146988.5923 | 2.147 | 1873.0369 | 0.023985 | 13 | Commercial_2021_SC C_GWh_After Competition Groups_13 | Reach-in Shaded Pole to ECM/PSC Evaporator Fan Motor | 2.398% | 2.147 | 44.9246 | Commercial_2021_SC C_GWh_After Competition Groups_Reach-in Shaded Pole to ECM/PSC Evaporator Fan Motor
Commercial | Com ¦ High Efficiency Air Source Heat Pump | 2021 | SC C | GWh | After Competition Groups | 44.4802 | 910560.1346 | 0.91056 | 1873.0369 | 0.023748 | 14 | Commercial_2021_SC C_GWh_After Competition Groups_14 | High Efficiency Air Source Heat Pump | 2.375% | 0.91056 | 44.4802 | Commercial_2021_SC C_GWh_After Competition Groups_High Efficiency Air Source Heat Pump
Commercial | Com ¦ Education and Capacity Building/Energy Behavior | 2021 | SC C | GWh | After Competition Groups | 27.5124 | 424675.8027 | 0.42468 | 1873.0369 | 0.014689 | 15 | Commercial_2021_SC C_GWh_After Competition Groups_15 | Education and Capacity Building/Energy Behavior | 1.469% | 0.42468 | 27.5124 | Commercial_2021_SC C_GWh_After Competition Groups_Education and Capacity Building/Energy Behavior
Commercial | Com ¦ Strip Curtains | 2021 | SC C | GWh | After Competition Groups | 26.4809 | 96286.2959 | 0.096286 | 1873.0369 | 0.014138 | 16 | Commercial_2021_SC C_GWh_After Competition Groups_16 | Strip Curtains | 1.414% | 0.096286 | 26.4809 | Commercial_2021_SC C_GWh_After Competition Groups_Strip Curtains
Commercial | Com ¦ Advanced BAS/Controllers | 2021 | SC C | GWh | After Competition Groups | 20.0878 | 232329.3133 | 0.23233 | 1873.0369 | 0.010725 | 17 | Commercial_2021_SC C_GWh_After Competition Groups_17 | Advanced BAS/Controllers | 1.072% | 0.23233 | 20.0878 | Commercial_2021_SC C_GWh_After Competition Groups_Advanced BAS/Controllers
Commercial | Com ¦ Centrally controlled desktop PC/NETWORK PC POWER MANAGEMENT SOFTWARE | 2021 | SC C | GWh | After Competition Groups | 15.9428 | 411474.3112 | 0.41147 | 1873.0369 | 0.0085118 | 18 | Commercial_2021_SC C_GWh_After Competition Groups_18 | Centrally controlled desktop PC/NETWORK PC POWER MANAGEMENT SOFTWARE | 0.8512% | 0.41147 | 15.9428 | Commercial_2021_SC C_GWh_After Competition Groups_Centrally controlled desktop PC/NETWORK PC POWER MANAGEMENT SOFTWARE
Commercial | Com ¦ Demand Control Ventilation | 2021 | SC C | GWh | After Competition Groups | 15.7374 | 1339901.4264 | 1.3399 | 1873.0369 | 0.0084021 | 19 | Commercial_2021_SC C_GWh_After Competition Groups_19 | Demand Control Ventilation | 0.8402% | 1.3399 | 15.7374 | Commercial_2021_SC C_GWh_After Competition Groups_Demand Control Ventilation
Commercial | Com ¦ Variable Frequency Drive (VFD) | 2021 | SC C | GWh | After Competition Groups | 15.0511 | 962463.0027 | 0.96246 | 1873.0369 | 0.0080357 | 20 | Commercial_2021_SC C_GWh_After Competition Groups_20 | Variable Frequency Drive (VFD) | 0.8036% | 0.96246 | 15.0511 | Commercial_2021_SC C_GWh_After Competition Groups_Variable Frequency Drive (VFD)
Commercial | Com ¦ VFD on Pumps | 2021 | SC C | GWh | After Competition Groups | 14.0594 | 977927.0891 | 0.97793 | 1873.0369 | 0.0075062 | 21 | Commercial_2021_SC C_GWh_After Competition Groups_21 | VFD on Pumps | 0.7506% | 0.97793 | 14.0594 | Commercial_2021_SC C_GWh_After Competition Groups_VFD on Pumps
Commercial | Com ¦ Adaptive Thermostats | 2021 | SC C | GWh | After Competition Groups | 12.8535 | 1858732.2825 | 1.8587 | 1873.0369 | 0.0068624 | 22 | Commercial_2021_SC C_GWh_After Competition Groups_22 | Adaptive Thermostats | 0.6862% | 1.8587 | 12.8535 | Commercial_2021_SC C_GWh_After Competition Groups_Adaptive Thermostats
Commercial | Com ¦ Air Handler with Dedicated Outdoor Air Systems | 2021 | SC C | GWh | After Competition Groups | 8.6549 | 0 | 0 | 1873.0369 | 0.0046208 | 23 | Commercial_2021_SC C_GWh_After Competition Groups_23 | Air Handler with Dedicated Outdoor Air Systems | 0.4621% | 0 | 8.6549 | Commercial_2021_SC C_GWh_After Competition Groups_Air Handler with Dedicated Outdoor Air Systems
Commercial | Com ¦ Refrigerated Display Case LED | 2021 | SC C | GWh | After Competition Groups | 7.7063 | 892905.0323 | 0.89291 | 1873.0369 | 0.0041143 | 24 | Commercial_2021_SC C_GWh_After Competition Groups_24 | Refrigerated Display Case LED | 0.4114% | 0.89291 | 7.7063 | Commercial_2021_SC C_GWh_After Competition Groups_Refrigerated Display Case LED
Commercial | Com ¦ ECM MOTORS FOR EVAPORATOR FANS for refrigeration (WALK-IN) | 2021 | SC C | GWh | After Competition Groups | 7.0345 | 581840.6512 | 0.58184 | 1873.0369 | 0.0037557 | 25 | Commercial_2021_SC C_GWh_After Competition Groups_25 | ECM MOTORS FOR EVAPORATOR FANS for refrigeration (WALK-IN) | 0.3756% | 0.58184 | 7.0345 | Commercial_2021_SC C_GWh_After Competition Groups_ECM MOTORS FOR EVAPORATOR FANS for refrigeration (WALK-IN)
Commercial | Com ¦ Condensing Unit Heaters or other Efficient Unit Heating System | 2021 | SC C | GWh | After Competition Groups | 6.7989 | 17508.7964 | 0.017509 | 1873.0369 | 0.0036299 | 26 | Commercial_2021_SC C_GWh_After Competition Groups_26 | Condensing Unit Heaters or other Efficient Unit Heating System | 0.363% | 0.017509 | 6.7989 | Commercial_2021_SC C_GWh_After Competition Groups_Condensing Unit Heaters or other Efficient Unit Heating System
Commercial | Com ¦ Unitary Air-Conditioning Unit | 2021 | SC C | GWh | After Competition Groups | 6.4711 | 2641499.708 | 2.6415 | 1873.0369 | 0.0034549 | 27 | Commercial_2021_SC C_GWh_After Competition Groups_27 | Unitary Air-Conditioning Unit | 0.3455% | 2.6415 | 6.4711 | Commercial_2021_SC C_GWh_After Competition Groups_Unitary Air-Conditioning Unit
Commercial | Com ¦ Refrigerated Display Case Doors | 2021 | SC C | GWh | After Competition Groups | 6.4451 | 3675776.963 | 3.6758 | 1873.0369 | 0.003441 | 28 | Commercial_2021_SC C_GWh_After Competition Groups_28 | Refrigerated Display Case Doors | 0.3441% | 3.6758 | 6.4451 | Commercial_2021_SC C_GWh_After Competition Groups_Refrigerated Display Case Doors
Commercial | Com ¦ ENERGY STAR Griddle (74% eff) | 2021 | SC C | GWh | After Competition Groups | 6.2215 | 212677.1909 | 0.21268 | 1873.0369 | 0.0033216 | 29 | Commercial_2021_SC C_GWh_After Competition Groups_29 | ENERGY STAR Griddle (74% eff) | 0.3322% | 0.21268 | 6.2215 | Commercial_2021_SC C_GWh_After Competition Groups_ENERGY STAR Griddle (74% eff)
Commercial | Com ¦ Freezer Case Light Sensor | 2021 | SC C | GWh | After Competition Groups | 5.777 | 1278479.7334 | 1.2785 | 1873.0369 | 0.0030843 | 30 | Commercial_2021_SC C_GWh_After Competition Groups_30 | Freezer Case Light Sensor | 0.3084% | 1.2785 | 5.777 | Commercial_2021_SC C_GWh_After Competition Groups_Freezer Case Light Sensor
Commercial | Com ¦ Evaporator Fan Controls | 2021 | SC C | GWh | After Competition Groups | 5.6352 | 91091.0786 | 0.091091 | 1873.0369 | 0.0030086 | 31 | Commercial_2021_SC C_GWh_After Competition Groups_31 | Evaporator Fan Controls | 0.3009% | 0.091091 | 5.6352 | Commercial_2021_SC C_GWh_After Competition Groups_Evaporator Fan Controls
Commercial | Com ¦ Demand Control Kitchen Ventilation | 2021 | SC C | GWh | After Competition Groups | 5.5065 | 56934.7056 | 0.056935 | 1873.0369 | 0.0029399 | 32 | Commercial_2021_SC C_GWh_After Competition Groups_32 | Demand Control Kitchen Ventilation | 0.294% | 0.056935 | 5.5065 | Commercial_2021_SC C_GWh_After Competition Groups_Demand Control Kitchen Ventilation
Commercial | Com ¦ Chilled Water Optimization | 2021 | SC C | GWh | After Competition Groups | 4.9097 | 1193077.9887 | 1.1931 | 1873.0369 | 0.0026212 | 33 | Commercial_2021_SC C_GWh_After Competition Groups_33 | Chilled Water Optimization | 0.2621% | 1.1931 | 4.9097 | Commercial_2021_SC C_GWh_After Competition Groups_Chilled Water Optimization
Commercial | Com ¦ Occupancy Sensors | 2021 | SC C | GWh | After Competition Groups | 4.6343 | 3627.3042 | 0.0036273 | 1873.0369 | 0.0024742 | 34 | Commercial_2021_SC C_GWh_After Competition Groups_34 | Occupancy Sensors | 0.2474% | 0.0036273 | 4.6343 | Commercial_2021_SC C_GWh_After Competition Groups_Occupancy Sensors
Commercial | Com ¦ ENERGY STAR Fryer (84% eff) | 2021 | SC C | GWh | After Competition Groups | 2.1968 | 141158.4978 | 0.14116 | 1873.0369 | 0.0011729 | 35 | Commercial_2021_SC C_GWh_After Competition Groups_35 | ENERGY STAR Fryer (84% eff) | 0.1173% | 0.14116 | 2.1968 | Commercial_2021_SC C_GWh_After Competition Groups_ENERGY STAR Fryer (84% eff)
Commercial | Com ¦ Temperature Adjustment in Commercial Freezers | 2021 | SC C | GWh | After Competition Groups | 2.1569 | 0 | 0 | 1873.0369 | 0.0011515 | 36 | Commercial_2021_SC C_GWh_After Competition Groups_36 | Temperature Adjustment in Commercial Freezers | 0.1152% | 0 | 2.1569 | Commercial_2021_SC C_GWh_After Competition Groups_Temperature Adjustment in Commercial Freezers
Commercial | Com ¦ Elec Storage WH 2.30 Et | 2021 | SC C | GWh | After Competition Groups | 2.0696 | 315714.612 | 0.31571 | 1873.0369 | 0.0011049 | 37 | Commercial_2021_SC C_GWh_After Competition Groups_37 | Elec Storage WH 2.30 Et | 0.1105% | 0.31571 | 2.0696 | Commercial_2021_SC C_GWh_After Competition Groups_Elec Storage WH 2.30 Et
Commercial | Com ¦ CO Sensors for parking garage exhaust fans | 2021 | SC C | GWh | After Competition Groups | 1.9517 | 343597.9405 | 0.3436 | 1873.0369 | 0.001042 | 38 | Commercial_2021_SC C_GWh_After Competition Groups_38 | CO Sensors for parking garage exhaust fans | 0.1042% | 0.3436 | 1.9517 | Commercial_2021_SC C_GWh_After Competition Groups_CO Sensors for parking garage exhaust fans
Commercial | Com ¦ Outside Air Economizer | 2021 | SC C | GWh | After Competition Groups | 1.8882 | 72676.5163 | 0.072677 | 1873.0369 | 0.0010081 | 39 | Commercial_2021_SC C_GWh_After Competition Groups_39 | Outside Air Economizer | 0.1008% | 0.072677 | 1.8882 | Commercial_2021_SC C_GWh_After Competition Groups_Outside Air Economizer
Commercial | Com ¦ Energy Efficient Laboratory Fume Hood | 2021 | SC C | GWh | After Competition Groups | 1.6745 | 306799.6915 | 0.3068 | 1873.0369 | 0.00089399 | 40 | Commercial_2021_SC C_GWh_After Competition Groups_40 | Energy Efficient Laboratory Fume Hood | 0.0894% | 0.3068 | 1.6745 | Commercial_2021_SC C_GWh_After Competition Groups_Energy Efficient Laboratory Fume Hood
Commercial | Com ¦ Vertical Night Covers | 2021 | SC C | GWh | After Competition Groups | 1.6716 | 88358.7748 | 0.088359 | 1873.0369 | 0.00089244 | 41 | Commercial_2021_SC C_GWh_After Competition Groups_41 | Vertical Night Covers | 0.08924% | 0.088359 | 1.6716 | Commercial_2021_SC C_GWh_After Competition Groups_Vertical Night Covers
Commercial | Com ¦ BEVERAGE VENDING MACHINE CONTROLS | 2021 | SC C | GWh | After Competition Groups | 1.6514 | 98125.4616 | 0.098125 | 1873.0369 | 0.00088169 | 42 | Commercial_2021_SC C_GWh_After Competition Groups_42 | BEVERAGE VENDING MACHINE CONTROLS | 0.08817% | 0.098125 | 1.6514 | Commercial_2021_SC C_GWh_After Competition Groups_BEVERAGE VENDING MACHINE CONTROLS
Commercial | Com ¦ Duct Insulation, R8 | 2021 | SC C | GWh | After Competition Groups | 1.5115 | 179921.2399 | 0.17992 | 1873.0369 | 0.00080697 | 43 | Commercial_2021_SC C_GWh_After Competition Groups_43 | Duct Insulation, R8 | 0.0807% | 0.17992 | 1.5115 | Commercial_2021_SC C_GWh_After Competition Groups_Duct Insulation, R8
Commercial | Com ¦ Water Heating (DHW) Pipe Insulation (Add 3/4\ Foam)" | 2021 | SC C | GWh | After Competition Groups | 1.4459 | 124342.3989 | 0.12434 | 1873.0369 | 0.00077193 | 44 | Commercial_2021_SC C_GWh_After Competition Groups_44 | Water Heating (DHW) Pipe Insulation (Add 3/4\ Foam)" | 0.07719% | 0.12434 | 1.4459 | Commercial_2021_SC C_GWh_After Competition Groups_Water Heating (DHW) Pipe Insulation (Add 3/4\ Foam)"
Commercial | Com ¦ Water Source Heat Pump (4 ton) | 2021 | SC C | GWh | After Competition Groups | 1.1995 | 330071.9999 | 0.33007 | 1873.0369 | 0.00064041 | 45 | Commercial_2021_SC C_GWh_After Competition Groups_45 | Water Source Heat Pump (4 ton) | 0.06404% | 0.33007 | 1.1995 | Commercial_2021_SC C_GWh_After Competition Groups_Water Source Heat Pump (4 ton)
Commercial | Com ¦ ENERGY STAR Dishwasher | 2021 | SC C | GWh | After Competition Groups | 1.066 | 25700.4118 | 0.0257 | 1873.0369 | 0.00056912 | 46 | Commercial_2021_SC C_GWh_After Competition Groups_46 | ENERGY STAR Dishwasher | 0.05691% | 0.0257 | 1.066 | Commercial_2021_SC C_GWh_After Competition Groups_ENERGY STAR Dishwasher
Commercial | Com ¦ Thermostat Setback | 2021 | SC C | GWh | After Competition Groups | 1.0653 | 0 | 0 | 1873.0369 | 0.00056873 | 47 | Commercial_2021_SC C_GWh_After Competition Groups_47 | Thermostat Setback | 0.05687% | 0 | 1.0653 | Commercial_2021_SC C_GWh_After Competition Groups_Thermostat Setback
Commercial | Com ¦ ENERGY STAR Steam Cookers | 2021 | SC C | GWh | After Competition Groups | 1.0482 | 74298.8281 | 0.074299 | 1873.0369 | 0.00055961 | 48 | Commercial_2021_SC C_GWh_After Competition Groups_48 | ENERGY STAR Steam Cookers | 0.05596% | 0.074299 | 1.0482 | Commercial_2021_SC C_GWh_After Competition Groups_ENERGY STAR Steam Cookers
Commercial | Com ¦ Suction Pipe Insulation Freezer/Refrigerator | 2021 | SC C | GWh | After Competition Groups | 0.91499 | 87310.7448 | 0.087311 | 1873.0369 | 0.00048851 | 49 | Commercial_2021_SC C_GWh_After Competition Groups_49 | Suction Pipe Insulation Freezer/Refrigerator | 0.04885% | 0.087311 | 0.91499 | Commercial_2021_SC C_GWh_After Competition Groups_Suction Pipe Insulation Freezer/Refrigerator
Commercial | Com ¦ LLLC - High Impact Application | 2021 | SC C | GWh | After Competition Groups | 0.60557 | 15033.7223 | 0.015034 | 1873.0369 | 0.00032331 | 50 | Commercial_2021_SC C_GWh_After Competition Groups_50 | LLLC - High Impact Application | 0.03233% | 0.015034 | 0.60557 | Commercial_2021_SC C_GWh_After Competition Groups_LLLC - High Impact Application
Commercial | Com ¦ Ozone Laundry Treatment | 2021 | SC C | GWh | After Competition Groups | 0.43272 | 93218.4835 | 0.093218 | 1873.0369 | 0.00023103 | 51 | Commercial_2021_SC C_GWh_After Competition Groups_51 | Ozone Laundry Treatment | 0.0231% | 0.093218 | 0.43272 | Commercial_2021_SC C_GWh_After Competition Groups_Ozone Laundry Treatment
Commercial | Com ¦ LLLC - Low Impact Application | 2021 | SC C | GWh | After Competition Groups | 0.33111 | 43403.3505 | 0.043403 | 1873.0369 | 0.00017678 | 52 | Commercial_2021_SC C_GWh_After Competition Groups_52 | LLLC - Low Impact Application | 0.01768% | 0.043403 | 0.33111 | Commercial_2021_SC C_GWh_After Competition Groups_LLLC - Low Impact Application
Commercial | Com ¦ Demand controlled Circulating Systems | 2021 | SC C | GWh | After Competition Groups | 0.30712 | 0 | 0 | 1873.0369 | 0.00016397 | 53 | Commercial_2021_SC C_GWh_After Competition Groups_53 | Demand controlled Circulating Systems | 0.0164% | 0 | 0.30712 | Commercial_2021_SC C_GWh_After Competition Groups_Demand controlled Circulating Systems
Commercial | Com ¦ ECM MOTORS FOR HVAC APPLICATION (FAN-POWERED VAV BOX) | 2021 | SC C | GWh | After Competition Groups | 0.22501 | 19687.1192 | 0.019687 | 1873.0369 | 0.00012013 | 54 | Commercial_2021_SC C_GWh_After Competition Groups_54 | ECM MOTORS FOR HVAC APPLICATION (FAN-POWERED VAV BOX) | 0.01201% | 0.019687 | 0.22501 | Commercial_2021_SC C_GWh_After Competition Groups_ECM MOTORS FOR HVAC APPLICATION (FAN-POWERED VAV BOX)
Commercial | Com ¦ CEE Tier 2/Energy Star Clothes Washers | 2021 | SC C | GWh | After Competition Groups | 0.20824 | 17020.6492 | 0.017021 | 1873.0369 | 0.00011118 | 55 | Commercial_2021_SC C_GWh_After Competition Groups_55 | CEE Tier 2/Energy Star Clothes Washers | 0.01112% | 0.017021 | 0.20824 | Commercial_2021_SC C_GWh_After Competition Groups_CEE Tier 2/Energy Star Clothes Washers
Commercial | Com ¦ Low Flow Pre-Rinse Spray Nozzle | 2021 | SC C | GWh | After Competition Groups | 0.11792 | 3080.7965 | 0.0030808 | 1873.0369 | 6.2957e-05 | 56 | Commercial_2021_SC C_GWh_After Competition Groups_56 | Low Flow Pre-Rinse Spray Nozzle | 0.006296% | 0.0030808 | 0.11792 | Commercial_2021_SC C_GWh_After Competition Groups_Low Flow Pre-Rinse Spray Nozzle
Commercial | Com ¦ HVAC Optimization | 2021 | SC C | GWh | After Competition Groups | 0.10507 | 280.989 | 0.00028099 | 1873.0369 | 5.6096e-05 | 57 | Commercial_2021_SC C_GWh_After Competition Groups_57 | HVAC Optimization | 0.00561% | 0.00028099 | 0.10507 | Commercial_2021_SC C_GWh_After Competition Groups_HVAC Optimization
Commercial | Com ¦ Auto Off Time Switch or Time Clock control | 2021 | SC C | GWh | After Competition Groups | 0.082452 | 36.1058 | 3.6106e-05 | 1873.0369 | 4.402e-05 | 58 | Commercial_2021_SC C_GWh_After Competition Groups_58 | Auto Off Time Switch or Time Clock control | 0.004402% | 3.6106e-05 | 0.082452 | Commercial_2021_SC C_GWh_After Competition Groups_Auto Off Time Switch or Time Clock control
Commercial | COM ¦ Ductless Mini-Split Heat Pumps | 2021 | SC C | GWh | After Competition Groups | 0.068619 | 73.6295 | 7.363e-05 | 1873.0369 | 3.6635e-05 | 59 | Commercial_2021_SC C_GWh_After Competition Groups_59 | Ductless Mini-Split Heat Pumps | 0.003663% | 7.363e-05 | 0.068619 | Commercial_2021_SC C_GWh_After Competition Groups_Ductless Mini-Split Heat Pumps
Commercial | Com ¦ Commercial Hot Food Holding Cabinets | 2021 | SC C | GWh | After Competition Groups | 0.030559 | 1144.9691 | 0.001145 | 1873.0369 | 1.6315e-05 | 60 | Commercial_2021_SC C_GWh_After Competition Groups_60 | Commercial Hot Food Holding Cabinets | 0.001632% | 0.001145 | 0.030559 | Commercial_2021_SC C_GWh_After Competition Groups_Commercial Hot Food Holding Cabinets
Commercial | Com ¦ Air Curtains | 2021 | SC C | GWh | After Competition Groups | 0.024972 | 3484.0593 | 0.0034841 | 1873.0369 | 1.3333e-05 | 61 | Commercial_2021_SC C_GWh_After Competition Groups_61 | Air Curtains | 0.001333% | 0.0034841 | 0.024972 | Commercial_2021_SC C_GWh_After Competition Groups_Air Curtains
Commercial | Com ¦ PTAC (12 EER/10,000 BTU) | 2021 | SC C | GWh | After Competition Groups | 0.017981 | 4154.0618 | 0.0041541 | 1873.0369 | 9.5999e-06 | 62 | Commercial_2021_SC C_GWh_After Competition Groups_62 | PTAC (12 EER/10,000 BTU) | 0.00096% | 0.0041541 | 0.017981 | Commercial_2021_SC C_GWh_After Competition Groups_PTAC (12 EER/10,000 BTU)
Commercial | Com ¦ Solar Water Preheat (Pools/DHW) | 2021 | SC C | GWh | After Competition Groups | 0.016882 | 255.8583 | 0.00025586 | 1873.0369 | 9.0134e-06 | 63 | Commercial_2021_SC C_GWh_After Competition Groups_63 | Solar Water Preheat (Pools/DHW) | 0.0009013% | 0.00025586 | 0.016882 | Commercial_2021_SC C_GWh_After Competition Groups_Solar Water Preheat (Pools/DHW)
Commercial | Com ¦ Wall Insulation | 2021 | SC C | GWh | After Competition Groups | 0.01333 | 0 | 0 | 1873.0369 | 7.1168e-06 | 64 | Commercial_2021_SC C_GWh_After Competition Groups_64 | Wall Insulation | 0.0007117% | 0 | 0.01333 | Commercial_2021_SC C_GWh_After Competition Groups_Wall Insulation
Commercial | Com ¦ High Efficiency Chiller (avg of water and air cooled) | 2021 | SC C | GWh | After Competition Groups | 0.0064106 | 3391.2637 | 0.0033913 | 1873.0369 | 3.4226e-06 | 65 | Commercial_2021_SC C_GWh_After Competition Groups_65 | High Efficiency Chiller (avg of water and air cooled) | 0.0003423% | 0.0033913 | 0.0064106 | Commercial_2021_SC C_GWh_After Competition Groups_High Efficiency Chiller (avg of water and air cooled)
Commercial | Com ¦ VSD Air Compressor | 2021 | SC C | GWh | After Competition Groups | 0.0050228 | 347.7235 | 0.00034772 | 1873.0369 | 2.6816e-06 | 66 | Commercial_2021_SC C_GWh_After Competition Groups_66 | VSD Air Compressor | 0.0002682% | 0.00034772 | 0.0050228 | Commercial_2021_SC C_GWh_After Competition Groups_VSD Air Compressor
Commercial | Com ¦ Energy Recovery Ventilation and Ventilation (Enhanced) | 2021 | SC C | GWh | After Competition Groups | 0.0032233 | 0 | 0 | 1873.0369 | 1.7209e-06 | 67 | Commercial_2021_SC C_GWh_After Competition Groups_67 | Energy Recovery Ventilation and Ventilation (Enhanced) | 0.0001721% | 0 | 0.0032233 | Commercial_2021_SC C_GWh_After Competition Groups_Energy Recovery Ventilation and Ventilation (Enhanced)
Commercial | Com ¦ EC Plug Fan for Data Center (under cabinet) | 2021 | SC C | GWh | After Competition Groups | 0.001863 | 294.8646 | 0.00029486 | 1873.0369 | 9.9463e-07 | 68 | Commercial_2021_SC C_GWh_After Competition Groups_68 | EC Plug Fan for Data Center (under cabinet) | 9.946e-05% | 0.00029486 | 0.001863 | Commercial_2021_SC C_GWh_After Competition Groups_EC Plug Fan for Data Center (under cabinet)
Commercial | Com ¦ Networked/Connected - High Impact Application | 2021 | SC C | GWh | After Competition Groups | 0.0016613 | 402.6222 | 0.00040262 | 1873.0369 | 8.8697e-07 | 69 | Commercial_2021_SC C_GWh_After Competition Groups_69 | Networked/Connected - High Impact Application | 8.87e-05% | 0.00040262 | 0.0016613 | Commercial_2021_SC C_GWh_After Competition Groups_Networked/Connected - High Impact Application
Commercial | Com ¦ Room AC (w/ louvered sides) 14 SEER from 12 SEER code | 2021 | SC C | GWh | After Competition Groups | 0.00083421 | 339.657 | 0.00033966 | 1873.0369 | 4.4538e-07 | 70 | Commercial_2021_SC C_GWh_After Competition Groups_70 | Room AC (w/ louvered sides) 14 SEER from 12 SEER code | 4.454e-05% | 0.00033966 | 0.00083421 | Commercial_2021_SC C_GWh_After Competition Groups_Room AC (w/ louvered sides) 14 SEER from 12 SEER code
Commercial | Com ¦ Electric Convection Combination Ovens | 2021 | SC C | GWh | After Competition Groups | 0.00062513 | 3.2837 | 3.2837e-06 | 1873.0369 | 3.3375e-07 | 71 | Commercial_2021_SC C_GWh_After Competition Groups_71 | Electric Convection Combination Ovens | 3.338e-05% | 3.2837e-06 | 0.00062513 | Commercial_2021_SC C_GWh_After Competition Groups_Electric Convection Combination Ovens
Commercial | Com ¦ High Efficiency Small Instantaneous Water Heater | 2021 | SC C | GWh | After Competition Groups | 1.6413e-05 | 4.3236 | 4.3236e-06 | 1873.0369 | 8.7628e-09 | 72 | Commercial_2021_SC C_GWh_After Competition Groups_72 | High Efficiency Small Instantaneous Water Heater | 8.763e-07% | 4.3236e-06 | 1.6413e-05 | Commercial_2021_SC C_GWh_After Competition Groups_High Efficiency Small Instantaneous Water Heater
Commercial | Com ¦ Condensing Make Up Air Unit | 2021 | SC C | GWh | After Competition Groups | 0 | 0 | 0 | 1873.0369 | 0 | 73 | Commercial_2021_SC C_GWh_After Competition Groups_73 | Condensing Make Up Air Unit | 0% | 0 | 0 | Commercial_2021_SC C_GWh_After Competition Groups_Condensing Make Up Air Unit
Commercial | Com ¦ Door Gasket Freezer/Refrigerator | 2021 | SC C | GWh | After Competition Groups | 0 | 0 | 0 | 1873.0369 | 0 | 74 | Commercial_2021_SC C_GWh_After Competition Groups_74 | Door Gasket Freezer/Refrigerator | 0% | 0 | 0 | Commercial_2021_SC C_GWh_After Competition Groups_Door Gasket Freezer/Refrigerator
Commercial | Com ¦ Efficient compressor motor | 2021 | SC C | GWh | After Competition Groups | 0 | 0 | 0 | 1873.0369 | 0 | 75 | Commercial_2021_SC C_GWh_After Competition Groups_75 | Efficient compressor motor | 0% | 0 | 0 | Commercial_2021_SC C_GWh_After Competition Groups_Efficient compressor motor
Commercial | Com ¦ Indoor Daylight Sensors/Photocell Dimming Control | 2021 | SC C | GWh | After Competition Groups | 0 | 0 | 0 | 1873.0369 | 0 | 76 | Commercial_2021_SC C_GWh_After Competition Groups_76 | Indoor Daylight Sensors/Photocell Dimming Control | 0% | 0 | 0 | Commercial_2021_SC C_GWh_After Competition Groups_Indoor Daylight Sensors/Photocell Dimming Control
Commercial | Com ¦ LED RECESSED DOWNLIGHTS | 2021 | SC C | GWh | After Competition Groups | 0 | 0 | 0 | 1873.0369 | 0 | 77 | Commercial_2021_SC C_GWh_After Competition Groups_77 | LED RECESSED DOWNLIGHTS | 0% | 0 | 0 | Commercial_2021_SC C_GWh_After Competition Groups_LED RECESSED DOWNLIGHTS
Commercial | Com ¦ Networked/Connected - Low Impact Application | 2021 | SC C | GWh | After Competition Groups | 0 | 0 | 0 | 1873.0369 | 0 | 78 | Commercial_2021_SC C_GWh_After Competition Groups_78 | Networked/Connected - Low Impact Application | 0% | 0 | 0 | Commercial_2021_SC C_GWh_After Competition Groups_Networked/Connected - Low Impact Application
Commercial | Com ¦ Notched V belts for HVAC Systems | 2021 | SC C | GWh | After Competition Groups | 0 | 0 | 0 | 1873.0369 | 0 | 79 | Commercial_2021_SC C_GWh_After Competition Groups_79 | Notched V belts for HVAC Systems | 0% | 0 | 0 | Commercial_2021_SC C_GWh_After Competition Groups_Notched V belts for HVAC Systems
Commercial | Com ¦ Variable Refrigerant Flow Heat Pump | 2021 | SC C | GWh | After Competition Groups | 0 | 0 | 0 | 1873.0369 | 0 | 80 | Commercial_2021_SC C_GWh_After Competition Groups_80 | Variable Refrigerant Flow Heat Pump | 0% | 0 | 0 | Commercial_2021_SC C_GWh_After Competition Groups_Variable Refrigerant Flow Heat Pump
Commercial | Com ¦ ENERGY STAR LED LAMPS (REFLECTOR LAMPs/MR16/PAR 16) | 2021 | SC D | GWh | After Competition Groups | 358.5953 | 0 | 0 | 1772.6445 | 0.20229 | 1 | Commercial_2021_SC D_GWh_After Competition Groups_1 | ENERGY STAR LED LAMPS (REFLECTOR LAMPs/MR16/PAR 16) | 20.23% | 0 | 358.5953 | Commercial_2021_SC D_GWh_After Competition Groups_ENERGY STAR LED LAMPS (REFLECTOR LAMPs/MR16/PAR 16)
Commercial | Com ¦ LED parking lot fixture | 2021 | SC D | GWh | After Competition Groups | 193.4246 | 0 | 0 | 1772.6445 | 0.10912 | 2 | Commercial_2021_SC D_GWh_After Competition Groups_2 | LED parking lot fixture | 10.91% | 0 | 193.4246 | Commercial_2021_SC D_GWh_After Competition Groups_LED parking lot fixture
Commercial | Com ¦ LED EXTERIOR AREA LIGHTS - LED fixture (200W) | 2021 | SC D | GWh | After Competition Groups | 183.9954 | 0 | 0 | 1772.6445 | 0.1038 | 3 | Commercial_2021_SC D_GWh_After Competition Groups_3 | LED EXTERIOR AREA LIGHTS - LED fixture (200W) | 10.38% | 0 | 183.9954 | Commercial_2021_SC D_GWh_After Competition Groups_LED EXTERIOR AREA LIGHTS - LED fixture (200W)
Commercial | Com ¦ LED Replacement Lamp (Tube) | 2021 | SC D | GWh | After Competition Groups | 136.7624 | 0 | 0 | 1772.6445 | 0.077152 | 4 | Commercial_2021_SC D_GWh_After Competition Groups_4 | LED Replacement Lamp (Tube) | 7.715% | 0 | 136.7624 | Commercial_2021_SC D_GWh_After Competition Groups_LED Replacement Lamp (Tube)
Commercial | Com ¦ LED Low/High Bay | 2021 | SC D | GWh | After Competition Groups | 104.8679 | 0 | 0 | 1772.6445 | 0.059159 | 5 | Commercial_2021_SC D_GWh_After Competition Groups_5 | LED Low/High Bay | 5.916% | 0 | 104.8679 | Commercial_2021_SC D_GWh_After Competition Groups_LED Low/High Bay
Commercial | Com ¦ LED Troffer/Surface/Suspended | 2021 | SC D | GWh | After Competition Groups | 100.0734 | 0 | 0 | 1772.6445 | 0.056454 | 6 | Commercial_2021_SC D_GWh_After Competition Groups_6 | LED Troffer/Surface/Suspended | 5.645% | 0 | 100.0734 | Commercial_2021_SC D_GWh_After Competition Groups_LED Troffer/Surface/Suspended
Commercial | Com ¦ LED street light fixture | 2021 | SC D | GWh | After Competition Groups | 81.2904 | 0 | 0 | 1772.6445 | 0.045858 | 7 | Commercial_2021_SC D_GWh_After Competition Groups_7 | LED street light fixture | 4.586% | 0 | 81.2904 | Commercial_2021_SC D_GWh_After Competition Groups_LED street light fixture
Commercial | Com ¦ Data Center Storage/Server Virtualization | 2021 | SC D | GWh | After Competition Groups | 72.8598 | 0 | 0 | 1772.6445 | 0.041102 | 8 | Commercial_2021_SC D_GWh_After Competition Groups_8 | Data Center Storage/Server Virtualization | 4.11% | 0 | 72.8598 | Commercial_2021_SC D_GWh_After Competition Groups_Data Center Storage/Server Virtualization
Commercial | Com ¦ Building Recommissioning, Operations and Maintenance (O&M) Improvements | 2021 | SC D | GWh | After Competition Groups | 72.6192 | 0 | 0 | 1772.6445 | 0.040967 | 9 | Commercial_2021_SC D_GWh_After Competition Groups_9 | Building Recommissioning, Operations and Maintenance (O&M) Improvements | 4.097% | 0 | 72.6192 | Commercial_2021_SC D_GWh_After Competition Groups_Building Recommissioning, Operations and Maintenance (O&M) Improvements
Commercial | Com ¦ ENERGY STAR LED LAMPS (General Service Lamps) | 2021 | SC D | GWh | After Competition Groups | 62.0433 | 0 | 0 | 1772.6445 | 0.035 | 10 | Commercial_2021_SC D_GWh_After Competition Groups_10 | ENERGY STAR LED LAMPS (General Service Lamps) | 3.5% | 0 | 62.0433 | Commercial_2021_SC D_GWh_After Competition Groups_ENERGY STAR LED LAMPS (General Service Lamps)
Commercial | Com ¦ Furnace Tune-Up | 2021 | SC D | GWh | After Competition Groups | 45.2003 | 0 | 0 | 1772.6445 | 0.025499 | 11 | Commercial_2021_SC D_GWh_After Competition Groups_11 | Furnace Tune-Up | 2.55% | 0 | 45.2003 | Commercial_2021_SC D_GWh_After Competition Groups_Furnace Tune-Up
Commercial | Com ¦ Reach-in Shaded Pole to ECM/PSC Evaporator Fan Motor | 2021 | SC D | GWh | After Competition Groups | 44.9246 | 0 | 0 | 1772.6445 | 0.025343 | 12 | Commercial_2021_SC D_GWh_After Competition Groups_12 | Reach-in Shaded Pole to ECM/PSC Evaporator Fan Motor | 2.534% | 0 | 44.9246 | Commercial_2021_SC D_GWh_After Competition Groups_Reach-in Shaded Pole to ECM/PSC Evaporator Fan Motor
Commercial | Com ¦ High Efficiency Air Source Heat Pump | 2021 | SC D | GWh | After Competition Groups | 44.4802 | 0 | 0 | 1772.6445 | 0.025093 | 13 | Commercial_2021_SC D_GWh_After Competition Groups_13 | High Efficiency Air Source Heat Pump | 2.509% | 0 | 44.4802 | Commercial_2021_SC D_GWh_After Competition Groups_High Efficiency Air Source Heat Pump
Commercial | Com ¦ LED or Equivalent Sign Lighting | 2021 | SC D | GWh | After Competition Groups | 35.7275 | 0 | 0 | 1772.6445 | 0.020155 | 14 | Commercial_2021_SC D_GWh_After Competition Groups_14 | LED or Equivalent Sign Lighting | 2.015% | 0 | 35.7275 | Commercial_2021_SC D_GWh_After Competition Groups_LED or Equivalent Sign Lighting
Commercial | Com ¦ Education and Capacity Building/Energy Behavior | 2021 | SC D | GWh | After Competition Groups | 27.5124 | 0 | 0 | 1772.6445 | 0.015521 | 15 | Commercial_2021_SC D_GWh_After Competition Groups_15 | Education and Capacity Building/Energy Behavior | 1.552% | 0 | 27.5124 | Commercial_2021_SC D_GWh_After Competition Groups_Education and Capacity Building/Energy Behavior
Commercial | Com ¦ Strip Curtains | 2021 | SC D | GWh | After Competition Groups | 26.4704 | 0 | 0 | 1772.6445 | 0.014933 | 16 | Commercial_2021_SC D_GWh_After Competition Groups_16 | Strip Curtains | 1.493% | 0 | 26.4704 | Commercial_2021_SC D_GWh_After Competition Groups_Strip Curtains
Commercial | Com ¦ Advanced BAS/Controllers | 2021 | SC D | GWh | After Competition Groups | 21.1107 | 0 | 0 | 1772.6445 | 0.011909 | 17 | Commercial_2021_SC D_GWh_After Competition Groups_17 | Advanced BAS/Controllers | 1.191% | 0 | 21.1107 | Commercial_2021_SC D_GWh_After Competition Groups_Advanced BAS/Controllers
Commercial | Com ¦ Centrally controlled desktop PC/NETWORK PC POWER MANAGEMENT SOFTWARE | 2021 | SC D | GWh | After Competition Groups | 15.9266 | 0 | 0 | 1772.6445 | 0.0089846 | 18 | Commercial_2021_SC D_GWh_After Competition Groups_18 | Centrally controlled desktop PC/NETWORK PC POWER MANAGEMENT SOFTWARE | 0.8985% | 0 | 15.9266 | Commercial_2021_SC D_GWh_After Competition Groups_Centrally controlled desktop PC/NETWORK PC POWER MANAGEMENT SOFTWARE
Commercial | Com ¦ Variable Frequency Drive (VFD) | 2021 | SC D | GWh | After Competition Groups | 14.6758 | 0 | 0 | 1772.6445 | 0.008279 | 19 | Commercial_2021_SC D_GWh_After Competition Groups_19 | Variable Frequency Drive (VFD) | 0.8279% | 0 | 14.6758 | Commercial_2021_SC D_GWh_After Competition Groups_Variable Frequency Drive (VFD)
Commercial | Com ¦ VFD on Pumps | 2021 | SC D | GWh | After Competition Groups | 13.6364 | 0 | 0 | 1772.6445 | 0.0076927 | 20 | Commercial_2021_SC D_GWh_After Competition Groups_20 | VFD on Pumps | 0.7693% | 0 | 13.6364 | Commercial_2021_SC D_GWh_After Competition Groups_VFD on Pumps
Commercial | Com ¦ Adaptive Thermostats | 2021 | SC D | GWh | After Competition Groups | 12.3425 | 0 | 0 | 1772.6445 | 0.0069628 | 21 | Commercial_2021_SC D_GWh_After Competition Groups_21 | Adaptive Thermostats | 0.6963% | 0 | 12.3425 | Commercial_2021_SC D_GWh_After Competition Groups_Adaptive Thermostats
Commercial | Com ¦ Demand Control Ventilation | 2021 | SC D | GWh | After Competition Groups | 12.2066 | 0 | 0 | 1772.6445 | 0.0068861 | 22 | Commercial_2021_SC D_GWh_After Competition Groups_22 | Demand Control Ventilation | 0.6886% | 0 | 12.2066 | Commercial_2021_SC D_GWh_After Competition Groups_Demand Control Ventilation
Commercial | Com ¦ Refrigerated Display Case LED | 2021 | SC D | GWh | After Competition Groups | 7.2226 | 0 | 0 | 1772.6445 | 0.0040745 | 23 | Commercial_2021_SC D_GWh_After Competition Groups_23 | Refrigerated Display Case LED | 0.4074% | 0 | 7.2226 | Commercial_2021_SC D_GWh_After Competition Groups_Refrigerated Display Case LED
Commercial | Com ¦ ECM MOTORS FOR EVAPORATOR FANS for refrigeration (WALK-IN) | 2021 | SC D | GWh | After Competition Groups | 6.9653 | 0 | 0 | 1772.6445 | 0.0039293 | 24 | Commercial_2021_SC D_GWh_After Competition Groups_24 | ECM MOTORS FOR EVAPORATOR FANS for refrigeration (WALK-IN) | 0.3929% | 0 | 6.9653 | Commercial_2021_SC D_GWh_After Competition Groups_ECM MOTORS FOR EVAPORATOR FANS for refrigeration (WALK-IN)
Commercial | Com ¦ Condensing Unit Heaters or other Efficient Unit Heating System | 2021 | SC D | GWh | After Competition Groups | 6.7746 | 0 | 0 | 1772.6445 | 0.0038218 | 25 | Commercial_2021_SC D_GWh_After Competition Groups_25 | Condensing Unit Heaters or other Efficient Unit Heating System | 0.3822% | 0 | 6.7746 | Commercial_2021_SC D_GWh_After Competition Groups_Condensing Unit Heaters or other Efficient Unit Heating System
Commercial | Com ¦ Air Handler with Dedicated Outdoor Air Systems | 2021 | SC D | GWh | After Competition Groups | 6.6232 | 0 | 0 | 1772.6445 | 0.0037363 | 26 | Commercial_2021_SC D_GWh_After Competition Groups_26 | Air Handler with Dedicated Outdoor Air Systems | 0.3736% | 0 | 6.6232 | Commercial_2021_SC D_GWh_After Competition Groups_Air Handler with Dedicated Outdoor Air Systems
Commercial | Com ¦ ENERGY STAR Griddle (74% eff) | 2021 | SC D | GWh | After Competition Groups | 6.2215 | 0 | 0 | 1772.6445 | 0.0035097 | 27 | Commercial_2021_SC D_GWh_After Competition Groups_27 | ENERGY STAR Griddle (74% eff) | 0.351% | 0 | 6.2215 | Commercial_2021_SC D_GWh_After Competition Groups_ENERGY STAR Griddle (74% eff)
Commercial | Com ¦ Evaporator Fan Controls | 2021 | SC D | GWh | After Competition Groups | 5.6352 | 0 | 0 | 1772.6445 | 0.003179 | 28 | Commercial_2021_SC D_GWh_After Competition Groups_28 | Evaporator Fan Controls | 0.3179% | 0 | 5.6352 | Commercial_2021_SC D_GWh_After Competition Groups_Evaporator Fan Controls
Commercial | Com ¦ Unitary Air-Conditioning Unit | 2021 | SC D | GWh | After Competition Groups | 5.6296 | 0 | 0 | 1772.6445 | 0.0031758 | 29 | Commercial_2021_SC D_GWh_After Competition Groups_29 | Unitary Air-Conditioning Unit | 0.3176% | 0 | 5.6296 | Commercial_2021_SC D_GWh_After Competition Groups_Unitary Air-Conditioning Unit
Commercial | Com ¦ Demand Control Kitchen Ventilation | 2021 | SC D | GWh | After Competition Groups | 5.104 | 0 | 0 | 1772.6445 | 0.0028793 | 30 | Commercial_2021_SC D_GWh_After Competition Groups_30 | Demand Control Kitchen Ventilation | 0.2879% | 0 | 5.104 | Commercial_2021_SC D_GWh_After Competition Groups_Demand Control Kitchen Ventilation
Commercial | Com ¦ Chilled Water Optimization | 2021 | SC D | GWh | After Competition Groups | 4.9097 | 0 | 0 | 1772.6445 | 0.0027697 | 31 | Commercial_2021_SC D_GWh_After Competition Groups_31 | Chilled Water Optimization | 0.277% | 0 | 4.9097 | Commercial_2021_SC D_GWh_After Competition Groups_Chilled Water Optimization
Commercial | Com ¦ Occupancy Sensors | 2021 | SC D | GWh | After Competition Groups | 4.6343 | 0 | 0 | 1772.6445 | 0.0026144 | 32 | Commercial_2021_SC D_GWh_After Competition Groups_32 | Occupancy Sensors | 0.2614% | 0 | 4.6343 | Commercial_2021_SC D_GWh_After Competition Groups_Occupancy Sensors
Commercial | Com ¦ Refrigerated Display Case Doors | 2021 | SC D | GWh | After Competition Groups | 4.5686 | 0 | 0 | 1772.6445 | 0.0025773 | 33 | Commercial_2021_SC D_GWh_After Competition Groups_33 | Refrigerated Display Case Doors | 0.2577% | 0 | 4.5686 | Commercial_2021_SC D_GWh_After Competition Groups_Refrigerated Display Case Doors
Commercial | Com ¦ Freezer Case Light Sensor | 2021 | SC D | GWh | After Competition Groups | 4.2362 | 0 | 0 | 1772.6445 | 0.0023898 | 34 | Commercial_2021_SC D_GWh_After Competition Groups_34 | Freezer Case Light Sensor | 0.239% | 0 | 4.2362 | Commercial_2021_SC D_GWh_After Competition Groups_Freezer Case Light Sensor
Commercial | Com ¦ ENERGY STAR Fryer (84% eff) | 2021 | SC D | GWh | After Competition Groups | 2.1785 | 0 | 0 | 1772.6445 | 0.001229 | 35 | Commercial_2021_SC D_GWh_After Competition Groups_35 | ENERGY STAR Fryer (84% eff) | 0.1229% | 0 | 2.1785 | Commercial_2021_SC D_GWh_After Competition Groups_ENERGY STAR Fryer (84% eff)
Commercial | Com ¦ Temperature Adjustment in Commercial Freezers | 2021 | SC D | GWh | After Competition Groups | 2.1569 | 0 | 0 | 1772.6445 | 0.0012167 | 36 | Commercial_2021_SC D_GWh_After Competition Groups_36 | Temperature Adjustment in Commercial Freezers | 0.1217% | 0 | 2.1569 | Commercial_2021_SC D_GWh_After Competition Groups_Temperature Adjustment in Commercial Freezers
Commercial | Com ¦ Outside Air Economizer | 2021 | SC D | GWh | After Competition Groups | 1.8882 | 0 | 0 | 1772.6445 | 0.0010652 | 37 | Commercial_2021_SC D_GWh_After Competition Groups_37 | Outside Air Economizer | 0.1065% | 0 | 1.8882 | Commercial_2021_SC D_GWh_After Competition Groups_Outside Air Economizer
Commercial | Com ¦ Elec Storage WH 2.30 Et | 2021 | SC D | GWh | After Competition Groups | 1.8525 | 0 | 0 | 1772.6445 | 0.001045 | 38 | Commercial_2021_SC D_GWh_After Competition Groups_38 | Elec Storage WH 2.30 Et | 0.1045% | 0 | 1.8525 | Commercial_2021_SC D_GWh_After Competition Groups_Elec Storage WH 2.30 Et
Commercial | Com ¦ Vertical Night Covers | 2021 | SC D | GWh | After Competition Groups | 1.6028 | 0 | 0 | 1772.6445 | 0.00090416 | 39 | Commercial_2021_SC D_GWh_After Competition Groups_39 | Vertical Night Covers | 0.09042% | 0 | 1.6028 | Commercial_2021_SC D_GWh_After Competition Groups_Vertical Night Covers
Commercial | Com ¦ BEVERAGE VENDING MACHINE CONTROLS | 2021 | SC D | GWh | After Competition Groups | 1.5909 | 0 | 0 | 1772.6445 | 0.00089747 | 40 | Commercial_2021_SC D_GWh_After Competition Groups_40 | BEVERAGE VENDING MACHINE CONTROLS | 0.08975% | 0 | 1.5909 | Commercial_2021_SC D_GWh_After Competition Groups_BEVERAGE VENDING MACHINE CONTROLS
Commercial | Com ¦ CO Sensors for parking garage exhaust fans | 2021 | SC D | GWh | After Competition Groups | 1.5892 | 0 | 0 | 1772.6445 | 0.0008965 | 41 | Commercial_2021_SC D_GWh_After Competition Groups_41 | CO Sensors for parking garage exhaust fans | 0.08965% | 0 | 1.5892 | Commercial_2021_SC D_GWh_After Competition Groups_CO Sensors for parking garage exhaust fans
Commercial | Com ¦ Duct Insulation, R8 | 2021 | SC D | GWh | After Competition Groups | 1.5039 | 0 | 0 | 1772.6445 | 0.00084838 | 42 | Commercial_2021_SC D_GWh_After Competition Groups_42 | Duct Insulation, R8 | 0.08484% | 0 | 1.5039 | Commercial_2021_SC D_GWh_After Competition Groups_Duct Insulation, R8
Commercial | Com ¦ Energy Efficient Laboratory Fume Hood | 2021 | SC D | GWh | After Competition Groups | 1.4125 | 0 | 0 | 1772.6445 | 0.00079681 | 43 | Commercial_2021_SC D_GWh_After Competition Groups_43 | Energy Efficient Laboratory Fume Hood | 0.07968% | 0 | 1.4125 | Commercial_2021_SC D_GWh_After Competition Groups_Energy Efficient Laboratory Fume Hood
Commercial | Com ¦ Water Heating (DHW) Pipe Insulation (Add 3/4\ Foam)" | 2021 | SC D | GWh | After Competition Groups | 1.3798 | 0 | 0 | 1772.6445 | 0.00077837 | 44 | Commercial_2021_SC D_GWh_After Competition Groups_44 | Water Heating (DHW) Pipe Insulation (Add 3/4\ Foam)" | 0.07784% | 0 | 1.3798 | Commercial_2021_SC D_GWh_After Competition Groups_Water Heating (DHW) Pipe Insulation (Add 3/4\ Foam)"
Commercial | Com ¦ Thermostat Setback | 2021 | SC D | GWh | After Competition Groups | 1.0653 | 0 | 0 | 1772.6445 | 0.00060094 | 45 | Commercial_2021_SC D_GWh_After Competition Groups_45 | Thermostat Setback | 0.06009% | 0 | 1.0653 | Commercial_2021_SC D_GWh_After Competition Groups_Thermostat Setback
Commercial | Com ¦ ENERGY STAR Steam Cookers | 2021 | SC D | GWh | After Competition Groups | 1.0412 | 0 | 0 | 1772.6445 | 0.00058738 | 46 | Commercial_2021_SC D_GWh_After Competition Groups_46 | ENERGY STAR Steam Cookers | 0.05874% | 0 | 1.0412 | Commercial_2021_SC D_GWh_After Competition Groups_ENERGY STAR Steam Cookers
Commercial | Com ¦ Water Source Heat Pump (4 ton) | 2021 | SC D | GWh | After Competition Groups | 1.0013 | 0 | 0 | 1772.6445 | 0.00056484 | 47 | Commercial_2021_SC D_GWh_After Competition Groups_47 | Water Source Heat Pump (4 ton) | 0.05648% | 0 | 1.0013 | Commercial_2021_SC D_GWh_After Competition Groups_Water Source Heat Pump (4 ton)
Commercial | Com ¦ ENERGY STAR Dishwasher | 2021 | SC D | GWh | After Competition Groups | 0.94244 | 0 | 0 | 1772.6445 | 0.00053166 | 48 | Commercial_2021_SC D_GWh_After Competition Groups_48 | ENERGY STAR Dishwasher | 0.05317% | 0 | 0.94244 | Commercial_2021_SC D_GWh_After Competition Groups_ENERGY STAR Dishwasher
Commercial | Com ¦ Suction Pipe Insulation Freezer/Refrigerator | 2021 | SC D | GWh | After Competition Groups | 0.85167 | 0 | 0 | 1772.6445 | 0.00048045 | 49 | Commercial_2021_SC D_GWh_After Competition Groups_49 | Suction Pipe Insulation Freezer/Refrigerator | 0.04805% | 0 | 0.85167 | Commercial_2021_SC D_GWh_After Competition Groups_Suction Pipe Insulation Freezer/Refrigerator
Commercial | Com ¦ Ozone Laundry Treatment | 2021 | SC D | GWh | After Competition Groups | 0.31797 | 0 | 0 | 1772.6445 | 0.00017938 | 50 | Commercial_2021_SC D_GWh_After Competition Groups_50 | Ozone Laundry Treatment | 0.01794% | 0 | 0.31797 | Commercial_2021_SC D_GWh_After Competition Groups_Ozone Laundry Treatment
Commercial | Com ¦ ECM MOTORS FOR HVAC APPLICATION (FAN-POWERED VAV BOX) | 2021 | SC D | GWh | After Competition Groups | 0.21524 | 0 | 0 | 1772.6445 | 0.00012143 | 51 | Commercial_2021_SC D_GWh_After Competition Groups_51 | ECM MOTORS FOR HVAC APPLICATION (FAN-POWERED VAV BOX) | 0.01214% | 0 | 0.21524 | Commercial_2021_SC D_GWh_After Competition Groups_ECM MOTORS FOR HVAC APPLICATION (FAN-POWERED VAV BOX)
Commercial | Com ¦ CEE Tier 2/Energy Star Clothes Washers | 2021 | SC D | GWh | After Competition Groups | 0.19793 | 0 | 0 | 1772.6445 | 0.00011166 | 52 | Commercial_2021_SC D_GWh_After Competition Groups_52 | CEE Tier 2/Energy Star Clothes Washers | 0.01117% | 0 | 0.19793 | Commercial_2021_SC D_GWh_After Competition Groups_CEE Tier 2/Energy Star Clothes Washers
Commercial | Com ¦ Low Flow Pre-Rinse Spray Nozzle | 2021 | SC D | GWh | After Competition Groups | 0.11757 | 0 | 0 | 1772.6445 | 6.6324e-05 | 53 | Commercial_2021_SC D_GWh_After Competition Groups_53 | Low Flow Pre-Rinse Spray Nozzle | 0.006632% | 0 | 0.11757 | Commercial_2021_SC D_GWh_After Competition Groups_Low Flow Pre-Rinse Spray Nozzle
Commercial | Com ¦ HVAC Optimization | 2021 | SC D | GWh | After Competition Groups | 0.10507 | 0 | 0 | 1772.6445 | 5.9273e-05 | 54 | Commercial_2021_SC D_GWh_After Competition Groups_54 | HVAC Optimization | 0.005927% | 0 | 0.10507 | Commercial_2021_SC D_GWh_After Competition Groups_HVAC Optimization
Commercial | Com ¦ Demand controlled Circulating Systems | 2021 | SC D | GWh | After Competition Groups | 0.09262 | 0 | 0 | 1772.6445 | 5.225e-05 | 55 | Commercial_2021_SC D_GWh_After Competition Groups_55 | Demand controlled Circulating Systems | 0.005225% | 0 | 0.09262 | Commercial_2021_SC D_GWh_After Competition Groups_Demand controlled Circulating Systems
Commercial | Com ¦ Auto Off Time Switch or Time Clock control | 2021 | SC D | GWh | After Competition Groups | 0.082452 | 0 | 0 | 1772.6445 | 4.6513e-05 | 56 | Commercial_2021_SC D_GWh_After Competition Groups_56 | Auto Off Time Switch or Time Clock control | 0.004651% | 0 | 0.082452 | Commercial_2021_SC D_GWh_After Competition Groups_Auto Off Time Switch or Time Clock control
Commercial | COM ¦ Ductless Mini-Split Heat Pumps | 2021 | SC D | GWh | After Competition Groups | 0.068619 | 0 | 0 | 1772.6445 | 3.871e-05 | 57 | Commercial_2021_SC D_GWh_After Competition Groups_57 | Ductless Mini-Split Heat Pumps | 0.003871% | 0 | 0.068619 | Commercial_2021_SC D_GWh_After Competition Groups_Ductless Mini-Split Heat Pumps
Commercial | Com ¦ Commercial Hot Food Holding Cabinets | 2021 | SC D | GWh | After Competition Groups | 0.030559 | 0 | 0 | 1772.6445 | 1.7239e-05 | 58 | Commercial_2021_SC D_GWh_After Competition Groups_58 | Commercial Hot Food Holding Cabinets | 0.001724% | 0 | 0.030559 | Commercial_2021_SC D_GWh_After Competition Groups_Commercial Hot Food Holding Cabinets
Commercial | Com ¦ Air Curtains | 2021 | SC D | GWh | After Competition Groups | 0.022222 | 0 | 0 | 1772.6445 | 1.2536e-05 | 59 | Commercial_2021_SC D_GWh_After Competition Groups_59 | Air Curtains | 0.001254% | 0 | 0.022222 | Commercial_2021_SC D_GWh_After Competition Groups_Air Curtains
Commercial | Com ¦ PTAC (12 EER/10,000 BTU) | 2021 | SC D | GWh | After Competition Groups | 0.017421 | 0 | 0 | 1772.6445 | 9.8277e-06 | 60 | Commercial_2021_SC D_GWh_After Competition Groups_60 | PTAC (12 EER/10,000 BTU) | 0.0009828% | 0 | 0.017421 | Commercial_2021_SC D_GWh_After Competition Groups_PTAC (12 EER/10,000 BTU)
Commercial | Com ¦ Solar Water Preheat (Pools/DHW) | 2021 | SC D | GWh | After Competition Groups | 0.016882 | 0 | 0 | 1772.6445 | 9.5238e-06 | 61 | Commercial_2021_SC D_GWh_After Competition Groups_61 | Solar Water Preheat (Pools/DHW) | 0.0009524% | 0 | 0.016882 | Commercial_2021_SC D_GWh_After Competition Groups_Solar Water Preheat (Pools/DHW)
Commercial | Com ¦ Wall Insulation | 2021 | SC D | GWh | After Competition Groups | 0.012168 | 0 | 0 | 1772.6445 | 6.8646e-06 | 62 | Commercial_2021_SC D_GWh_After Competition Groups_62 | Wall Insulation | 0.0006865% | 0 | 0.012168 | Commercial_2021_SC D_GWh_After Competition Groups_Wall Insulation
Commercial | Com ¦ LLLC - High Impact Application | 2021 | SC D | GWh | After Competition Groups | 0.0058846 | 0 | 0 | 1772.6445 | 3.3197e-06 | 63 | Commercial_2021_SC D_GWh_After Competition Groups_63 | LLLC - High Impact Application | 0.000332% | 0 | 0.0058846 | Commercial_2021_SC D_GWh_After Competition Groups_LLLC - High Impact Application
Commercial | Com ¦ VSD Air Compressor | 2021 | SC D | GWh | After Competition Groups | 0.0050228 | 0 | 0 | 1772.6445 | 2.8335e-06 | 64 | Commercial_2021_SC D_GWh_After Competition Groups_64 | VSD Air Compressor | 0.0002834% | 0 | 0.0050228 | Commercial_2021_SC D_GWh_After Competition Groups_VSD Air Compressor
Commercial | Com ¦ High Efficiency Chiller (avg of water and air cooled) | 2021 | SC D | GWh | After Competition Groups | 0.0043695 | 0 | 0 | 1772.6445 | 2.465e-06 | 65 | Commercial_2021_SC D_GWh_After Competition Groups_65 | High Efficiency Chiller (avg of water and air cooled) | 0.0002465% | 0 | 0.0043695 | Commercial_2021_SC D_GWh_After Competition Groups_High Efficiency Chiller (avg of water and air cooled)
Commercial | Com ¦ EC Plug Fan for Data Center (under cabinet) | 2021 | SC D | GWh | After Competition Groups | 0.0016838 | 0 | 0 | 1772.6445 | 9.4985e-07 | 66 | Commercial_2021_SC D_GWh_After Competition Groups_66 | EC Plug Fan for Data Center (under cabinet) | 9.499e-05% | 0 | 0.0016838 | Commercial_2021_SC D_GWh_After Competition Groups_EC Plug Fan for Data Center (under cabinet)
Commercial | Com ¦ Energy Recovery Ventilation and Ventilation (Enhanced) | 2021 | SC D | GWh | After Competition Groups | 0.001648 | 0 | 0 | 1772.6445 | 9.2971e-07 | 67 | Commercial_2021_SC D_GWh_After Competition Groups_67 | Energy Recovery Ventilation and Ventilation (Enhanced) | 9.297e-05% | 0 | 0.001648 | Commercial_2021_SC D_GWh_After Competition Groups_Energy Recovery Ventilation and Ventilation (Enhanced)
Commercial | Com ¦ Room AC (w/ louvered sides) 14 SEER from 12 SEER code | 2021 | SC D | GWh | After Competition Groups | 0.0008334 | 0 | 0 | 1772.6445 | 4.7015e-07 | 68 | Commercial_2021_SC D_GWh_After Competition Groups_68 | Room AC (w/ louvered sides) 14 SEER from 12 SEER code | 4.701e-05% | 0 | 0.0008334 | Commercial_2021_SC D_GWh_After Competition Groups_Room AC (w/ louvered sides) 14 SEER from 12 SEER code
Commercial | Com ¦ Electric Convection Combination Ovens | 2021 | SC D | GWh | After Competition Groups | 0.00062513 | 0 | 0 | 1772.6445 | 3.5265e-07 | 69 | Commercial_2021_SC D_GWh_After Competition Groups_69 | Electric Convection Combination Ovens | 3.527e-05% | 0 | 0.00062513 | Commercial_2021_SC D_GWh_After Competition Groups_Electric Convection Combination Ovens
Commercial | Com ¦ LLLC - Low Impact Application | 2021 | SC D | GWh | After Competition Groups | 0.00016726 | 0 | 0 | 1772.6445 | 9.4357e-08 | 70 | Commercial_2021_SC D_GWh_After Competition Groups_70 | LLLC - Low Impact Application | 9.436e-06% | 0 | 0.00016726 | Commercial_2021_SC D_GWh_After Competition Groups_LLLC - Low Impact Application
Commercial | Com ¦ High Efficiency Small Instantaneous Water Heater | 2021 | SC D | GWh | After Competition Groups | 1.5112e-05 | 0 | 0 | 1772.6445 | 8.5251e-09 | 71 | Commercial_2021_SC D_GWh_After Competition Groups_71 | High Efficiency Small Instantaneous Water Heater | 8.525e-07% | 0 | 1.5112e-05 | Commercial_2021_SC D_GWh_After Competition Groups_High Efficiency Small Instantaneous Water Heater
Commercial | Com ¦ Networked/Connected - High Impact Application | 2021 | SC D | GWh | After Competition Groups | 5.4418e-09 | 0 | 0 | 1772.6445 | 3.0699e-12 | 72 | Commercial_2021_SC D_GWh_After Competition Groups_72 | Networked/Connected - High Impact Application | 3.07e-10% | 0 | 5.4418e-09 | Commercial_2021_SC D_GWh_After Competition Groups_Networked/Connected - High Impact Application
Commercial | Com ¦ Condensing Make Up Air Unit | 2021 | SC D | GWh | After Competition Groups | 0 | 0 | 0 | 1772.6445 | 0 | 73 | Commercial_2021_SC D_GWh_After Competition Groups_73 | Condensing Make Up Air Unit | 0% | 0 | 0 | Commercial_2021_SC D_GWh_After Competition Groups_Condensing Make Up Air Unit
Commercial | Com ¦ Door Gasket Freezer/Refrigerator | 2021 | SC D | GWh | After Competition Groups | 0 | 0 | 0 | 1772.6445 | 0 | 74 | Commercial_2021_SC D_GWh_After Competition Groups_74 | Door Gasket Freezer/Refrigerator | 0% | 0 | 0 | Commercial_2021_SC D_GWh_After Competition Groups_Door Gasket Freezer/Refrigerator
Commercial | Com ¦ Efficient compressor motor | 2021 | SC D | GWh | After Competition Groups | 0 | 0 | 0 | 1772.6445 | 0 | 75 | Commercial_2021_SC D_GWh_After Competition Groups_75 | Efficient compressor motor | 0% | 0 | 0 | Commercial_2021_SC D_GWh_After Competition Groups_Efficient compressor motor
Commercial | Com ¦ Indoor Daylight Sensors/Photocell Dimming Control | 2021 | SC D | GWh | After Competition Groups | 0 | 0 | 0 | 1772.6445 | 0 | 76 | Commercial_2021_SC D_GWh_After Competition Groups_76 | Indoor Daylight Sensors/Photocell Dimming Control | 0% | 0 | 0 | Commercial_2021_SC D_GWh_After Competition Groups_Indoor Daylight Sensors/Photocell Dimming Control
Commercial | Com ¦ LED RECESSED DOWNLIGHTS | 2021 | SC D | GWh | After Competition Groups | 0 | 0 | 0 | 1772.6445 | 0 | 77 | Commercial_2021_SC D_GWh_After Competition Groups_77 | LED RECESSED DOWNLIGHTS | 0% | 0 | 0 | Commercial_2021_SC D_GWh_After Competition Groups_LED RECESSED DOWNLIGHTS
Commercial | Com ¦ Networked/Connected - Low Impact Application | 2021 | SC D | GWh | After Competition Groups | 0 | 0 | 0 | 1772.6445 | 0 | 78 | Commercial_2021_SC D_GWh_After Competition Groups_78 | Networked/Connected - Low Impact Application | 0% | 0 | 0 | Commercial_2021_SC D_GWh_After Competition Groups_Networked/Connected - Low Impact Application
Commercial | Com ¦ Notched V belts for HVAC Systems | 2021 | SC D | GWh | After Competition Groups | 0 | 0 | 0 | 1772.6445 | 0 | 79 | Commercial_2021_SC D_GWh_After Competition Groups_79 | Notched V belts for HVAC Systems | 0% | 0 | 0 | Commercial_2021_SC D_GWh_After Competition Groups_Notched V belts for HVAC Systems
Commercial | Com ¦ Variable Refrigerant Flow Heat Pump | 2021 | SC D | GWh | After Competition Groups | 0 | 0 | 0 | 1772.6445 | 0 | 80 | Commercial_2021_SC D_GWh_After Competition Groups_80 | Variable Refrigerant Flow Heat Pump | 0% | 0 | 0 | Commercial_2021_SC D_GWh_After Competition Groups_Variable Refrigerant Flow Heat Pump
Commercial | Com ¦ Building Recommissioning, Operations and Maintenance (O&M) Improvements | 2021 | Technical | GWh | After Competition Groups | 2446.2527 | 0 | 0 | 14508.5588 | 0.16861 | 1 | Commercial_2021_Technical_GWh_After Competition Groups_1 | Building Recommissioning, Operations and Maintenance (O&M) Improvements | 16.86% | 0 | 2446.2527 | Commercial_2021_Technical_GWh_After Competition Groups_Building Recommissioning, Operations and Maintenance (O&M) Improvements
Commercial | Com ¦ LED Low/High Bay | 2021 | Technical | GWh | After Competition Groups | 1499.7513 | 0 | 0 | 14508.5588 | 0.10337 | 2 | Commercial_2021_Technical_GWh_After Competition Groups_2 | LED Low/High Bay | 10.34% | 0 | 1499.7513 | Commercial_2021_Technical_GWh_After Competition Groups_LED Low/High Bay
Commercial | Com ¦ LED Troffer/Surface/Suspended | 2021 | Technical | GWh | After Competition Groups | 1221.7252 | 0 | 0 | 14508.5588 | 0.084207 | 3 | Commercial_2021_Technical_GWh_After Competition Groups_3 | LED Troffer/Surface/Suspended | 8.421% | 0 | 1221.7252 | Commercial_2021_Technical_GWh_After Competition Groups_LED Troffer/Surface/Suspended
Commercial | Com ¦ ENERGY STAR LED LAMPS (REFLECTOR LAMPs/MR16/PAR 16) | 2021 | Technical | GWh | After Competition Groups | 938.3086 | 0 | 0 | 14508.5588 | 0.064673 | 4 | Commercial_2021_Technical_GWh_After Competition Groups_4 | ENERGY STAR LED LAMPS (REFLECTOR LAMPs/MR16/PAR 16) | 6.467% | 0 | 938.3086 | Commercial_2021_Technical_GWh_After Competition Groups_ENERGY STAR LED LAMPS (REFLECTOR LAMPs/MR16/PAR 16)
Commercial | Com ¦ Education and Capacity Building/Energy Behavior | 2021 | Technical | GWh | After Competition Groups | 920.0876 | 0 | 0 | 14508.5588 | 0.063417 | 5 | Commercial_2021_Technical_GWh_After Competition Groups_5 | Education and Capacity Building/Energy Behavior | 6.342% | 0 | 920.0876 | Commercial_2021_Technical_GWh_After Competition Groups_Education and Capacity Building/Energy Behavior
Commercial | Com ¦ Furnace Tune-Up | 2021 | Technical | GWh | After Competition Groups | 671.7254 | 0 | 0 | 14508.5588 | 0.046299 | 6 | Commercial_2021_Technical_GWh_After Competition Groups_6 | Furnace Tune-Up | 4.63% | 0 | 671.7254 | Commercial_2021_Technical_GWh_After Competition Groups_Furnace Tune-Up
Commercial | Com ¦ Central Lighting Control System | 2021 | Technical | GWh | After Competition Groups | 493.2961 | 0 | 0 | 14508.5588 | 0.034 | 7 | Commercial_2021_Technical_GWh_After Competition Groups_7 | Central Lighting Control System | 3.4% | 0 | 493.2961 | Commercial_2021_Technical_GWh_After Competition Groups_Central Lighting Control System
Commercial | Com ¦ LED EXTERIOR AREA LIGHTS - LED fixture (200W) | 2021 | Technical | GWh | After Competition Groups | 478.8971 | 0 | 0 | 14508.5588 | 0.033008 | 8 | Commercial_2021_Technical_GWh_After Competition Groups_8 | LED EXTERIOR AREA LIGHTS - LED fixture (200W) | 3.301% | 0 | 478.8971 | Commercial_2021_Technical_GWh_After Competition Groups_LED EXTERIOR AREA LIGHTS - LED fixture (200W)
Commercial | Com ¦ LED parking lot fixture | 2021 | Technical | GWh | After Competition Groups | 468.3723 | 0 | 0 | 14508.5588 | 0.032282 | 9 | Commercial_2021_Technical_GWh_After Competition Groups_9 | LED parking lot fixture | 3.228% | 0 | 468.3723 | Commercial_2021_Technical_GWh_After Competition Groups_LED parking lot fixture
Commercial | Com ¦ Variable Refrigerant Flow Heat Pump | 2021 | Technical | GWh | After Competition Groups | 347.0665 | 0 | 0 | 14508.5588 | 0.023922 | 10 | Commercial_2021_Technical_GWh_After Competition Groups_10 | Variable Refrigerant Flow Heat Pump | 2.392% | 0 | 347.0665 | Commercial_2021_Technical_GWh_After Competition Groups_Variable Refrigerant Flow Heat Pump
Commercial | Com ¦ Advanced BAS/Controllers | 2021 | Technical | GWh | After Competition Groups | 313.9111 | 0 | 0 | 14508.5588 | 0.021636 | 11 | Commercial_2021_Technical_GWh_After Competition Groups_11 | Advanced BAS/Controllers | 2.164% | 0 | 313.9111 | Commercial_2021_Technical_GWh_After Competition Groups_Advanced BAS/Controllers
Commercial | Com ¦ LED street light fixture | 2021 | Technical | GWh | After Competition Groups | 274.0689 | 0 | 0 | 14508.5588 | 0.01889 | 12 | Commercial_2021_Technical_GWh_After Competition Groups_12 | LED street light fixture | 1.889% | 0 | 274.0689 | Commercial_2021_Technical_GWh_After Competition Groups_LED street light fixture
Commercial | Com ¦ Strip Curtains | 2021 | Technical | GWh | After Competition Groups | 228.219 | 0 | 0 | 14508.5588 | 0.01573 | 13 | Commercial_2021_Technical_GWh_After Competition Groups_13 | Strip Curtains | 1.573% | 0 | 228.219 | Commercial_2021_Technical_GWh_After Competition Groups_Strip Curtains
Commercial | Com ¦ Variable Frequency Drive (VFD) | 2021 | Technical | GWh | After Competition Groups | 222.653 | 0 | 0 | 14508.5588 | 0.015346 | 14 | Commercial_2021_Technical_GWh_After Competition Groups_14 | Variable Frequency Drive (VFD) | 1.535% | 0 | 222.653 | Commercial_2021_Technical_GWh_After Competition Groups_Variable Frequency Drive (VFD)
Commercial | Com ¦ Demand Control Ventilation | 2021 | Technical | GWh | After Competition Groups | 218.2166 | 0 | 0 | 14508.5588 | 0.015041 | 15 | Commercial_2021_Technical_GWh_After Competition Groups_15 | Demand Control Ventilation | 1.504% | 0 | 218.2166 | Commercial_2021_Technical_GWh_After Competition Groups_Demand Control Ventilation
Commercial | Com ¦ Smart Strip Plug Outlets | 2021 | Technical | GWh | After Competition Groups | 213.948 | 0 | 0 | 14508.5588 | 0.014746 | 16 | Commercial_2021_Technical_GWh_After Competition Groups_16 | Smart Strip Plug Outlets | 1.475% | 0 | 213.948 | Commercial_2021_Technical_GWh_After Competition Groups_Smart Strip Plug Outlets
Commercial | Com ¦ VFD on Pumps | 2021 | Technical | GWh | After Competition Groups | 208.3768 | 0 | 0 | 14508.5588 | 0.014362 | 17 | Commercial_2021_Technical_GWh_After Competition Groups_17 | VFD on Pumps | 1.436% | 0 | 208.3768 | Commercial_2021_Technical_GWh_After Competition Groups_VFD on Pumps
Commercial | Com ¦ LED Replacement Lamp (Tube) | 2021 | Technical | GWh | After Competition Groups | 185.7972 | 0 | 0 | 14508.5588 | 0.012806 | 18 | Commercial_2021_Technical_GWh_After Competition Groups_18 | LED Replacement Lamp (Tube) | 1.281% | 0 | 185.7972 | Commercial_2021_Technical_GWh_After Competition Groups_LED Replacement Lamp (Tube)
Commercial | Com ¦ Data Center Storage/Server Virtualization | 2021 | Technical | GWh | After Competition Groups | 180.4078 | 0 | 0 | 14508.5588 | 0.012435 | 19 | Commercial_2021_Technical_GWh_After Competition Groups_19 | Data Center Storage/Server Virtualization | 1.243% | 0 | 180.4078 | Commercial_2021_Technical_GWh_After Competition Groups_Data Center Storage/Server Virtualization
Commercial | Com ¦ High Efficiency Air Source Heat Pump | 2021 | Technical | GWh | After Competition Groups | 172.0755 | 0 | 0 | 14508.5588 | 0.01186 | 20 | Commercial_2021_Technical_GWh_After Competition Groups_20 | High Efficiency Air Source Heat Pump | 1.186% | 0 | 172.0755 | Commercial_2021_Technical_GWh_After Competition Groups_High Efficiency Air Source Heat Pump
Commercial | Com ¦ Air Handler with Dedicated Outdoor Air Systems | 2021 | Technical | GWh | After Competition Groups | 169.9371 | 0 | 0 | 14508.5588 | 0.011713 | 21 | Commercial_2021_Technical_GWh_After Competition Groups_21 | Air Handler with Dedicated Outdoor Air Systems | 1.171% | 0 | 169.9371 | Commercial_2021_Technical_GWh_After Competition Groups_Air Handler with Dedicated Outdoor Air Systems
Commercial | Com ¦ Centrally controlled desktop PC/NETWORK PC POWER MANAGEMENT SOFTWARE | 2021 | Technical | GWh | After Competition Groups | 148.6004 | 0 | 0 | 14508.5588 | 0.010242 | 22 | Commercial_2021_Technical_GWh_After Competition Groups_22 | Centrally controlled desktop PC/NETWORK PC POWER MANAGEMENT SOFTWARE | 1.024% | 0 | 148.6004 | Commercial_2021_Technical_GWh_After Competition Groups_Centrally controlled desktop PC/NETWORK PC POWER MANAGEMENT SOFTWARE
Commercial | Com ¦ Adaptive Thermostats | 2021 | Technical | GWh | After Competition Groups | 133.4748 | 0 | 0 | 14508.5588 | 0.0091997 | 23 | Commercial_2021_Technical_GWh_After Competition Groups_23 | Adaptive Thermostats | 0.92% | 0 | 133.4748 | Commercial_2021_Technical_GWh_After Competition Groups_Adaptive Thermostats
Commercial | Com ¦ LED or Equivalent Sign Lighting | 2021 | Technical | GWh | After Competition Groups | 124.669 | 0 | 0 | 14508.5588 | 0.0085928 | 24 | Commercial_2021_Technical_GWh_After Competition Groups_24 | LED or Equivalent Sign Lighting | 0.8593% | 0 | 124.669 | Commercial_2021_Technical_GWh_After Competition Groups_LED or Equivalent Sign Lighting
Commercial | Com ¦ Refrigerated Display Case Doors | 2021 | Technical | GWh | After Competition Groups | 123.678 | 0 | 0 | 14508.5588 | 0.0085245 | 25 | Commercial_2021_Technical_GWh_After Competition Groups_25 | Refrigerated Display Case Doors | 0.8524% | 0 | 123.678 | Commercial_2021_Technical_GWh_After Competition Groups_Refrigerated Display Case Doors
Commercial | Com ¦ Door Gasket Freezer/Refrigerator | 2021 | Technical | GWh | After Competition Groups | 119.058 | 0 | 0 | 14508.5588 | 0.0082061 | 26 | Commercial_2021_Technical_GWh_After Competition Groups_26 | Door Gasket Freezer/Refrigerator | 0.8206% | 0 | 119.058 | Commercial_2021_Technical_GWh_After Competition Groups_Door Gasket Freezer/Refrigerator
Commercial | Com ¦ Refrigerated Display Case LED | 2021 | Technical | GWh | After Competition Groups | 107.0734 | 0 | 0 | 14508.5588 | 0.00738 | 27 | Commercial_2021_Technical_GWh_After Competition Groups_27 | Refrigerated Display Case LED | 0.738% | 0 | 107.0734 | Commercial_2021_Technical_GWh_After Competition Groups_Refrigerated Display Case LED
Commercial | Com ¦ ENERGY STAR LED LAMPS (General Service Lamps) | 2021 | Technical | GWh | After Competition Groups | 106.0905 | 0 | 0 | 14508.5588 | 0.0073123 | 28 | Commercial_2021_Technical_GWh_After Competition Groups_28 | ENERGY STAR LED LAMPS (General Service Lamps) | 0.7312% | 0 | 106.0905 | Commercial_2021_Technical_GWh_After Competition Groups_ENERGY STAR LED LAMPS (General Service Lamps)
Commercial | Com ¦ ECM MOTORS FOR EVAPORATOR FANS for refrigeration (WALK-IN) | 2021 | Technical | GWh | After Competition Groups | 105.4753 | 0 | 0 | 14508.5588 | 0.0072699 | 29 | Commercial_2021_Technical_GWh_After Competition Groups_29 | ECM MOTORS FOR EVAPORATOR FANS for refrigeration (WALK-IN) | 0.727% | 0 | 105.4753 | Commercial_2021_Technical_GWh_After Competition Groups_ECM MOTORS FOR EVAPORATOR FANS for refrigeration (WALK-IN)
Commercial | Com ¦ Condensing Unit Heaters or other Efficient Unit Heating System | 2021 | Technical | GWh | After Competition Groups | 101.085 | 0 | 0 | 14508.5588 | 0.0069673 | 30 | Commercial_2021_Technical_GWh_After Competition Groups_30 | Condensing Unit Heaters or other Efficient Unit Heating System | 0.6967% | 0 | 101.085 | Commercial_2021_Technical_GWh_After Competition Groups_Condensing Unit Heaters or other Efficient Unit Heating System
Commercial | Com ¦ Refrigeration Optimization | 2021 | Technical | GWh | After Competition Groups | 100.5081 | 0 | 0 | 14508.5588 | 0.0069275 | 31 | Commercial_2021_Technical_GWh_After Competition Groups_31 | Refrigeration Optimization | 0.6928% | 0 | 100.5081 | Commercial_2021_Technical_GWh_After Competition Groups_Refrigeration Optimization
Commercial | Com ¦ High R-Value Glass Doors/no-heat glass door | 2021 | Technical | GWh | After Competition Groups | 93.3531 | 0 | 0 | 14508.5588 | 0.0064343 | 32 | Commercial_2021_Technical_GWh_After Competition Groups_32 | High R-Value Glass Doors/no-heat glass door | 0.6434% | 0 | 93.3531 | Commercial_2021_Technical_GWh_After Competition Groups_High R-Value Glass Doors/no-heat glass door
Commercial | Com ¦ Indoor Daylight Sensors/Photocell Dimming Control | 2021 | Technical | GWh | After Competition Groups | 90.9404 | 0 | 0 | 14508.5588 | 0.0062681 | 33 | Commercial_2021_Technical_GWh_After Competition Groups_33 | Indoor Daylight Sensors/Photocell Dimming Control | 0.6268% | 0 | 90.9404 | Commercial_2021_Technical_GWh_After Competition Groups_Indoor Daylight Sensors/Photocell Dimming Control
Commercial | Com ¦ ENERGY STAR FREEZER | 2021 | Technical | GWh | After Competition Groups | 86.9413 | 0 | 0 | 14508.5588 | 0.0059924 | 34 | Commercial_2021_Technical_GWh_After Competition Groups_34 | ENERGY STAR FREEZER | 0.5992% | 0 | 86.9413 | Commercial_2021_Technical_GWh_After Competition Groups_ENERGY STAR FREEZER
Commercial | Com ¦ Freezer Case Light Sensor | 2021 | Technical | GWh | After Competition Groups | 86.8713 | 0 | 0 | 14508.5588 | 0.0059876 | 35 | Commercial_2021_Technical_GWh_After Competition Groups_35 | Freezer Case Light Sensor | 0.5988% | 0 | 86.8713 | Commercial_2021_Technical_GWh_After Competition Groups_Freezer Case Light Sensor
Commercial | Com ¦ Reach-in Shaded Pole to ECM/PSC Evaporator Fan Motor | 2021 | Technical | GWh | After Competition Groups | 86.5731 | 0 | 0 | 14508.5588 | 0.005967 | 36 | Commercial_2021_Technical_GWh_After Competition Groups_36 | Reach-in Shaded Pole to ECM/PSC Evaporator Fan Motor | 0.5967% | 0 | 86.5731 | Commercial_2021_Technical_GWh_After Competition Groups_Reach-in Shaded Pole to ECM/PSC Evaporator Fan Motor
Commercial | Com ¦ Evaporator Fan Controls | 2021 | Technical | GWh | After Competition Groups | 84.7392 | 0 | 0 | 14508.5588 | 0.0058406 | 37 | Commercial_2021_Technical_GWh_After Competition Groups_37 | Evaporator Fan Controls | 0.5841% | 0 | 84.7392 | Commercial_2021_Technical_GWh_After Competition Groups_Evaporator Fan Controls
Commercial | Com ¦ Adding reflective (White) roof treatment or a green roof | 2021 | Technical | GWh | After Competition Groups | 79.7212 | 0 | 0 | 14508.5588 | 0.0054948 | 38 | Commercial_2021_Technical_GWh_After Competition Groups_38 | Adding reflective (White) roof treatment or a green roof | 0.5495% | 0 | 79.7212 | Commercial_2021_Technical_GWh_After Competition Groups_Adding reflective (White) roof treatment or a green roof
Commercial | Com ¦ Demand Control Kitchen Ventilation | 2021 | Technical | GWh | After Competition Groups | 75.733 | 0 | 0 | 14508.5588 | 0.0052199 | 39 | Commercial_2021_Technical_GWh_After Competition Groups_39 | Demand Control Kitchen Ventilation | 0.522% | 0 | 75.733 | Commercial_2021_Technical_GWh_After Competition Groups_Demand Control Kitchen Ventilation
Commercial | Com ¦ Occupancy Sensors | 2021 | Technical | GWh | After Competition Groups | 69.305 | 0 | 0 | 14508.5588 | 0.0047768 | 40 | Commercial_2021_Technical_GWh_After Competition Groups_40 | Occupancy Sensors | 0.4777% | 0 | 69.305 | Commercial_2021_Technical_GWh_After Competition Groups_Occupancy Sensors
Commercial | Com ¦ HOTEL OCCUPANCY CONTROLS (HVAC + LIGHTING) | 2021 | Technical | GWh | After Competition Groups | 64.2425 | 0 | 0 | 14508.5588 | 0.0044279 | 41 | Commercial_2021_Technical_GWh_After Competition Groups_41 | HOTEL OCCUPANCY CONTROLS (HVAC + LIGHTING) | 0.4428% | 0 | 64.2425 | Commercial_2021_Technical_GWh_After Competition Groups_HOTEL OCCUPANCY CONTROLS (HVAC + LIGHTING)
Commercial | Com ¦ Refrigeration Commissioning | 2021 | Technical | GWh | After Competition Groups | 58.119 | 0 | 0 | 14508.5588 | 0.0040058 | 42 | Commercial_2021_Technical_GWh_After Competition Groups_42 | Refrigeration Commissioning | 0.4006% | 0 | 58.119 | Commercial_2021_Technical_GWh_After Competition Groups_Refrigeration Commissioning
Commercial | Com ¦ Unitary Air-Conditioning Unit | 2021 | Technical | GWh | After Competition Groups | 52.0316 | 0 | 0 | 14508.5588 | 0.0035863 | 43 | Commercial_2021_Technical_GWh_After Competition Groups_43 | Unitary Air-Conditioning Unit | 0.3586% | 0 | 52.0316 | Commercial_2021_Technical_GWh_After Competition Groups_Unitary Air-Conditioning Unit
Commercial | Com ¦ ENERGY STAR Refrigerator | 2021 | Technical | GWh | After Competition Groups | 43.0044 | 0 | 0 | 14508.5588 | 0.0029641 | 44 | Commercial_2021_Technical_GWh_After Competition Groups_44 | ENERGY STAR Refrigerator | 0.2964% | 0 | 43.0044 | Commercial_2021_Technical_GWh_After Competition Groups_ENERGY STAR Refrigerator
Commercial | Com ¦ ENERGY STAR ICE MACHINES - Ice Making Head | 2021 | Technical | GWh | After Competition Groups | 38.9109 | 0 | 0 | 14508.5588 | 0.0026819 | 45 | Commercial_2021_Technical_GWh_After Competition Groups_45 | ENERGY STAR ICE MACHINES - Ice Making Head | 0.2682% | 0 | 38.9109 | Commercial_2021_Technical_GWh_After Competition Groups_ENERGY STAR ICE MACHINES - Ice Making Head
Commercial | Com ¦ Condensing Make Up Air Unit | 2021 | Technical | GWh | After Competition Groups | 32.6216 | 0 | 0 | 14508.5588 | 0.0022484 | 46 | Commercial_2021_Technical_GWh_After Competition Groups_46 | Condensing Make Up Air Unit | 0.2248% | 0 | 32.6216 | Commercial_2021_Technical_GWh_After Competition Groups_Condensing Make Up Air Unit
Commercial | Com ¦ Temperature Adjustment in Commercial Freezers | 2021 | Technical | GWh | After Competition Groups | 32.4033 | 0 | 0 | 14508.5588 | 0.0022334 | 47 | Commercial_2021_Technical_GWh_After Competition Groups_47 | Temperature Adjustment in Commercial Freezers | 0.2233% | 0 | 32.4033 | Commercial_2021_Technical_GWh_After Competition Groups_Temperature Adjustment in Commercial Freezers
Commercial | Com ¦ Elec Storage WH 2.30 Et | 2021 | Technical | GWh | After Competition Groups | 32.1427 | 0 | 0 | 14508.5588 | 0.0022154 | 48 | Commercial_2021_Technical_GWh_After Competition Groups_48 | Elec Storage WH 2.30 Et | 0.2215% | 0 | 32.1427 | Commercial_2021_Technical_GWh_After Competition Groups_Elec Storage WH 2.30 Et
Commercial | Com ¦ BEVERAGE VENDING MACHINE CONTROLS | 2021 | Technical | GWh | After Competition Groups | 30.424 | 0 | 0 | 14508.5588 | 0.002097 | 49 | Commercial_2021_Technical_GWh_After Competition Groups_49 | BEVERAGE VENDING MACHINE CONTROLS | 0.2097% | 0 | 30.424 | Commercial_2021_Technical_GWh_After Competition Groups_BEVERAGE VENDING MACHINE CONTROLS
Commercial | Com ¦ Super-High Efficiency Furnaces (Emerging Tech) | 2021 | Technical | GWh | After Competition Groups | 29.0993 | 0 | 0 | 14508.5588 | 0.0020057 | 50 | Commercial_2021_Technical_GWh_After Competition Groups_50 | Super-High Efficiency Furnaces (Emerging Tech) | 0.2006% | 0 | 29.0993 | Commercial_2021_Technical_GWh_After Competition Groups_Super-High Efficiency Furnaces (Emerging Tech)
Commercial | Com ¦ Energy Efficient Laboratory Fume Hood | 2021 | Technical | GWh | After Competition Groups | 28.86 | 0 | 0 | 14508.5588 | 0.0019892 | 51 | Commercial_2021_Technical_GWh_After Competition Groups_51 | Energy Efficient Laboratory Fume Hood | 0.1989% | 0 | 28.86 | Commercial_2021_Technical_GWh_After Competition Groups_Energy Efficient Laboratory Fume Hood
Commercial | Com ¦ CO Sensors for parking garage exhaust fans | 2021 | Technical | GWh | After Competition Groups | 26.8639 | 0 | 0 | 14508.5588 | 0.0018516 | 52 | Commercial_2021_Technical_GWh_After Competition Groups_52 | CO Sensors for parking garage exhaust fans | 0.1852% | 0 | 26.8639 | Commercial_2021_Technical_GWh_After Competition Groups_CO Sensors for parking garage exhaust fans
Commercial | Com ¦ Vertical Night Covers | 2021 | Technical | GWh | After Competition Groups | 25.1362 | 0 | 0 | 14508.5588 | 0.0017325 | 53 | Commercial_2021_Technical_GWh_After Competition Groups_53 | Vertical Night Covers | 0.1733% | 0 | 25.1362 | Commercial_2021_Technical_GWh_After Competition Groups_Vertical Night Covers
Commercial | Com ¦ Anti-sweat heat (ASH) controls - Cooler/Freezer | 2021 | Technical | GWh | After Competition Groups | 23.5327 | 0 | 0 | 14508.5588 | 0.001622 | 54 | Commercial_2021_Technical_GWh_After Competition Groups_54 | Anti-sweat heat (ASH) controls - Cooler/Freezer | 0.1622% | 0 | 23.5327 | Commercial_2021_Technical_GWh_After Competition Groups_Anti-sweat heat (ASH) controls - Cooler/Freezer
Commercial | Com ¦ Duct Insulation, R8 | 2021 | Technical | GWh | After Competition Groups | 22.378 | 0 | 0 | 14508.5588 | 0.0015424 | 55 | Commercial_2021_Technical_GWh_After Competition Groups_55 | Duct Insulation, R8 | 0.1542% | 0 | 22.378 | Commercial_2021_Technical_GWh_After Competition Groups_Duct Insulation, R8
Commercial | Com ¦ Water Heating (DHW) Pipe Insulation (Add 3/4\ Foam)" | 2021 | Technical | GWh | After Competition Groups | 21.6351 | 0 | 0 | 14508.5588 | 0.0014912 | 56 | Commercial_2021_Technical_GWh_After Competition Groups_56 | Water Heating (DHW) Pipe Insulation (Add 3/4\ Foam)" | 0.1491% | 0 | 21.6351 | Commercial_2021_Technical_GWh_After Competition Groups_Water Heating (DHW) Pipe Insulation (Add 3/4\ Foam)"
Commercial | Com ¦ Outside Air Economizer | 2021 | Technical | GWh | After Competition Groups | 15.8038 | 0 | 0 | 14508.5588 | 0.0010893 | 57 | Commercial_2021_Technical_GWh_After Competition Groups_57 | Outside Air Economizer | 0.1089% | 0 | 15.8038 | Commercial_2021_Technical_GWh_After Competition Groups_Outside Air Economizer
Commercial | Com ¦ Suction Pipe Insulation Freezer/Refrigerator | 2021 | Technical | GWh | After Competition Groups | 13.738 | 0 | 0 | 14508.5588 | 0.00094689 | 58 | Commercial_2021_Technical_GWh_After Competition Groups_58 | Suction Pipe Insulation Freezer/Refrigerator | 0.09469% | 0 | 13.738 | Commercial_2021_Technical_GWh_After Competition Groups_Suction Pipe Insulation Freezer/Refrigerator
Commercial | Com ¦ ENERGY STAR Griddle (74% eff) | 2021 | Technical | GWh | After Competition Groups | 12.6098 | 0 | 0 | 14508.5588 | 0.00086913 | 59 | Commercial_2021_Technical_GWh_After Competition Groups_59 | ENERGY STAR Griddle (74% eff) | 0.08691% | 0 | 12.6098 | Commercial_2021_Technical_GWh_After Competition Groups_ENERGY STAR Griddle (74% eff)
Commercial | Com ¦ Roof Insulation/Ceiling Insulation (R25 Code to R35) | 2021 | Technical | GWh | After Competition Groups | 12.5804 | 0 | 0 | 14508.5588 | 0.0008671 | 60 | Commercial_2021_Technical_GWh_After Competition Groups_60 | Roof Insulation/Ceiling Insulation (R25 Code to R35) | 0.08671% | 0 | 12.5804 | Commercial_2021_Technical_GWh_After Competition Groups_Roof Insulation/Ceiling Insulation (R25 Code to R35)
Commercial | Com ¦ Chilled Water Optimization | 2021 | Technical | GWh | After Competition Groups | 12.2849 | 0 | 0 | 14508.5588 | 0.00084673 | 61 | Commercial_2021_Technical_GWh_After Competition Groups_61 | Chilled Water Optimization | 0.08467% | 0 | 12.2849 | Commercial_2021_Technical_GWh_After Competition Groups_Chilled Water Optimization
Commercial | Com ¦ Evaporator Coil Defrost (Cooler) | 2021 | Technical | GWh | After Competition Groups | 11.3214 | 0 | 0 | 14508.5588 | 0.00078033 | 62 | Commercial_2021_Technical_GWh_After Competition Groups_62 | Evaporator Coil Defrost (Cooler) | 0.07803% | 0 | 11.3214 | Commercial_2021_Technical_GWh_After Competition Groups_Evaporator Coil Defrost (Cooler)
Commercial | Com ¦ Water Source Heat Pump (4 ton) | 2021 | Technical | GWh | After Competition Groups | 9.5194 | 0 | 0 | 14508.5588 | 0.00065612 | 63 | Commercial_2021_Technical_GWh_After Competition Groups_63 | Water Source Heat Pump (4 ton) | 0.06561% | 0 | 9.5194 | Commercial_2021_Technical_GWh_After Competition Groups_Water Source Heat Pump (4 ton)
Commercial | Com ¦ ENERGY STAR Dishwasher | 2021 | Technical | GWh | After Competition Groups | 8.4929 | 0 | 0 | 14508.5588 | 0.00058537 | 64 | Commercial_2021_Technical_GWh_After Competition Groups_64 | ENERGY STAR Dishwasher | 0.05854% | 0 | 8.4929 | Commercial_2021_Technical_GWh_After Competition Groups_ENERGY STAR Dishwasher
Commercial | Com ¦ LED RECESSED DOWNLIGHTS | 2021 | Technical | GWh | After Competition Groups | 7.8871 | 0 | 0 | 14508.5588 | 0.00054362 | 65 | Commercial_2021_Technical_GWh_After Competition Groups_65 | LED RECESSED DOWNLIGHTS | 0.05436% | 0 | 7.8871 | Commercial_2021_Technical_GWh_After Competition Groups_LED RECESSED DOWNLIGHTS
Commercial | Com ¦ Ozone Laundry Treatment | 2021 | Technical | GWh | After Competition Groups | 6.0491 | 0 | 0 | 14508.5588 | 0.00041693 | 66 | Commercial_2021_Technical_GWh_After Competition Groups_66 | Ozone Laundry Treatment | 0.04169% | 0 | 6.0491 | Commercial_2021_Technical_GWh_After Competition Groups_Ozone Laundry Treatment
Commercial | Com ¦ Efficient compressor motor | 2021 | Technical | GWh | After Competition Groups | 5.3111 | 0 | 0 | 14508.5588 | 0.00036607 | 67 | Commercial_2021_Technical_GWh_After Competition Groups_67 | Efficient compressor motor | 0.03661% | 0 | 5.3111 | Commercial_2021_Technical_GWh_After Competition Groups_Efficient compressor motor
Commercial | Com ¦ Demand controlled Circulating Systems | 2021 | Technical | GWh | After Competition Groups | 4.6362 | 0 | 0 | 14508.5588 | 0.00031955 | 68 | Commercial_2021_Technical_GWh_After Competition Groups_68 | Demand controlled Circulating Systems | 0.03195% | 0 | 4.6362 | Commercial_2021_Technical_GWh_After Competition Groups_Demand controlled Circulating Systems
Commercial | Com ¦ SYNCHRONOUS BELT | 2021 | Technical | GWh | After Competition Groups | 4.5862 | 0 | 0 | 14508.5588 | 0.00031611 | 69 | Commercial_2021_Technical_GWh_After Competition Groups_69 | SYNCHRONOUS BELT | 0.03161% | 0 | 4.5862 | Commercial_2021_Technical_GWh_After Competition Groups_SYNCHRONOUS BELT
Commercial | Com ¦ ENERGY STAR Fryer (84% eff) | 2021 | Technical | GWh | After Competition Groups | 4.3617 | 0 | 0 | 14508.5588 | 0.00030063 | 70 | Commercial_2021_Technical_GWh_After Competition Groups_70 | ENERGY STAR Fryer (84% eff) | 0.03006% | 0 | 4.3617 | Commercial_2021_Technical_GWh_After Competition Groups_ENERGY STAR Fryer (84% eff)
Commercial | Com ¦ Wall Insulation | 2021 | Technical | GWh | After Competition Groups | 2.6926 | 0 | 0 | 14508.5588 | 0.00018559 | 71 | Commercial_2021_Technical_GWh_After Competition Groups_71 | Wall Insulation | 0.01856% | 0 | 2.6926 | Commercial_2021_Technical_GWh_After Competition Groups_Wall Insulation
Commercial | Com ¦ Solar Preheat Make up Air | 2021 | Technical | GWh | After Competition Groups | 2.659 | 0 | 0 | 14508.5588 | 0.00018327 | 72 | Commercial_2021_Technical_GWh_After Competition Groups_72 | Solar Preheat Make up Air | 0.01833% | 0 | 2.659 | Commercial_2021_Technical_GWh_After Competition Groups_Solar Preheat Make up Air
Commercial | Com ¦ Ground Source Heat Pump | 2021 | Technical | GWh | After Competition Groups | 2.5283 | 0 | 0 | 14508.5588 | 0.00017426 | 73 | Commercial_2021_Technical_GWh_After Competition Groups_73 | Ground Source Heat Pump | 0.01743% | 0 | 2.5283 | Commercial_2021_Technical_GWh_After Competition Groups_Ground Source Heat Pump
Commercial | Com ¦ ECM MOTORS FOR HVAC APPLICATION (FAN-POWERED VAV BOX) | 2021 | Technical | GWh | After Competition Groups | 2.5273 | 0 | 0 | 14508.5588 | 0.0001742 | 74 | Commercial_2021_Technical_GWh_After Competition Groups_74 | ECM MOTORS FOR HVAC APPLICATION (FAN-POWERED VAV BOX) | 0.01742% | 0 | 2.5273 | Commercial_2021_Technical_GWh_After Competition Groups_ECM MOTORS FOR HVAC APPLICATION (FAN-POWERED VAV BOX)
Commercial | Com ¦ ENERGY STAR Steam Cookers | 2021 | Technical | GWh | After Competition Groups | 2.1372 | 0 | 0 | 14508.5588 | 0.00014731 | 75 | Commercial_2021_Technical_GWh_After Competition Groups_75 | ENERGY STAR Steam Cookers | 0.01473% | 0 | 2.1372 | Commercial_2021_Technical_GWh_After Competition Groups_ENERGY STAR Steam Cookers
Commercial | Com ¦ Thermostat Setback | 2021 | Technical | GWh | After Competition Groups | 1.2781 | 0 | 0 | 14508.5588 | 8.8093e-05 | 76 | Commercial_2021_Technical_GWh_After Competition Groups_76 | Thermostat Setback | 0.008809% | 0 | 1.2781 | Commercial_2021_Technical_GWh_After Competition Groups_Thermostat Setback
Commercial | Com ¦ Auto Off Time Switch or Time Clock control | 2021 | Technical | GWh | After Competition Groups | 1.2426 | 0 | 0 | 14508.5588 | 8.5647e-05 | 77 | Commercial_2021_Technical_GWh_After Competition Groups_77 | Auto Off Time Switch or Time Clock control | 0.008565% | 0 | 1.2426 | Commercial_2021_Technical_GWh_After Competition Groups_Auto Off Time Switch or Time Clock control
Commercial | Com ¦ Solar Water Preheat (Pools/DHW) | 2021 | Technical | GWh | After Competition Groups | 0.96744 | 0 | 0 | 14508.5588 | 6.6681e-05 | 78 | Commercial_2021_Technical_GWh_After Competition Groups_78 | Solar Water Preheat (Pools/DHW) | 0.006668% | 0 | 0.96744 | Commercial_2021_Technical_GWh_After Competition Groups_Solar Water Preheat (Pools/DHW)
Commercial | Com ¦ PTAC (12 EER/10,000 BTU) | 2021 | Technical | GWh | After Competition Groups | 0.8466 | 0 | 0 | 14508.5588 | 5.8352e-05 | 79 | Commercial_2021_Technical_GWh_After Competition Groups_79 | PTAC (12 EER/10,000 BTU) | 0.005835% | 0 | 0.8466 | Commercial_2021_Technical_GWh_After Competition Groups_PTAC (12 EER/10,000 BTU)
Commercial | Com ¦ Room AC (w/ louvered sides) 14 SEER from 12 SEER code | 2021 | Technical | GWh | After Competition Groups | 0.84598 | 0 | 0 | 14508.5588 | 5.8309e-05 | 80 | Commercial_2021_Technical_GWh_After Competition Groups_80 | Room AC (w/ louvered sides) 14 SEER from 12 SEER code | 0.005831% | 0 | 0.84598 | Commercial_2021_Technical_GWh_After Competition Groups_Room AC (w/ louvered sides) 14 SEER from 12 SEER code
Commercial | Com ¦ Commercial Hot Food Holding Cabinets | 2021 | Technical | GWh | After Competition Groups | 0.62747 | 0 | 0 | 14508.5588 | 4.3248e-05 | 81 | Commercial_2021_Technical_GWh_After Competition Groups_81 | Commercial Hot Food Holding Cabinets | 0.004325% | 0 | 0.62747 | Commercial_2021_Technical_GWh_After Competition Groups_Commercial Hot Food Holding Cabinets
Commercial | Com ¦ CEE Tier 2/Energy Star Clothes Washers | 2021 | Technical | GWh | After Competition Groups | 0.54996 | 0 | 0 | 14508.5588 | 3.7906e-05 | 82 | Commercial_2021_Technical_GWh_After Competition Groups_82 | CEE Tier 2/Energy Star Clothes Washers | 0.003791% | 0 | 0.54996 | Commercial_2021_Technical_GWh_After Competition Groups_CEE Tier 2/Energy Star Clothes Washers
Commercial | Com ¦ HVAC Optimization | 2021 | Technical | GWh | After Competition Groups | 0.46467 | 0 | 0 | 14508.5588 | 3.2027e-05 | 83 | Commercial_2021_Technical_GWh_After Competition Groups_83 | HVAC Optimization | 0.003203% | 0 | 0.46467 | Commercial_2021_Technical_GWh_After Competition Groups_HVAC Optimization
Commercial | Com ¦ Low Flow Pre-Rinse Spray Nozzle | 2021 | Technical | GWh | After Competition Groups | 0.43562 | 0 | 0 | 14508.5588 | 3.0025e-05 | 84 | Commercial_2021_Technical_GWh_After Competition Groups_84 | Low Flow Pre-Rinse Spray Nozzle | 0.003003% | 0 | 0.43562 | Commercial_2021_Technical_GWh_After Competition Groups_Low Flow Pre-Rinse Spray Nozzle
Commercial | COM ¦ Ductless Mini-Split Heat Pumps | 2021 | Technical | GWh | After Competition Groups | 0.38085 | 0 | 0 | 14508.5588 | 2.625e-05 | 85 | Commercial_2021_Technical_GWh_After Competition Groups_85 | Ductless Mini-Split Heat Pumps | 0.002625% | 0 | 0.38085 | Commercial_2021_Technical_GWh_After Competition Groups_Ductless Mini-Split Heat Pumps
Commercial | Com ¦ Heat Pump Water Heater (50 Gallons) | 2021 | Technical | GWh | After Competition Groups | 0.2604 | 0 | 0 | 14508.5588 | 1.7948e-05 | 86 | Commercial_2021_Technical_GWh_After Competition Groups_86 | Heat Pump Water Heater (50 Gallons) | 0.001795% | 0 | 0.2604 | Commercial_2021_Technical_GWh_After Competition Groups_Heat Pump Water Heater (50 Gallons)
Commercial | Com ¦ EC Plug Fan for Data Center (under cabinet) | 2021 | Technical | GWh | After Competition Groups | 0.17296 | 0 | 0 | 14508.5588 | 1.1921e-05 | 87 | Commercial_2021_Technical_GWh_After Competition Groups_87 | EC Plug Fan for Data Center (under cabinet) | 0.001192% | 0 | 0.17296 | Commercial_2021_Technical_GWh_After Competition Groups_EC Plug Fan for Data Center (under cabinet)
Commercial | Com ¦ High Efficiency Chiller (avg of water and air cooled) | 2021 | Technical | GWh | After Competition Groups | 0.16662 | 0 | 0 | 14508.5588 | 1.1484e-05 | 88 | Commercial_2021_Technical_GWh_After Competition Groups_88 | High Efficiency Chiller (avg of water and air cooled) | 0.001148% | 0 | 0.16662 | Commercial_2021_Technical_GWh_After Competition Groups_High Efficiency Chiller (avg of water and air cooled)
Commercial | Com ¦ Exterior Photocell | 2021 | Technical | GWh | After Competition Groups | 0.076908 | 0 | 0 | 14508.5588 | 5.3009e-06 | 89 | Commercial_2021_Technical_GWh_After Competition Groups_89 | Exterior Photocell | 0.0005301% | 0 | 0.076908 | Commercial_2021_Technical_GWh_After Competition Groups_Exterior Photocell
Commercial | Com ¦ eCube | 2021 | Technical | GWh | After Competition Groups | 0.055664 | 0 | 0 | 14508.5588 | 3.8367e-06 | 90 | Commercial_2021_Technical_GWh_After Competition Groups_90 | eCube | 0.0003837% | 0 | 0.055664 | Commercial_2021_Technical_GWh_After Competition Groups_eCube
Commercial | Com ¦ Air Curtains | 2021 | Technical | GWh | After Competition Groups | 0.049177 | 0 | 0 | 14508.5588 | 3.3895e-06 | 91 | Commercial_2021_Technical_GWh_After Competition Groups_91 | Air Curtains | 0.000339% | 0 | 0.049177 | Commercial_2021_Technical_GWh_After Competition Groups_Air Curtains
Commercial | Com ¦ VSD Air Compressor | 2021 | Technical | GWh | After Competition Groups | 0.015055 | 0 | 0 | 14508.5588 | 1.0377e-06 | 92 | Commercial_2021_Technical_GWh_After Competition Groups_92 | VSD Air Compressor | 0.0001038% | 0 | 0.015055 | Commercial_2021_Technical_GWh_After Competition Groups_VSD Air Compressor
Commercial | Com ¦ High Efficiency Induction Cooking | 2021 | Technical | GWh | After Competition Groups | 0.0058355 | 0 | 0 | 14508.5588 | 4.0221e-07 | 93 | Commercial_2021_Technical_GWh_After Competition Groups_93 | High Efficiency Induction Cooking | 4.022e-05% | 0 | 0.0058355 | Commercial_2021_Technical_GWh_After Competition Groups_High Efficiency Induction Cooking
Commercial | Com ¦ Electric Convection Combination Ovens | 2021 | Technical | GWh | After Competition Groups | 0.0011488 | 0 | 0 | 14508.5588 | 7.9181e-08 | 94 | Commercial_2021_Technical_GWh_After Competition Groups_94 | Electric Convection Combination Ovens | 7.918e-06% | 0 | 0.0011488 | Commercial_2021_Technical_GWh_After Competition Groups_Electric Convection Combination Ovens
Commercial | Com ¦ Building Recommissioning, Operations and Maintenance (O&M) Improvements | 2022 | Economic | GWh | After Competition Groups | 2397.083 | 0 | 0 | 11839.5033 | 0.20246 | 1 | Commercial_2022_Economic_GWh_After Competition Groups_1 | Building Recommissioning, Operations and Maintenance (O&M) Improvements | 20.25% | 0 | 2397.083 | Commercial_2022_Economic_GWh_After Competition Groups_Building Recommissioning, Operations and Maintenance (O&M) Improvements
Commercial | Com ¦ LED Troffer/Surface/Suspended | 2022 | Economic | GWh | After Competition Groups | 1057.1291 | 0 | 0 | 11839.5033 | 0.089288 | 2 | Commercial_2022_Economic_GWh_After Competition Groups_2 | LED Troffer/Surface/Suspended | 8.929% | 0 | 1057.1291 | Commercial_2022_Economic_GWh_After Competition Groups_LED Troffer/Surface/Suspended
Commercial | Com ¦ LED Low/High Bay | 2022 | Economic | GWh | After Competition Groups | 1000.3061 | 0 | 0 | 11839.5033 | 0.084489 | 3 | Commercial_2022_Economic_GWh_After Competition Groups_3 | LED Low/High Bay | 8.449% | 0 | 1000.3061 | Commercial_2022_Economic_GWh_After Competition Groups_LED Low/High Bay
Commercial | Com ¦ Education and Capacity Building/Energy Behavior | 2022 | Economic | GWh | After Competition Groups | 889.135 | 0 | 0 | 11839.5033 | 0.075099 | 4 | Commercial_2022_Economic_GWh_After Competition Groups_4 | Education and Capacity Building/Energy Behavior | 7.51% | 0 | 889.135 | Commercial_2022_Economic_GWh_After Competition Groups_Education and Capacity Building/Energy Behavior
Commercial | Com ¦ ENERGY STAR LED LAMPS (REFLECTOR LAMPs/MR16/PAR 16) | 2022 | Economic | GWh | After Competition Groups | 865.1623 | 0 | 0 | 11839.5033 | 0.073074 | 5 | Commercial_2022_Economic_GWh_After Competition Groups_5 | ENERGY STAR LED LAMPS (REFLECTOR LAMPs/MR16/PAR 16) | 7.307% | 0 | 865.1623 | Commercial_2022_Economic_GWh_After Competition Groups_ENERGY STAR LED LAMPS (REFLECTOR LAMPs/MR16/PAR 16)
Commercial | Com ¦ Furnace Tune-Up | 2022 | Economic | GWh | After Competition Groups | 658.2238 | 0 | 0 | 11839.5033 | 0.055596 | 6 | Commercial_2022_Economic_GWh_After Competition Groups_6 | Furnace Tune-Up | 5.56% | 0 | 658.2238 | Commercial_2022_Economic_GWh_After Competition Groups_Furnace Tune-Up
Commercial | Com ¦ LED EXTERIOR AREA LIGHTS - LED fixture (200W) | 2022 | Economic | GWh | After Competition Groups | 513.0862 | 0 | 0 | 11839.5033 | 0.043337 | 7 | Commercial_2022_Economic_GWh_After Competition Groups_7 | LED EXTERIOR AREA LIGHTS - LED fixture (200W) | 4.334% | 0 | 513.0862 | Commercial_2022_Economic_GWh_After Competition Groups_LED EXTERIOR AREA LIGHTS - LED fixture (200W)
Commercial | Com ¦ LED parking lot fixture | 2022 | Economic | GWh | After Competition Groups | 501.1105 | 0 | 0 | 11839.5033 | 0.042325 | 8 | Commercial_2022_Economic_GWh_After Competition Groups_8 | LED parking lot fixture | 4.233% | 0 | 501.1105 | Commercial_2022_Economic_GWh_After Competition Groups_LED parking lot fixture
Commercial | Com ¦ Advanced BAS/Controllers | 2022 | Economic | GWh | After Competition Groups | 315.2911 | 0 | 0 | 11839.5033 | 0.02663 | 9 | Commercial_2022_Economic_GWh_After Competition Groups_9 | Advanced BAS/Controllers | 2.663% | 0 | 315.2911 | Commercial_2022_Economic_GWh_After Competition Groups_Advanced BAS/Controllers
Commercial | Com ¦ LED street light fixture | 2022 | Economic | GWh | After Competition Groups | 294.8468 | 0 | 0 | 11839.5033 | 0.024904 | 10 | Commercial_2022_Economic_GWh_After Competition Groups_10 | LED street light fixture | 2.49% | 0 | 294.8468 | Commercial_2022_Economic_GWh_After Competition Groups_LED street light fixture
Commercial | Com ¦ LED Replacement Lamp (Tube) | 2022 | Economic | GWh | After Competition Groups | 238.957 | 0 | 0 | 11839.5033 | 0.020183 | 11 | Commercial_2022_Economic_GWh_After Competition Groups_11 | LED Replacement Lamp (Tube) | 2.018% | 0 | 238.957 | Commercial_2022_Economic_GWh_After Competition Groups_LED Replacement Lamp (Tube)
Commercial | Com ¦ Strip Curtains | 2022 | Economic | GWh | After Competition Groups | 229.9313 | 0 | 0 | 11839.5033 | 0.019421 | 12 | Commercial_2022_Economic_GWh_After Competition Groups_12 | Strip Curtains | 1.942% | 0 | 229.9313 | Commercial_2022_Economic_GWh_After Competition Groups_Strip Curtains
Commercial | Com ¦ Demand Control Ventilation | 2022 | Economic | GWh | After Competition Groups | 225.5548 | 0 | 0 | 11839.5033 | 0.019051 | 13 | Commercial_2022_Economic_GWh_After Competition Groups_13 | Demand Control Ventilation | 1.905% | 0 | 225.5548 | Commercial_2022_Economic_GWh_After Competition Groups_Demand Control Ventilation
Commercial | Com ¦ High Efficiency Air Source Heat Pump | 2022 | Economic | GWh | After Competition Groups | 221.3744 | 0 | 0 | 11839.5033 | 0.018698 | 14 | Commercial_2022_Economic_GWh_After Competition Groups_14 | High Efficiency Air Source Heat Pump | 1.87% | 0 | 221.3744 | Commercial_2022_Economic_GWh_After Competition Groups_High Efficiency Air Source Heat Pump
Commercial | Com ¦ Variable Frequency Drive (VFD) | 2022 | Economic | GWh | After Competition Groups | 218.1777 | 0 | 0 | 11839.5033 | 0.018428 | 15 | Commercial_2022_Economic_GWh_After Competition Groups_15 | Variable Frequency Drive (VFD) | 1.843% | 0 | 218.1777 | Commercial_2022_Economic_GWh_After Competition Groups_Variable Frequency Drive (VFD)
Commercial | Com ¦ Data Center Storage/Server Virtualization | 2022 | Economic | GWh | After Competition Groups | 213.3201 | 0 | 0 | 11839.5033 | 0.018018 | 16 | Commercial_2022_Economic_GWh_After Competition Groups_16 | Data Center Storage/Server Virtualization | 1.802% | 0 | 213.3201 | Commercial_2022_Economic_GWh_After Competition Groups_Data Center Storage/Server Virtualization
Commercial | Com ¦ VFD on Pumps | 2022 | Economic | GWh | After Competition Groups | 204.1884 | 0 | 0 | 11839.5033 | 0.017246 | 17 | Commercial_2022_Economic_GWh_After Competition Groups_17 | VFD on Pumps | 1.725% | 0 | 204.1884 | Commercial_2022_Economic_GWh_After Competition Groups_VFD on Pumps
Commercial | Com ¦ Air Handler with Dedicated Outdoor Air Systems | 2022 | Economic | GWh | After Competition Groups | 166.5214 | 0 | 0 | 11839.5033 | 0.014065 | 18 | Commercial_2022_Economic_GWh_After Competition Groups_18 | Air Handler with Dedicated Outdoor Air Systems | 1.406% | 0 | 166.5214 | Commercial_2022_Economic_GWh_After Competition Groups_Air Handler with Dedicated Outdoor Air Systems
Commercial | Com ¦ Centrally controlled desktop PC/NETWORK PC POWER MANAGEMENT SOFTWARE | 2022 | Economic | GWh | After Competition Groups | 159.3597 | 0 | 0 | 11839.5033 | 0.01346 | 19 | Commercial_2022_Economic_GWh_After Competition Groups_19 | Centrally controlled desktop PC/NETWORK PC POWER MANAGEMENT SOFTWARE | 1.346% | 0 | 159.3597 | Commercial_2022_Economic_GWh_After Competition Groups_Centrally controlled desktop PC/NETWORK PC POWER MANAGEMENT SOFTWARE
Commercial | Com ¦ Adaptive Thermostats | 2022 | Economic | GWh | After Competition Groups | 134.6703 | 0 | 0 | 11839.5033 | 0.011375 | 20 | Commercial_2022_Economic_GWh_After Competition Groups_20 | Adaptive Thermostats | 1.137% | 0 | 134.6703 | Commercial_2022_Economic_GWh_After Competition Groups_Adaptive Thermostats
Commercial | Com ¦ LED or Equivalent Sign Lighting | 2022 | Economic | GWh | After Competition Groups | 133.7206 | 0 | 0 | 11839.5033 | 0.011294 | 21 | Commercial_2022_Economic_GWh_After Competition Groups_21 | LED or Equivalent Sign Lighting | 1.129% | 0 | 133.7206 | Commercial_2022_Economic_GWh_After Competition Groups_LED or Equivalent Sign Lighting
Commercial | Com ¦ Reach-in Shaded Pole to ECM/PSC Evaporator Fan Motor | 2022 | Economic | GWh | After Competition Groups | 111.4749 | 0 | 0 | 11839.5033 | 0.0094155 | 22 | Commercial_2022_Economic_GWh_After Competition Groups_22 | Reach-in Shaded Pole to ECM/PSC Evaporator Fan Motor | 0.9416% | 0 | 111.4749 | Commercial_2022_Economic_GWh_After Competition Groups_Reach-in Shaded Pole to ECM/PSC Evaporator Fan Motor
Commercial | Com ¦ ENERGY STAR LED LAMPS (General Service Lamps) | 2022 | Economic | GWh | After Competition Groups | 106.1505 | 0 | 0 | 11839.5033 | 0.0089658 | 23 | Commercial_2022_Economic_GWh_After Competition Groups_23 | ENERGY STAR LED LAMPS (General Service Lamps) | 0.8966% | 0 | 106.1505 | Commercial_2022_Economic_GWh_After Competition Groups_ENERGY STAR LED LAMPS (General Service Lamps)
Commercial | Com ¦ ECM MOTORS FOR EVAPORATOR FANS for refrigeration (WALK-IN) | 2022 | Economic | GWh | After Competition Groups | 103.3552 | 0 | 0 | 11839.5033 | 0.0087297 | 24 | Commercial_2022_Economic_GWh_After Competition Groups_24 | ECM MOTORS FOR EVAPORATOR FANS for refrigeration (WALK-IN) | 0.873% | 0 | 103.3552 | Commercial_2022_Economic_GWh_After Competition Groups_ECM MOTORS FOR EVAPORATOR FANS for refrigeration (WALK-IN)
Commercial | Com ¦ Condensing Unit Heaters or other Efficient Unit Heating System | 2022 | Economic | GWh | After Competition Groups | 99.0532 | 0 | 0 | 11839.5033 | 0.0083663 | 25 | Commercial_2022_Economic_GWh_After Competition Groups_25 | Condensing Unit Heaters or other Efficient Unit Heating System | 0.8366% | 0 | 99.0532 | Commercial_2022_Economic_GWh_After Competition Groups_Condensing Unit Heaters or other Efficient Unit Heating System
Commercial | Com ¦ Freezer Case Light Sensor | 2022 | Economic | GWh | After Competition Groups | 85.1252 | 0 | 0 | 11839.5033 | 0.0071899 | 26 | Commercial_2022_Economic_GWh_After Competition Groups_26 | Freezer Case Light Sensor | 0.719% | 0 | 85.1252 | Commercial_2022_Economic_GWh_After Competition Groups_Freezer Case Light Sensor
Commercial | Com ¦ Evaporator Fan Controls | 2022 | Economic | GWh | After Competition Groups | 83.0359 | 0 | 0 | 11839.5033 | 0.0070135 | 27 | Commercial_2022_Economic_GWh_After Competition Groups_27 | Evaporator Fan Controls | 0.7013% | 0 | 83.0359 | Commercial_2022_Economic_GWh_After Competition Groups_Evaporator Fan Controls
Commercial | Com ¦ Occupancy Sensors | 2022 | Economic | GWh | After Competition Groups | 69.9291 | 0 | 0 | 11839.5033 | 0.0059064 | 28 | Commercial_2022_Economic_GWh_After Competition Groups_28 | Occupancy Sensors | 0.5906% | 0 | 69.9291 | Commercial_2022_Economic_GWh_After Competition Groups_Occupancy Sensors
Commercial | Com ¦ Demand Control Kitchen Ventilation | 2022 | Economic | GWh | After Competition Groups | 69.8548 | 0 | 0 | 11839.5033 | 0.0059001 | 29 | Commercial_2022_Economic_GWh_After Competition Groups_29 | Demand Control Kitchen Ventilation | 0.59% | 0 | 69.8548 | Commercial_2022_Economic_GWh_After Competition Groups_Demand Control Kitchen Ventilation
Commercial | Com ¦ Unitary Air-Conditioning Unit | 2022 | Economic | GWh | After Competition Groups | 66.2412 | 0 | 0 | 11839.5033 | 0.0055949 | 30 | Commercial_2022_Economic_GWh_After Competition Groups_30 | Unitary Air-Conditioning Unit | 0.5595% | 0 | 66.2412 | Commercial_2022_Economic_GWh_After Competition Groups_Unitary Air-Conditioning Unit
Commercial | Com ¦ Refrigerated Display Case Doors | 2022 | Economic | GWh | After Competition Groups | 54.2589 | 0 | 0 | 11839.5033 | 0.0045829 | 31 | Commercial_2022_Economic_GWh_After Competition Groups_31 | Refrigerated Display Case Doors | 0.4583% | 0 | 54.2589 | Commercial_2022_Economic_GWh_After Competition Groups_Refrigerated Display Case Doors
Commercial | Com ¦ Elec Storage WH 2.30 Et | 2022 | Economic | GWh | After Competition Groups | 34.0811 | 0 | 0 | 11839.5033 | 0.0028786 | 32 | Commercial_2022_Economic_GWh_After Competition Groups_32 | Elec Storage WH 2.30 Et | 0.2879% | 0 | 34.0811 | Commercial_2022_Economic_GWh_After Competition Groups_Elec Storage WH 2.30 Et
Commercial | Com ¦ BEVERAGE VENDING MACHINE CONTROLS | 2022 | Economic | GWh | After Competition Groups | 32.6101 | 0 | 0 | 11839.5033 | 0.0027543 | 33 | Commercial_2022_Economic_GWh_After Competition Groups_33 | BEVERAGE VENDING MACHINE CONTROLS | 0.2754% | 0 | 32.6101 | Commercial_2022_Economic_GWh_After Competition Groups_BEVERAGE VENDING MACHINE CONTROLS
Commercial | Com ¦ Temperature Adjustment in Commercial Freezers | 2022 | Economic | GWh | After Competition Groups | 31.752 | 0 | 0 | 11839.5033 | 0.0026819 | 34 | Commercial_2022_Economic_GWh_After Competition Groups_34 | Temperature Adjustment in Commercial Freezers | 0.2682% | 0 | 31.752 | Commercial_2022_Economic_GWh_After Competition Groups_Temperature Adjustment in Commercial Freezers
Commercial | Com ¦ Energy Efficient Laboratory Fume Hood | 2022 | Economic | GWh | After Competition Groups | 28.2799 | 0 | 0 | 11839.5033 | 0.0023886 | 35 | Commercial_2022_Economic_GWh_After Competition Groups_35 | Energy Efficient Laboratory Fume Hood | 0.2389% | 0 | 28.2799 | Commercial_2022_Economic_GWh_After Competition Groups_Energy Efficient Laboratory Fume Hood
Commercial | Com ¦ CO Sensors for parking garage exhaust fans | 2022 | Economic | GWh | After Competition Groups | 27.1361 | 0 | 0 | 11839.5033 | 0.002292 | 36 | Commercial_2022_Economic_GWh_After Competition Groups_36 | CO Sensors for parking garage exhaust fans | 0.2292% | 0 | 27.1361 | Commercial_2022_Economic_GWh_After Competition Groups_CO Sensors for parking garage exhaust fans
Commercial | Com ¦ Vertical Night Covers | 2022 | Economic | GWh | After Competition Groups | 24.631 | 0 | 0 | 11839.5033 | 0.0020804 | 37 | Commercial_2022_Economic_GWh_After Competition Groups_37 | Vertical Night Covers | 0.208% | 0 | 24.631 | Commercial_2022_Economic_GWh_After Competition Groups_Vertical Night Covers
Commercial | Com ¦ Duct Insulation, R8 | 2022 | Economic | GWh | After Competition Groups | 21.9282 | 0 | 0 | 11839.5033 | 0.0018521 | 38 | Commercial_2022_Economic_GWh_After Competition Groups_38 | Duct Insulation, R8 | 0.1852% | 0 | 21.9282 | Commercial_2022_Economic_GWh_After Competition Groups_Duct Insulation, R8
Commercial | Com ¦ Water Heating (DHW) Pipe Insulation (Add 3/4\ Foam)" | 2022 | Economic | GWh | After Competition Groups | 21.2002 | 0 | 0 | 11839.5033 | 0.0017906 | 39 | Commercial_2022_Economic_GWh_After Competition Groups_39 | Water Heating (DHW) Pipe Insulation (Add 3/4\ Foam)" | 0.1791% | 0 | 21.2002 | Commercial_2022_Economic_GWh_After Competition Groups_Water Heating (DHW) Pipe Insulation (Add 3/4\ Foam)"
Commercial | Com ¦ Refrigerated Display Case LED | 2022 | Economic | GWh | After Competition Groups | 18.1944 | 0 | 0 | 11839.5033 | 0.0015368 | 40 | Commercial_2022_Economic_GWh_After Competition Groups_40 | Refrigerated Display Case LED | 0.1537% | 0 | 18.1944 | Commercial_2022_Economic_GWh_After Competition Groups_Refrigerated Display Case LED
Commercial | Com ¦ ENERGY STAR Griddle (74% eff) | 2022 | Economic | GWh | After Competition Groups | 16.0783 | 0 | 0 | 11839.5033 | 0.001358 | 41 | Commercial_2022_Economic_GWh_After Competition Groups_41 | ENERGY STAR Griddle (74% eff) | 0.1358% | 0 | 16.0783 | Commercial_2022_Economic_GWh_After Competition Groups_ENERGY STAR Griddle (74% eff)
Commercial | Com ¦ Outside Air Economizer | 2022 | Economic | GWh | After Competition Groups | 15.948 | 0 | 0 | 11839.5033 | 0.001347 | 42 | Commercial_2022_Economic_GWh_After Competition Groups_42 | Outside Air Economizer | 0.1347% | 0 | 15.948 | Commercial_2022_Economic_GWh_After Competition Groups_Outside Air Economizer
Commercial | Com ¦ Chilled Water Optimization | 2022 | Economic | GWh | After Competition Groups | 15.826 | 0 | 0 | 11839.5033 | 0.0013367 | 43 | Commercial_2022_Economic_GWh_After Competition Groups_43 | Chilled Water Optimization | 0.1337% | 0 | 15.826 | Commercial_2022_Economic_GWh_After Competition Groups_Chilled Water Optimization
Commercial | Com ¦ Suction Pipe Insulation Freezer/Refrigerator | 2022 | Economic | GWh | After Competition Groups | 13.4618 | 0 | 0 | 11839.5033 | 0.001137 | 44 | Commercial_2022_Economic_GWh_After Competition Groups_44 | Suction Pipe Insulation Freezer/Refrigerator | 0.1137% | 0 | 13.4618 | Commercial_2022_Economic_GWh_After Competition Groups_Suction Pipe Insulation Freezer/Refrigerator
Commercial | Com ¦ Water Source Heat Pump (4 ton) | 2022 | Economic | GWh | After Competition Groups | 12.1952 | 0 | 0 | 11839.5033 | 0.00103 | 45 | Commercial_2022_Economic_GWh_After Competition Groups_45 | Water Source Heat Pump (4 ton) | 0.103% | 0 | 12.1952 | Commercial_2022_Economic_GWh_After Competition Groups_Water Source Heat Pump (4 ton)
Commercial | Com ¦ ENERGY STAR Dishwasher | 2022 | Economic | GWh | After Competition Groups | 8.9081 | 0 | 0 | 11839.5033 | 0.00075241 | 46 | Commercial_2022_Economic_GWh_After Competition Groups_46 | ENERGY STAR Dishwasher | 0.07524% | 0 | 8.9081 | Commercial_2022_Economic_GWh_After Competition Groups_ENERGY STAR Dishwasher
Commercial | Com ¦ Ozone Laundry Treatment | 2022 | Economic | GWh | After Competition Groups | 6.0845 | 0 | 0 | 11839.5033 | 0.00051392 | 47 | Commercial_2022_Economic_GWh_After Competition Groups_47 | Ozone Laundry Treatment | 0.05139% | 0 | 6.0845 | Commercial_2022_Economic_GWh_After Competition Groups_Ozone Laundry Treatment
Commercial | Com ¦ ENERGY STAR Fryer (84% eff) | 2022 | Economic | GWh | After Competition Groups | 5.6037 | 0 | 0 | 11839.5033 | 0.0004733 | 48 | Commercial_2022_Economic_GWh_After Competition Groups_48 | ENERGY STAR Fryer (84% eff) | 0.04733% | 0 | 5.6037 | Commercial_2022_Economic_GWh_After Competition Groups_ENERGY STAR Fryer (84% eff)
Commercial | Com ¦ Demand controlled Circulating Systems | 2022 | Economic | GWh | After Competition Groups | 4.543 | 0 | 0 | 11839.5033 | 0.00038372 | 49 | Commercial_2022_Economic_GWh_After Competition Groups_49 | Demand controlled Circulating Systems | 0.03837% | 0 | 4.543 | Commercial_2022_Economic_GWh_After Competition Groups_Demand controlled Circulating Systems
Commercial | Com ¦ ENERGY STAR Steam Cookers | 2022 | Economic | GWh | After Competition Groups | 2.7454 | 0 | 0 | 11839.5033 | 0.00023188 | 50 | Commercial_2022_Economic_GWh_After Competition Groups_50 | ENERGY STAR Steam Cookers | 0.02319% | 0 | 2.7454 | Commercial_2022_Economic_GWh_After Competition Groups_ENERGY STAR Steam Cookers
Commercial | Com ¦ ECM MOTORS FOR HVAC APPLICATION (FAN-POWERED VAV BOX) | 2022 | Economic | GWh | After Competition Groups | 2.4595 | 0 | 0 | 11839.5033 | 0.00020773 | 51 | Commercial_2022_Economic_GWh_After Competition Groups_51 | ECM MOTORS FOR HVAC APPLICATION (FAN-POWERED VAV BOX) | 0.02077% | 0 | 2.4595 | Commercial_2022_Economic_GWh_After Competition Groups_ECM MOTORS FOR HVAC APPLICATION (FAN-POWERED VAV BOX)
Commercial | Com ¦ Notched V belts for HVAC Systems | 2022 | Economic | GWh | After Competition Groups | 1.6356 | 0 | 0 | 11839.5033 | 0.00013815 | 52 | Commercial_2022_Economic_GWh_After Competition Groups_52 | Notched V belts for HVAC Systems | 0.01381% | 0 | 1.6356 | Commercial_2022_Economic_GWh_After Competition Groups_Notched V belts for HVAC Systems
Commercial | Com ¦ Thermostat Setback | 2022 | Economic | GWh | After Competition Groups | 1.5313 | 0 | 0 | 11839.5033 | 0.00012934 | 53 | Commercial_2022_Economic_GWh_After Competition Groups_53 | Thermostat Setback | 0.01293% | 0 | 1.5313 | Commercial_2022_Economic_GWh_After Competition Groups_Thermostat Setback
Commercial | Com ¦ Solar Water Preheat (Pools/DHW) | 2022 | Economic | GWh | After Competition Groups | 1.2585 | 0 | 0 | 11839.5033 | 0.0001063 | 54 | Commercial_2022_Economic_GWh_After Competition Groups_54 | Solar Water Preheat (Pools/DHW) | 0.01063% | 0 | 1.2585 | Commercial_2022_Economic_GWh_After Competition Groups_Solar Water Preheat (Pools/DHW)
Commercial | Com ¦ Auto Off Time Switch or Time Clock control | 2022 | Economic | GWh | After Competition Groups | 1.2533 | 0 | 0 | 11839.5033 | 0.00010586 | 55 | Commercial_2022_Economic_GWh_After Competition Groups_55 | Auto Off Time Switch or Time Clock control | 0.01059% | 0 | 1.2533 | Commercial_2022_Economic_GWh_After Competition Groups_Auto Off Time Switch or Time Clock control
Commercial | Com ¦ PTAC (12 EER/10,000 BTU) | 2022 | Economic | GWh | After Competition Groups | 1.0177 | 0 | 0 | 11839.5033 | 8.5962e-05 | 56 | Commercial_2022_Economic_GWh_After Competition Groups_56 | PTAC (12 EER/10,000 BTU) | 0.008596% | 0 | 1.0177 | Commercial_2022_Economic_GWh_After Competition Groups_PTAC (12 EER/10,000 BTU)
Commercial | Com ¦ CEE Tier 2/Energy Star Clothes Washers | 2022 | Economic | GWh | After Competition Groups | 0.68771 | 0 | 0 | 11839.5033 | 5.8086e-05 | 57 | Commercial_2022_Economic_GWh_After Competition Groups_57 | CEE Tier 2/Energy Star Clothes Washers | 0.005809% | 0 | 0.68771 | Commercial_2022_Economic_GWh_After Competition Groups_CEE Tier 2/Energy Star Clothes Washers
Commercial | Com ¦ Condensing Make Up Air Unit | 2022 | Economic | GWh | After Competition Groups | 0.67427 | 0 | 0 | 11839.5033 | 5.695e-05 | 58 | Commercial_2022_Economic_GWh_After Competition Groups_58 | Condensing Make Up Air Unit | 0.005695% | 0 | 0.67427 | Commercial_2022_Economic_GWh_After Competition Groups_Condensing Make Up Air Unit
Commercial | Com ¦ Low Flow Pre-Rinse Spray Nozzle | 2022 | Economic | GWh | After Competition Groups | 0.52703 | 0 | 0 | 11839.5033 | 4.4515e-05 | 59 | Commercial_2022_Economic_GWh_After Competition Groups_59 | Low Flow Pre-Rinse Spray Nozzle | 0.004451% | 0 | 0.52703 | Commercial_2022_Economic_GWh_After Competition Groups_Low Flow Pre-Rinse Spray Nozzle
Commercial | COM ¦ Ductless Mini-Split Heat Pumps | 2022 | Economic | GWh | After Competition Groups | 0.49077 | 0 | 0 | 11839.5033 | 4.1452e-05 | 60 | Commercial_2022_Economic_GWh_After Competition Groups_60 | Ductless Mini-Split Heat Pumps | 0.004145% | 0 | 0.49077 | Commercial_2022_Economic_GWh_After Competition Groups_Ductless Mini-Split Heat Pumps
Commercial | Com ¦ HVAC Optimization | 2022 | Economic | GWh | After Competition Groups | 0.29753 | 0 | 0 | 11839.5033 | 2.5131e-05 | 61 | Commercial_2022_Economic_GWh_After Competition Groups_61 | HVAC Optimization | 0.002513% | 0 | 0.29753 | Commercial_2022_Economic_GWh_After Competition Groups_HVAC Optimization
Commercial | Com ¦ Commercial Hot Food Holding Cabinets | 2022 | Economic | GWh | After Competition Groups | 0.24527 | 0 | 0 | 11839.5033 | 2.0716e-05 | 62 | Commercial_2022_Economic_GWh_After Competition Groups_62 | Commercial Hot Food Holding Cabinets | 0.002072% | 0 | 0.24527 | Commercial_2022_Economic_GWh_After Competition Groups_Commercial Hot Food Holding Cabinets
Commercial | Com ¦ Energy Recovery Ventilation and Ventilation (Enhanced) | 2022 | Economic | GWh | After Competition Groups | 0.2209 | 0 | 0 | 11839.5033 | 1.8658e-05 | 63 | Commercial_2022_Economic_GWh_After Competition Groups_63 | Energy Recovery Ventilation and Ventilation (Enhanced) | 0.001866% | 0 | 0.2209 | Commercial_2022_Economic_GWh_After Competition Groups_Energy Recovery Ventilation and Ventilation (Enhanced)
Commercial | Com ¦ Wall Insulation | 2022 | Economic | GWh | After Competition Groups | 0.20143 | 0 | 0 | 11839.5033 | 1.7013e-05 | 64 | Commercial_2022_Economic_GWh_After Competition Groups_64 | Wall Insulation | 0.001701% | 0 | 0.20143 | Commercial_2022_Economic_GWh_After Competition Groups_Wall Insulation
Commercial | Com ¦ Room AC (w/ louvered sides) 14 SEER from 12 SEER code | 2022 | Economic | GWh | After Competition Groups | 0.057111 | 0 | 0 | 11839.5033 | 4.8237e-06 | 65 | Commercial_2022_Economic_GWh_After Competition Groups_65 | Room AC (w/ louvered sides) 14 SEER from 12 SEER code | 0.0004824% | 0 | 0.057111 | Commercial_2022_Economic_GWh_After Competition Groups_Room AC (w/ louvered sides) 14 SEER from 12 SEER code
Commercial | Com ¦ Air Curtains | 2022 | Economic | GWh | After Competition Groups | 0.049884 | 0 | 0 | 11839.5033 | 4.2134e-06 | 66 | Commercial_2022_Economic_GWh_After Competition Groups_66 | Air Curtains | 0.0004213% | 0 | 0.049884 | Commercial_2022_Economic_GWh_After Competition Groups_Air Curtains
Commercial | Com ¦ EC Plug Fan for Data Center (under cabinet) | 2022 | Economic | GWh | After Competition Groups | 0.022381 | 0 | 0 | 11839.5033 | 1.8904e-06 | 67 | Commercial_2022_Economic_GWh_After Competition Groups_67 | EC Plug Fan for Data Center (under cabinet) | 0.000189% | 0 | 0.022381 | Commercial_2022_Economic_GWh_After Competition Groups_EC Plug Fan for Data Center (under cabinet)
Commercial | Com ¦ VSD Air Compressor | 2022 | Economic | GWh | After Competition Groups | 0.019199 | 0 | 0 | 11839.5033 | 1.6216e-06 | 68 | Commercial_2022_Economic_GWh_After Competition Groups_68 | VSD Air Compressor | 0.0001622% | 0 | 0.019199 | Commercial_2022_Economic_GWh_After Competition Groups_VSD Air Compressor
Commercial | Com ¦ High Efficiency Chiller (avg of water and air cooled) | 2022 | Economic | GWh | After Competition Groups | 0.01733 | 0 | 0 | 11839.5033 | 1.4637e-06 | 69 | Commercial_2022_Economic_GWh_After Competition Groups_69 | High Efficiency Chiller (avg of water and air cooled) | 0.0001464% | 0 | 0.01733 | Commercial_2022_Economic_GWh_After Competition Groups_High Efficiency Chiller (avg of water and air cooled)
Commercial | Com ¦ Electric Convection Combination Ovens | 2022 | Economic | GWh | After Competition Groups | 0.0014782 | 0 | 0 | 11839.5033 | 1.2485e-07 | 70 | Commercial_2022_Economic_GWh_After Competition Groups_70 | Electric Convection Combination Ovens | 1.249e-05% | 0 | 0.0014782 | Commercial_2022_Economic_GWh_After Competition Groups_Electric Convection Combination Ovens
Commercial | Com ¦ Door Gasket Freezer/Refrigerator | 2022 | Economic | GWh | After Competition Groups | 0 | 0 | 0 | 11839.5033 | 0 | 71 | Commercial_2022_Economic_GWh_After Competition Groups_71 | Door Gasket Freezer/Refrigerator | 0% | 0 | 0 | Commercial_2022_Economic_GWh_After Competition Groups_Door Gasket Freezer/Refrigerator
Commercial | Com ¦ Efficient compressor motor | 2022 | Economic | GWh | After Competition Groups | 0 | 0 | 0 | 11839.5033 | 0 | 72 | Commercial_2022_Economic_GWh_After Competition Groups_72 | Efficient compressor motor | 0% | 0 | 0 | Commercial_2022_Economic_GWh_After Competition Groups_Efficient compressor motor
Commercial | Com ¦ Indoor Daylight Sensors/Photocell Dimming Control | 2022 | Economic | GWh | After Competition Groups | 0 | 0 | 0 | 11839.5033 | 0 | 73 | Commercial_2022_Economic_GWh_After Competition Groups_73 | Indoor Daylight Sensors/Photocell Dimming Control | 0% | 0 | 0 | Commercial_2022_Economic_GWh_After Competition Groups_Indoor Daylight Sensors/Photocell Dimming Control
Commercial | Com ¦ LED RECESSED DOWNLIGHTS | 2022 | Economic | GWh | After Competition Groups | 0 | 0 | 0 | 11839.5033 | 0 | 74 | Commercial_2022_Economic_GWh_After Competition Groups_74 | LED RECESSED DOWNLIGHTS | 0% | 0 | 0 | Commercial_2022_Economic_GWh_After Competition Groups_LED RECESSED DOWNLIGHTS
Commercial | Com ¦ Variable Refrigerant Flow Heat Pump | 2022 | Economic | GWh | After Competition Groups | 0 | 0 | 0 | 11839.5033 | 0 | 75 | Commercial_2022_Economic_GWh_After Competition Groups_75 | Variable Refrigerant Flow Heat Pump | 0% | 0 | 0 | Commercial_2022_Economic_GWh_After Competition Groups_Variable Refrigerant Flow Heat Pump
Commercial | Com ¦ ENERGY STAR LED LAMPS (REFLECTOR LAMPs/MR16/PAR 16) | 2022 | SC A | GWh | After Competition Groups | 443.6658 | 6789320.2105 | 6.7893 | 2428.7312 | 0.18267 | 1 | Commercial_2022_SC A_GWh_After Competition Groups_1 | ENERGY STAR LED LAMPS (REFLECTOR LAMPs/MR16/PAR 16) | 18.27% | 6.7893 | 443.6658 | Commercial_2022_SC A_GWh_After Competition Groups_ENERGY STAR LED LAMPS (REFLECTOR LAMPs/MR16/PAR 16)
Commercial | Com ¦ LED EXTERIOR AREA LIGHTS - LED fixture (200W) | 2022 | SC A | GWh | After Competition Groups | 247.9906 | 8934469.8445 | 8.9345 | 2428.7312 | 0.10211 | 2 | Commercial_2022_SC A_GWh_After Competition Groups_2 | LED EXTERIOR AREA LIGHTS - LED fixture (200W) | 10.21% | 8.9345 | 247.9906 | Commercial_2022_SC A_GWh_After Competition Groups_LED EXTERIOR AREA LIGHTS - LED fixture (200W)
Commercial | Com ¦ LED parking lot fixture | 2022 | SC A | GWh | After Competition Groups | 247.4795 | 10687223.5464 | 10.6872 | 2428.7312 | 0.1019 | 3 | Commercial_2022_SC A_GWh_After Competition Groups_3 | LED parking lot fixture | 10.19% | 10.6872 | 247.4795 | Commercial_2022_SC A_GWh_After Competition Groups_LED parking lot fixture
Commercial | Com ¦ LED Replacement Lamp (Tube) | 2022 | SC A | GWh | After Competition Groups | 180.3419 | 0 | 0 | 2428.7312 | 0.074254 | 4 | Commercial_2022_SC A_GWh_After Competition Groups_4 | LED Replacement Lamp (Tube) | 7.425% | 0 | 180.3419 | Commercial_2022_SC A_GWh_After Competition Groups_LED Replacement Lamp (Tube)
Commercial | Com ¦ LED Troffer/Surface/Suspended | 2022 | SC A | GWh | After Competition Groups | 176.9089 | 36778967.5646 | 36.779 | 2428.7312 | 0.07284 | 5 | Commercial_2022_SC A_GWh_After Competition Groups_5 | LED Troffer/Surface/Suspended | 7.284% | 36.779 | 176.9089 | Commercial_2022_SC A_GWh_After Competition Groups_LED Troffer/Surface/Suspended
Commercial | Com ¦ LED Low/High Bay | 2022 | SC A | GWh | After Competition Groups | 169.0051 | 23042885.1633 | 23.0429 | 2428.7312 | 0.069586 | 6 | Commercial_2022_SC A_GWh_After Competition Groups_6 | LED Low/High Bay | 6.959% | 23.0429 | 169.0051 | Commercial_2022_SC A_GWh_After Competition Groups_LED Low/High Bay
Commercial | Com ¦ LED street light fixture | 2022 | SC A | GWh | After Competition Groups | 136.3499 | 12794161.8346 | 12.7942 | 2428.7312 | 0.05614 | 7 | Commercial_2022_SC A_GWh_After Competition Groups_7 | LED street light fixture | 5.614% | 12.7942 | 136.3499 | Commercial_2022_SC A_GWh_After Competition Groups_LED street light fixture
Commercial | Com ¦ Building Recommissioning, Operations and Maintenance (O&M) Improvements | 2022 | SC A | GWh | After Competition Groups | 100.1676 | 822828.7326 | 0.82283 | 2428.7312 | 0.041243 | 8 | Commercial_2022_SC A_GWh_After Competition Groups_8 | Building Recommissioning, Operations and Maintenance (O&M) Improvements | 4.124% | 0.82283 | 100.1676 | Commercial_2022_SC A_GWh_After Competition Groups_Building Recommissioning, Operations and Maintenance (O&M) Improvements
Commercial | Com ¦ Data Center Storage/Server Virtualization | 2022 | SC A | GWh | After Competition Groups | 92.4105 | 0 | 0 | 2428.7312 | 0.038049 | 9 | Commercial_2022_SC A_GWh_After Competition Groups_9 | Data Center Storage/Server Virtualization | 3.805% | 0 | 92.4105 | Commercial_2022_SC A_GWh_After Competition Groups_Data Center Storage/Server Virtualization
Commercial | Com ¦ ENERGY STAR LED LAMPS (General Service Lamps) | 2022 | SC A | GWh | After Competition Groups | 68.4689 | 849784.9145 | 0.84978 | 2428.7312 | 0.028191 | 10 | Commercial_2022_SC A_GWh_After Competition Groups_10 | ENERGY STAR LED LAMPS (General Service Lamps) | 2.819% | 0.84978 | 68.4689 | Commercial_2022_SC A_GWh_After Competition Groups_ENERGY STAR LED LAMPS (General Service Lamps)
Commercial | Com ¦ Furnace Tune-Up | 2022 | SC A | GWh | After Competition Groups | 63.8145 | 65947.8251 | 0.065948 | 2428.7312 | 0.026275 | 11 | Commercial_2022_SC A_GWh_After Competition Groups_11 | Furnace Tune-Up | 2.627% | 0.065948 | 63.8145 | Commercial_2022_SC A_GWh_After Competition Groups_Furnace Tune-Up
Commercial | Com ¦ Reach-in Shaded Pole to ECM/PSC Evaporator Fan Motor | 2022 | SC A | GWh | After Competition Groups | 60.3765 | 2165067.9235 | 2.1651 | 2428.7312 | 0.024859 | 12 | Commercial_2022_SC A_GWh_After Competition Groups_12 | Reach-in Shaded Pole to ECM/PSC Evaporator Fan Motor | 2.486% | 2.1651 | 60.3765 | Commercial_2022_SC A_GWh_After Competition Groups_Reach-in Shaded Pole to ECM/PSC Evaporator Fan Motor
Commercial | Com ¦ High Efficiency Air Source Heat Pump | 2022 | SC A | GWh | After Competition Groups | 59.0091 | 854207.9257 | 0.85421 | 2428.7312 | 0.024296 | 13 | Commercial_2022_SC A_GWh_After Competition Groups_13 | High Efficiency Air Source Heat Pump | 2.43% | 0.85421 | 59.0091 | Commercial_2022_SC A_GWh_After Competition Groups_High Efficiency Air Source Heat Pump
Commercial | Com ¦ LED or Equivalent Sign Lighting | 2022 | SC A | GWh | After Competition Groups | 48.9173 | 3394284.9334 | 3.3943 | 2428.7312 | 0.020141 | 14 | Commercial_2022_SC A_GWh_After Competition Groups_14 | LED or Equivalent Sign Lighting | 2.014% | 3.3943 | 48.9173 | Commercial_2022_SC A_GWh_After Competition Groups_LED or Equivalent Sign Lighting
Commercial | Com ¦ Education and Capacity Building/Energy Behavior | 2022 | SC A | GWh | After Competition Groups | 38.2208 | 522790.5571 | 0.52279 | 2428.7312 | 0.015737 | 15 | Commercial_2022_SC A_GWh_After Competition Groups_15 | Education and Capacity Building/Energy Behavior | 1.574% | 0.52279 | 38.2208 | Commercial_2022_SC A_GWh_After Competition Groups_Education and Capacity Building/Energy Behavior
Commercial | Com ¦ Strip Curtains | 2022 | SC A | GWh | After Competition Groups | 35.508 | 101326.9247 | 0.10133 | 2428.7312 | 0.01462 | 16 | Commercial_2022_SC A_GWh_After Competition Groups_16 | Strip Curtains | 1.462% | 0.10133 | 35.508 | Commercial_2022_SC A_GWh_After Competition Groups_Strip Curtains
Commercial | Com ¦ Advanced BAS/Controllers | 2022 | SC A | GWh | After Competition Groups | 26.3059 | 162576.5213 | 0.16258 | 2428.7312 | 0.010831 | 17 | Commercial_2022_SC A_GWh_After Competition Groups_17 | Advanced BAS/Controllers | 1.083% | 0.16258 | 26.3059 | Commercial_2022_SC A_GWh_After Competition Groups_Advanced BAS/Controllers
Commercial | Com ¦ Centrally controlled desktop PC/NETWORK PC POWER MANAGEMENT SOFTWARE | 2022 | SC A | GWh | After Competition Groups | 22.4504 | 460395.1741 | 0.4604 | 2428.7312 | 0.0092437 | 18 | Commercial_2022_SC A_GWh_After Competition Groups_18 | Centrally controlled desktop PC/NETWORK PC POWER MANAGEMENT SOFTWARE | 0.9244% | 0.4604 | 22.4504 | Commercial_2022_SC A_GWh_After Competition Groups_Centrally controlled desktop PC/NETWORK PC POWER MANAGEMENT SOFTWARE
Commercial | Com ¦ Variable Frequency Drive (VFD) | 2022 | SC A | GWh | After Competition Groups | 21.2512 | 1088186.4711 | 1.0882 | 2428.7312 | 0.0087499 | 19 | Commercial_2022_SC A_GWh_After Competition Groups_19 | Variable Frequency Drive (VFD) | 0.875% | 1.0882 | 21.2512 | Commercial_2022_SC A_GWh_After Competition Groups_Variable Frequency Drive (VFD)
Commercial | Com ¦ VFD on Pumps | 2022 | SC A | GWh | After Competition Groups | 19.7514 | 1040301.2471 | 1.0403 | 2428.7312 | 0.0081324 | 20 | Commercial_2022_SC A_GWh_After Competition Groups_20 | VFD on Pumps | 0.8132% | 1.0403 | 19.7514 | Commercial_2022_SC A_GWh_After Competition Groups_VFD on Pumps
Commercial | Com ¦ Demand Control Ventilation | 2022 | SC A | GWh | After Competition Groups | 19.1904 | 172450.7133 | 0.17245 | 2428.7312 | 0.0079014 | 21 | Commercial_2022_SC A_GWh_After Competition Groups_21 | Demand Control Ventilation | 0.7901% | 0.17245 | 19.1904 | Commercial_2022_SC A_GWh_After Competition Groups_Demand Control Ventilation
Commercial | Com ¦ Adaptive Thermostats | 2022 | SC A | GWh | After Competition Groups | 16.1511 | 1015242.2039 | 1.0152 | 2428.7312 | 0.00665 | 22 | Commercial_2022_SC A_GWh_After Competition Groups_22 | Adaptive Thermostats | 0.665% | 1.0152 | 16.1511 | Commercial_2022_SC A_GWh_After Competition Groups_Adaptive Thermostats
Commercial | Com ¦ Refrigerated Display Case Doors | 2022 | SC A | GWh | After Competition Groups | 14.9174 | 2270218.1469 | 2.2702 | 2428.7312 | 0.0061421 | 23 | Commercial_2022_SC A_GWh_After Competition Groups_23 | Refrigerated Display Case Doors | 0.6142% | 2.2702 | 14.9174 | Commercial_2022_SC A_GWh_After Competition Groups_Refrigerated Display Case Doors
Commercial | Com ¦ Air Handler with Dedicated Outdoor Air Systems | 2022 | SC A | GWh | After Competition Groups | 10.7755 | 0 | 0 | 2428.7312 | 0.0044367 | 24 | Commercial_2022_SC A_GWh_After Competition Groups_24 | Air Handler with Dedicated Outdoor Air Systems | 0.4437% | 0 | 10.7755 | Commercial_2022_SC A_GWh_After Competition Groups_Air Handler with Dedicated Outdoor Air Systems
Commercial | Com ¦ ECM MOTORS FOR EVAPORATOR FANS for refrigeration (WALK-IN) | 2022 | SC A | GWh | After Competition Groups | 9.9251 | 657337.604 | 0.65734 | 2428.7312 | 0.0040865 | 25 | Commercial_2022_SC A_GWh_After Competition Groups_25 | ECM MOTORS FOR EVAPORATOR FANS for refrigeration (WALK-IN) | 0.4087% | 0.65734 | 9.9251 | Commercial_2022_SC A_GWh_After Competition Groups_ECM MOTORS FOR EVAPORATOR FANS for refrigeration (WALK-IN)
Commercial | Com ¦ Condensing Unit Heaters or other Efficient Unit Heating System | 2022 | SC A | GWh | After Competition Groups | 9.597 | 19795.5191 | 0.019796 | 2428.7312 | 0.0039514 | 26 | Commercial_2022_SC A_GWh_After Competition Groups_26 | Condensing Unit Heaters or other Efficient Unit Heating System | 0.3951% | 0.019796 | 9.597 | Commercial_2022_SC A_GWh_After Competition Groups_Condensing Unit Heaters or other Efficient Unit Heating System
Commercial | Com ¦ Refrigerated Display Case LED | 2022 | SC A | GWh | After Competition Groups | 9.1638 | 452367.3171 | 0.45237 | 2428.7312 | 0.0037731 | 27 | Commercial_2022_SC A_GWh_After Competition Groups_27 | Refrigerated Display Case LED | 0.3773% | 0.45237 | 9.1638 | Commercial_2022_SC A_GWh_After Competition Groups_Refrigerated Display Case LED
Commercial | Com ¦ ENERGY STAR Griddle (74% eff) | 2022 | SC A | GWh | After Competition Groups | 8.1938 | 204850.5807 | 0.20485 | 2428.7312 | 0.0033737 | 28 | Commercial_2022_SC A_GWh_After Competition Groups_28 | ENERGY STAR Griddle (74% eff) | 0.3374% | 0.20485 | 8.1938 | Commercial_2022_SC A_GWh_After Competition Groups_ENERGY STAR Griddle (74% eff)
Commercial | Com ¦ Evaporator Fan Controls | 2022 | SC A | GWh | After Competition Groups | 7.9496 | 102883.8238 | 0.10288 | 2428.7312 | 0.0032731 | 29 | Commercial_2022_SC A_GWh_After Competition Groups_29 | Evaporator Fan Controls | 0.3273% | 0.10288 | 7.9496 | Commercial_2022_SC A_GWh_After Competition Groups_Evaporator Fan Controls
Commercial | Com ¦ Demand Control Kitchen Ventilation | 2022 | SC A | GWh | After Competition Groups | 7.6892 | 48343.0068 | 0.048343 | 2428.7312 | 0.0031659 | 30 | Commercial_2022_SC A_GWh_After Competition Groups_30 | Demand Control Kitchen Ventilation | 0.3166% | 0.048343 | 7.6892 | Commercial_2022_SC A_GWh_After Competition Groups_Demand Control Kitchen Ventilation
Commercial | Com ¦ Freezer Case Light Sensor | 2022 | SC A | GWh | After Competition Groups | 6.8499 | 725518.0653 | 0.72552 | 2428.7312 | 0.0028204 | 31 | Commercial_2022_SC A_GWh_After Competition Groups_31 | Freezer Case Light Sensor | 0.282% | 0.72552 | 6.8499 | Commercial_2022_SC A_GWh_After Competition Groups_Freezer Case Light Sensor
Commercial | Com ¦ Occupancy Sensors | 2022 | SC A | GWh | After Competition Groups | 6.2006 | 3499.0962 | 0.0034991 | 2428.7312 | 0.002553 | 32 | Commercial_2022_SC A_GWh_After Competition Groups_32 | Occupancy Sensors | 0.2553% | 0.0034991 | 6.2006 | Commercial_2022_SC A_GWh_After Competition Groups_Occupancy Sensors
Commercial | Com ¦ Chilled Water Optimization | 2022 | SC A | GWh | After Competition Groups | 5.0254 | 374313.1796 | 0.37431 | 2428.7312 | 0.0020691 | 33 | Commercial_2022_SC A_GWh_After Competition Groups_33 | Chilled Water Optimization | 0.2069% | 0.37431 | 5.0254 | Commercial_2022_SC A_GWh_After Competition Groups_Chilled Water Optimization
Commercial | Com ¦ Unitary Air-Conditioning Unit | 2022 | SC A | GWh | After Competition Groups | 4.549 | 335861.8751 | 0.33586 | 2428.7312 | 0.001873 | 34 | Commercial_2022_SC A_GWh_After Competition Groups_34 | Unitary Air-Conditioning Unit | 0.1873% | 0.33586 | 4.549 | Commercial_2022_SC A_GWh_After Competition Groups_Unitary Air-Conditioning Unit
Commercial | Com ¦ Temperature Adjustment in Commercial Freezers | 2022 | SC A | GWh | After Competition Groups | 3.0428 | 0 | 0 | 2428.7312 | 0.0012528 | 35 | Commercial_2022_SC A_GWh_After Competition Groups_35 | Temperature Adjustment in Commercial Freezers | 0.1253% | 0 | 3.0428 | Commercial_2022_SC A_GWh_After Competition Groups_Temperature Adjustment in Commercial Freezers
Commercial | Com ¦ Elec Storage WH 2.30 Et | 2022 | SC A | GWh | After Competition Groups | 2.9662 | 348451.1961 | 0.34845 | 2428.7312 | 0.0012213 | 36 | Commercial_2022_SC A_GWh_After Competition Groups_36 | Elec Storage WH 2.30 Et | 0.1221% | 0.34845 | 2.9662 | Commercial_2022_SC A_GWh_After Competition Groups_Elec Storage WH 2.30 Et
Commercial | Com ¦ ENERGY STAR Fryer (84% eff) | 2022 | SC A | GWh | After Competition Groups | 2.9164 | 140746.5065 | 0.14075 | 2428.7312 | 0.0012008 | 37 | Commercial_2022_SC A_GWh_After Competition Groups_37 | ENERGY STAR Fryer (84% eff) | 0.1201% | 0.14075 | 2.9164 | Commercial_2022_SC A_GWh_After Competition Groups_ENERGY STAR Fryer (84% eff)
Commercial | Com ¦ Outside Air Economizer | 2022 | SC A | GWh | After Competition Groups | 2.5576 | 73056.3502 | 0.073056 | 2428.7312 | 0.0010531 | 38 | Commercial_2022_SC A_GWh_After Competition Groups_38 | Outside Air Economizer | 0.1053% | 0.073056 | 2.5576 | Commercial_2022_SC A_GWh_After Competition Groups_Outside Air Economizer
Commercial | Com ¦ CO Sensors for parking garage exhaust fans | 2022 | SC A | GWh | After Competition Groups | 2.4822 | 189251.4022 | 0.18925 | 2428.7312 | 0.001022 | 39 | Commercial_2022_SC A_GWh_After Competition Groups_39 | CO Sensors for parking garage exhaust fans | 0.1022% | 0.18925 | 2.4822 | Commercial_2022_SC A_GWh_After Competition Groups_CO Sensors for parking garage exhaust fans
Commercial | Com ¦ BEVERAGE VENDING MACHINE CONTROLS | 2022 | SC A | GWh | After Competition Groups | 2.4398 | 93328.013 | 0.093328 | 2428.7312 | 0.0010045 | 40 | Commercial_2022_SC A_GWh_After Competition Groups_40 | BEVERAGE VENDING MACHINE CONTROLS | 0.1005% | 0.093328 | 2.4398 | Commercial_2022_SC A_GWh_After Competition Groups_BEVERAGE VENDING MACHINE CONTROLS
Commercial | Com ¦ Vertical Night Covers | 2022 | SC A | GWh | After Competition Groups | 2.3133 | 77150.7144 | 0.077151 | 2428.7312 | 0.00095248 | 41 | Commercial_2022_SC A_GWh_After Competition Groups_41 | Vertical Night Covers | 0.09525% | 0.077151 | 2.3133 | Commercial_2022_SC A_GWh_After Competition Groups_Vertical Night Covers
Commercial | Com ¦ Energy Efficient Laboratory Fume Hood | 2022 | SC A | GWh | After Competition Groups | 2.2958 | 207918.0347 | 0.20792 | 2428.7312 | 0.00094528 | 42 | Commercial_2022_SC A_GWh_After Competition Groups_42 | Energy Efficient Laboratory Fume Hood | 0.09453% | 0.20792 | 2.2958 | Commercial_2022_SC A_GWh_After Competition Groups_Energy Efficient Laboratory Fume Hood
Commercial | Com ¦ Duct Insulation, R8 | 2022 | SC A | GWh | After Competition Groups | 2.098 | 179889.3201 | 0.17989 | 2428.7312 | 0.00086382 | 43 | Commercial_2022_SC A_GWh_After Competition Groups_43 | Duct Insulation, R8 | 0.08638% | 0.17989 | 2.098 | Commercial_2022_SC A_GWh_After Competition Groups_Duct Insulation, R8
Commercial | Com ¦ Water Heating (DHW) Pipe Insulation (Add 3/4\ Foam)" | 2022 | SC A | GWh | After Competition Groups | 2.0402 | 140501.961 | 0.1405 | 2428.7312 | 0.00084003 | 44 | Commercial_2022_SC A_GWh_After Competition Groups_44 | Water Heating (DHW) Pipe Insulation (Add 3/4\ Foam)" | 0.084% | 0.1405 | 2.0402 | Commercial_2022_SC A_GWh_After Competition Groups_Water Heating (DHW) Pipe Insulation (Add 3/4\ Foam)"
Commercial | Com ¦ ENERGY STAR Steam Cookers | 2022 | SC A | GWh | After Competition Groups | 1.3914 | 73984.0373 | 0.073984 | 2428.7312 | 0.00057288 | 45 | Commercial_2022_SC A_GWh_After Competition Groups_45 | ENERGY STAR Steam Cookers | 0.05729% | 0.073984 | 1.3914 | Commercial_2022_SC A_GWh_After Competition Groups_ENERGY STAR Steam Cookers
Commercial | Com ¦ ENERGY STAR Dishwasher | 2022 | SC A | GWh | After Competition Groups | 1.3614 | 25390.0359 | 0.02539 | 2428.7312 | 0.00056055 | 46 | Commercial_2022_SC A_GWh_After Competition Groups_46 | ENERGY STAR Dishwasher | 0.05606% | 0.02539 | 1.3614 | Commercial_2022_SC A_GWh_After Competition Groups_ENERGY STAR Dishwasher
Commercial | Com ¦ Water Source Heat Pump (4 ton) | 2022 | SC A | GWh | After Competition Groups | 1.3346 | 112770.5707 | 0.11277 | 2428.7312 | 0.00054952 | 47 | Commercial_2022_SC A_GWh_After Competition Groups_47 | Water Source Heat Pump (4 ton) | 0.05495% | 0.11277 | 1.3346 | Commercial_2022_SC A_GWh_After Competition Groups_Water Source Heat Pump (4 ton)
Commercial | Com ¦ Thermostat Setback | 2022 | SC A | GWh | After Competition Groups | 1.2843 | 0 | 0 | 2428.7312 | 0.0005288 | 48 | Commercial_2022_SC A_GWh_After Competition Groups_48 | Thermostat Setback | 0.05288% | 0 | 1.2843 | Commercial_2022_SC A_GWh_After Competition Groups_Thermostat Setback
Commercial | Com ¦ Suction Pipe Insulation Freezer/Refrigerator | 2022 | SC A | GWh | After Competition Groups | 1.2529 | 77992.5232 | 0.077993 | 2428.7312 | 0.00051587 | 49 | Commercial_2022_SC A_GWh_After Competition Groups_49 | Suction Pipe Insulation Freezer/Refrigerator | 0.05159% | 0.077993 | 1.2529 | Commercial_2022_SC A_GWh_After Competition Groups_Suction Pipe Insulation Freezer/Refrigerator
Commercial | Com ¦ Ozone Laundry Treatment | 2022 | SC A | GWh | After Competition Groups | 0.50177 | 36898.05 | 0.036898 | 2428.7312 | 0.0002066 | 50 | Commercial_2022_SC A_GWh_After Competition Groups_50 | Ozone Laundry Treatment | 0.02066% | 0.036898 | 0.50177 | Commercial_2022_SC A_GWh_After Competition Groups_Ozone Laundry Treatment
Commercial | Com ¦ Demand controlled Circulating Systems | 2022 | SC A | GWh | After Competition Groups | 0.42896 | 0 | 0 | 2428.7312 | 0.00017662 | 51 | Commercial_2022_SC A_GWh_After Competition Groups_51 | Demand controlled Circulating Systems | 0.01766% | 0 | 0.42896 | Commercial_2022_SC A_GWh_After Competition Groups_Demand controlled Circulating Systems
Commercial | Com ¦ ECM MOTORS FOR HVAC APPLICATION (FAN-POWERED VAV BOX) | 2022 | SC A | GWh | After Competition Groups | 0.3126 | 20549.6929 | 0.02055 | 2428.7312 | 0.00012871 | 52 | Commercial_2022_SC A_GWh_After Competition Groups_52 | ECM MOTORS FOR HVAC APPLICATION (FAN-POWERED VAV BOX) | 0.01287% | 0.02055 | 0.3126 | Commercial_2022_SC A_GWh_After Competition Groups_ECM MOTORS FOR HVAC APPLICATION (FAN-POWERED VAV BOX)
Commercial | Com ¦ CEE Tier 2/Energy Star Clothes Washers | 2022 | SC A | GWh | After Competition Groups | 0.27243 | 10786.4963 | 0.010786 | 2428.7312 | 0.00011217 | 53 | Commercial_2022_SC A_GWh_After Competition Groups_53 | CEE Tier 2/Energy Star Clothes Washers | 0.01122% | 0.010786 | 0.27243 | Commercial_2022_SC A_GWh_After Competition Groups_CEE Tier 2/Energy Star Clothes Washers
Commercial | Com ¦ Low Flow Pre-Rinse Spray Nozzle | 2022 | SC A | GWh | After Competition Groups | 0.15695 | 3147.1503 | 0.0031472 | 2428.7312 | 6.462e-05 | 54 | Commercial_2022_SC A_GWh_After Competition Groups_54 | Low Flow Pre-Rinse Spray Nozzle | 0.006462% | 0.0031472 | 0.15695 | Commercial_2022_SC A_GWh_After Competition Groups_Low Flow Pre-Rinse Spray Nozzle
Commercial | Com ¦ HVAC Optimization | 2022 | SC A | GWh | After Competition Groups | 0.12988 | 251.4288 | 0.00025143 | 2428.7312 | 5.3477e-05 | 55 | Commercial_2022_SC A_GWh_After Competition Groups_55 | HVAC Optimization | 0.005348% | 0.00025143 | 0.12988 | Commercial_2022_SC A_GWh_After Competition Groups_HVAC Optimization
Commercial | Com ¦ Auto Off Time Switch or Time Clock control | 2022 | SC A | GWh | After Competition Groups | 0.11734 | 41.037 | 4.1037e-05 | 2428.7312 | 4.8312e-05 | 56 | Commercial_2022_SC A_GWh_After Competition Groups_56 | Auto Off Time Switch or Time Clock control | 0.004831% | 4.1037e-05 | 0.11734 | Commercial_2022_SC A_GWh_After Competition Groups_Auto Off Time Switch or Time Clock control
Commercial | COM ¦ Ductless Mini-Split Heat Pumps | 2022 | SC A | GWh | After Competition Groups | 0.099075 | 84.8531 | 8.4853e-05 | 2428.7312 | 4.0793e-05 | 57 | Commercial_2022_SC A_GWh_After Competition Groups_57 | Ductless Mini-Split Heat Pumps | 0.004079% | 8.4853e-05 | 0.099075 | Commercial_2022_SC A_GWh_After Competition Groups_Ductless Mini-Split Heat Pumps
Commercial | Com ¦ Condensing Make Up Air Unit | 2022 | SC A | GWh | After Competition Groups | 0.092519 | 28809.1988 | 0.028809 | 2428.7312 | 3.8093e-05 | 58 | Commercial_2022_SC A_GWh_After Competition Groups_58 | Condensing Make Up Air Unit | 0.003809% | 0.028809 | 0.092519 | Commercial_2022_SC A_GWh_After Competition Groups_Condensing Make Up Air Unit
Commercial | Com ¦ Commercial Hot Food Holding Cabinets | 2022 | SC A | GWh | After Competition Groups | 0.04398 | 1294.3291 | 0.0012943 | 2428.7312 | 1.8108e-05 | 59 | Commercial_2022_SC A_GWh_After Competition Groups_59 | Commercial Hot Food Holding Cabinets | 0.001811% | 0.0012943 | 0.04398 | Commercial_2022_SC A_GWh_After Competition Groups_Commercial Hot Food Holding Cabinets
Commercial | Com ¦ Notched V belts for HVAC Systems | 2022 | SC A | GWh | After Competition Groups | 0.042191 | 5654.7563 | 0.0056548 | 2428.7312 | 1.7372e-05 | 60 | Commercial_2022_SC A_GWh_After Competition Groups_60 | Notched V belts for HVAC Systems | 0.001737% | 0.0056548 | 0.042191 | Commercial_2022_SC A_GWh_After Competition Groups_Notched V belts for HVAC Systems
Commercial | Com ¦ Solar Water Preheat (Pools/DHW) | 2022 | SC A | GWh | After Competition Groups | 0.037087 | 434.225 | 0.00043423 | 2428.7312 | 1.527e-05 | 61 | Commercial_2022_SC A_GWh_After Competition Groups_61 | Solar Water Preheat (Pools/DHW) | 0.001527% | 0.00043423 | 0.037087 | Commercial_2022_SC A_GWh_After Competition Groups_Solar Water Preheat (Pools/DHW)
Commercial | Com ¦ PTAC (12 EER/10,000 BTU) | 2022 | SC A | GWh | After Competition Groups | 0.034257 | 2925.5198 | 0.0029255 | 2428.7312 | 1.4105e-05 | 62 | Commercial_2022_SC A_GWh_After Competition Groups_62 | PTAC (12 EER/10,000 BTU) | 0.001411% | 0.0029255 | 0.034257 | Commercial_2022_SC A_GWh_After Competition Groups_PTAC (12 EER/10,000 BTU)
Commercial | Com ¦ Air Curtains | 2022 | SC A | GWh | After Competition Groups | 0.032394 | 2343.0194 | 0.002343 | 2428.7312 | 1.3338e-05 | 63 | Commercial_2022_SC A_GWh_After Competition Groups_63 | Air Curtains | 0.001334% | 0.002343 | 0.032394 | Commercial_2022_SC A_GWh_After Competition Groups_Air Curtains
Commercial | Com ¦ LLLC - Low Impact Application | 2022 | SC A | GWh | After Competition Groups | 0.02271 | 260.7166 | 0.00026072 | 2428.7312 | 9.3505e-06 | 64 | Commercial_2022_SC A_GWh_After Competition Groups_64 | LLLC - Low Impact Application | 0.000935% | 0.00026072 | 0.02271 | Commercial_2022_SC A_GWh_After Competition Groups_LLLC - Low Impact Application
Commercial | Com ¦ LLLC - High Impact Application | 2022 | SC A | GWh | After Competition Groups | 0.020387 | 1587.5807 | 0.0015876 | 2428.7312 | 8.3939e-06 | 65 | Commercial_2022_SC A_GWh_After Competition Groups_65 | LLLC - High Impact Application | 0.0008394% | 0.0015876 | 0.020387 | Commercial_2022_SC A_GWh_After Competition Groups_LLLC - High Impact Application
Commercial | Com ¦ Wall Insulation | 2022 | SC A | GWh | After Competition Groups | 0.018935 | 29.2489 | 2.9249e-05 | 2428.7312 | 7.7964e-06 | 66 | Commercial_2022_SC A_GWh_After Competition Groups_66 | Wall Insulation | 0.0007796% | 2.9249e-05 | 0.018935 | Commercial_2022_SC A_GWh_After Competition Groups_Wall Insulation
Commercial | Com ¦ VSD Air Compressor | 2022 | SC A | GWh | After Competition Groups | 0.0068992 | 361.7406 | 0.00036174 | 2428.7312 | 2.8407e-06 | 67 | Commercial_2022_SC A_GWh_After Competition Groups_67 | VSD Air Compressor | 0.0002841% | 0.00036174 | 0.0068992 | Commercial_2022_SC A_GWh_After Competition Groups_VSD Air Compressor
Commercial | Com ¦ Energy Recovery Ventilation and Ventilation (Enhanced) | 2022 | SC A | GWh | After Competition Groups | 0.0051765 | 0 | 0 | 2428.7312 | 2.1314e-06 | 68 | Commercial_2022_SC A_GWh_After Competition Groups_68 | Energy Recovery Ventilation and Ventilation (Enhanced) | 0.0002131% | 0 | 0.0051765 | Commercial_2022_SC A_GWh_After Competition Groups_Energy Recovery Ventilation and Ventilation (Enhanced)
Commercial | Com ¦ EC Plug Fan for Data Center (under cabinet) | 2022 | SC A | GWh | After Competition Groups | 0.0027695 | 304.0098 | 0.00030401 | 2428.7312 | 1.1403e-06 | 69 | Commercial_2022_SC A_GWh_After Competition Groups_69 | EC Plug Fan for Data Center (under cabinet) | 0.000114% | 0.00030401 | 0.0027695 | Commercial_2022_SC A_GWh_After Competition Groups_EC Plug Fan for Data Center (under cabinet)
Commercial | Com ¦ High Efficiency Chiller (avg of water and air cooled) | 2022 | SC A | GWh | After Competition Groups | 0.0015021 | 140.4432 | 0.00014044 | 2428.7312 | 6.1849e-07 | 70 | Commercial_2022_SC A_GWh_After Competition Groups_70 | High Efficiency Chiller (avg of water and air cooled) | 6.185e-05% | 0.00014044 | 0.0015021 | Commercial_2022_SC A_GWh_After Competition Groups_High Efficiency Chiller (avg of water and air cooled)
Commercial | Com ¦ Room AC (w/ louvered sides) 14 SEER from 12 SEER code | 2022 | SC A | GWh | After Competition Groups | 0.0013403 | 133.6819 | 0.00013368 | 2428.7312 | 5.5184e-07 | 71 | Commercial_2022_SC A_GWh_After Competition Groups_71 | Room AC (w/ louvered sides) 14 SEER from 12 SEER code | 5.518e-05% | 0.00013368 | 0.0013403 | Commercial_2022_SC A_GWh_After Competition Groups_Room AC (w/ louvered sides) 14 SEER from 12 SEER code
Commercial | Com ¦ Electric Convection Combination Ovens | 2022 | SC A | GWh | After Competition Groups | 0.00084058 | 3.3676 | 3.3676e-06 | 2428.7312 | 3.461e-07 | 72 | Commercial_2022_SC A_GWh_After Competition Groups_72 | Electric Convection Combination Ovens | 3.461e-05% | 3.3676e-06 | 0.00084058 | Commercial_2022_SC A_GWh_After Competition Groups_Electric Convection Combination Ovens
Commercial | Com ¦ Networked/Connected - High Impact Application | 2022 | SC A | GWh | After Competition Groups | 0.00049877 | 27.9826 | 2.7983e-05 | 2428.7312 | 2.0536e-07 | 73 | Commercial_2022_SC A_GWh_After Competition Groups_73 | Networked/Connected - High Impact Application | 2.054e-05% | 2.7983e-05 | 0.00049877 | Commercial_2022_SC A_GWh_After Competition Groups_Networked/Connected - High Impact Application
Commercial | Com ¦ High Efficiency Small Instantaneous Water Heater | 2022 | SC A | GWh | After Competition Groups | 3.0878e-05 | 3.4549 | 3.4549e-06 | 2428.7312 | 1.2714e-08 | 74 | Commercial_2022_SC A_GWh_After Competition Groups_74 | High Efficiency Small Instantaneous Water Heater | 1.271e-06% | 3.4549e-06 | 3.0878e-05 | Commercial_2022_SC A_GWh_After Competition Groups_High Efficiency Small Instantaneous Water Heater
Commercial | Com ¦ Networked/Connected - Low Impact Application | 2022 | SC A | GWh | After Competition Groups | 1.8425e-05 | 5.8747 | 5.8747e-06 | 2428.7312 | 7.5861e-09 | 75 | Commercial_2022_SC A_GWh_After Competition Groups_75 | Networked/Connected - Low Impact Application | 7.586e-07% | 5.8747e-06 | 1.8425e-05 | Commercial_2022_SC A_GWh_After Competition Groups_Networked/Connected - Low Impact Application
Commercial | Com ¦ Door Gasket Freezer/Refrigerator | 2022 | SC A | GWh | After Competition Groups | 0 | 0 | 0 | 2428.7312 | 0 | 76 | Commercial_2022_SC A_GWh_After Competition Groups_76 | Door Gasket Freezer/Refrigerator | 0% | 0 | 0 | Commercial_2022_SC A_GWh_After Competition Groups_Door Gasket Freezer/Refrigerator
Commercial | Com ¦ Efficient compressor motor | 2022 | SC A | GWh | After Competition Groups | 0 | 0 | 0 | 2428.7312 | 0 | 77 | Commercial_2022_SC A_GWh_After Competition Groups_77 | Efficient compressor motor | 0% | 0 | 0 | Commercial_2022_SC A_GWh_After Competition Groups_Efficient compressor motor
Commercial | Com ¦ Indoor Daylight Sensors/Photocell Dimming Control | 2022 | SC A | GWh | After Competition Groups | 0 | 0 | 0 | 2428.7312 | 0 | 78 | Commercial_2022_SC A_GWh_After Competition Groups_78 | Indoor Daylight Sensors/Photocell Dimming Control | 0% | 0 | 0 | Commercial_2022_SC A_GWh_After Competition Groups_Indoor Daylight Sensors/Photocell Dimming Control
Commercial | Com ¦ LED RECESSED DOWNLIGHTS | 2022 | SC A | GWh | After Competition Groups | 0 | 0 | 0 | 2428.7312 | 0 | 79 | Commercial_2022_SC A_GWh_After Competition Groups_79 | LED RECESSED DOWNLIGHTS | 0% | 0 | 0 | Commercial_2022_SC A_GWh_After Competition Groups_LED RECESSED DOWNLIGHTS
Commercial | Com ¦ Variable Refrigerant Flow Heat Pump | 2022 | SC A | GWh | After Competition Groups | 0 | 0 | 0 | 2428.7312 | 0 | 80 | Commercial_2022_SC A_GWh_After Competition Groups_80 | Variable Refrigerant Flow Heat Pump | 0% | 0 | 0 | Commercial_2022_SC A_GWh_After Competition Groups_Variable Refrigerant Flow Heat Pump
Commercial | Com ¦ ENERGY STAR LED LAMPS (REFLECTOR LAMPs/MR16/PAR 16) | 2022 | SC B | GWh | After Competition Groups | 443.6658 | 6788641.2785 | 6.7886 | 3140.8789 | 0.14126 | 1 | Commercial_2022_SC B_GWh_After Competition Groups_1 | ENERGY STAR LED LAMPS (REFLECTOR LAMPs/MR16/PAR 16) | 14.13% | 6.7886 | 443.6658 | Commercial_2022_SC B_GWh_After Competition Groups_ENERGY STAR LED LAMPS (REFLECTOR LAMPs/MR16/PAR 16)
Commercial | Com ¦ LED EXTERIOR AREA LIGHTS - LED fixture (200W) | 2022 | SC B | GWh | After Competition Groups | 248.0147 | 8934423.043 | 8.9344 | 3140.8789 | 0.078963 | 2 | Commercial_2022_SC B_GWh_After Competition Groups_2 | LED EXTERIOR AREA LIGHTS - LED fixture (200W) | 7.896% | 8.9344 | 248.0147 | Commercial_2022_SC B_GWh_After Competition Groups_LED EXTERIOR AREA LIGHTS - LED fixture (200W)
Commercial | Com ¦ LED parking lot fixture | 2022 | SC B | GWh | After Competition Groups | 247.4795 | 10686154.824 | 10.6862 | 3140.8789 | 0.078793 | 3 | Commercial_2022_SC B_GWh_After Competition Groups_3 | LED parking lot fixture | 7.879% | 10.6862 | 247.4795 | Commercial_2022_SC B_GWh_After Competition Groups_LED parking lot fixture
Commercial | Com ¦ LED Troffer/Surface/Suspended | 2022 | SC B | GWh | After Competition Groups | 203.438 | 61662408.3875 | 61.6624 | 3140.8789 | 0.064771 | 4 | Commercial_2022_SC B_GWh_After Competition Groups_4 | LED Troffer/Surface/Suspended | 6.477% | 61.6624 | 203.438 | Commercial_2022_SC B_GWh_After Competition Groups_LED Troffer/Surface/Suspended
Commercial | Com ¦ Education and Capacity Building/Energy Behavior | 2022 | SC B | GWh | After Competition Groups | 191.104 | 2613952.7853 | 2.614 | 3140.8789 | 0.060844 | 5 | Commercial_2022_SC B_GWh_After Competition Groups_5 | Education and Capacity Building/Energy Behavior | 6.084% | 2.614 | 191.104 | Commercial_2022_SC B_GWh_After Competition Groups_Education and Capacity Building/Energy Behavior
Commercial | Com ¦ LED Low/High Bay | 2022 | SC B | GWh | After Competition Groups | 189.8395 | 44649407.3146 | 44.6494 | 3140.8789 | 0.060442 | 6 | Commercial_2022_SC B_GWh_After Competition Groups_6 | LED Low/High Bay | 6.044% | 44.6494 | 189.8395 | Commercial_2022_SC B_GWh_After Competition Groups_LED Low/High Bay
Commercial | Com ¦ LED Replacement Lamp (Tube) | 2022 | SC B | GWh | After Competition Groups | 180.3419 | 0 | 0 | 3140.8789 | 0.057418 | 7 | Commercial_2022_SC B_GWh_After Competition Groups_7 | LED Replacement Lamp (Tube) | 5.742% | 0 | 180.3419 | Commercial_2022_SC B_GWh_After Competition Groups_LED Replacement Lamp (Tube)
Commercial | Com ¦ Furnace Tune-Up | 2022 | SC B | GWh | After Competition Groups | 171.1087 | 177238.3365 | 0.17724 | 3140.8789 | 0.054478 | 8 | Commercial_2022_SC B_GWh_After Competition Groups_8 | Furnace Tune-Up | 5.448% | 0.17724 | 171.1087 | Commercial_2022_SC B_GWh_After Competition Groups_Furnace Tune-Up
Commercial | Com ¦ LED street light fixture | 2022 | SC B | GWh | After Competition Groups | 138.5568 | 17449865.8076 | 17.4499 | 3140.8789 | 0.044114 | 9 | Commercial_2022_SC B_GWh_After Competition Groups_9 | LED street light fixture | 4.411% | 17.4499 | 138.5568 | Commercial_2022_SC B_GWh_After Competition Groups_LED street light fixture
Commercial | Com ¦ Building Recommissioning, Operations and Maintenance (O&M) Improvements | 2022 | SC B | GWh | After Competition Groups | 124.6306 | 1501340.508 | 1.5013 | 3140.8789 | 0.03968 | 10 | Commercial_2022_SC B_GWh_After Competition Groups_10 | Building Recommissioning, Operations and Maintenance (O&M) Improvements | 3.968% | 1.5013 | 124.6306 | Commercial_2022_SC B_GWh_After Competition Groups_Building Recommissioning, Operations and Maintenance (O&M) Improvements
Commercial | Com ¦ Data Center Storage/Server Virtualization | 2022 | SC B | GWh | After Competition Groups | 105.0103 | 0 | 0 | 3140.8789 | 0.033433 | 11 | Commercial_2022_SC B_GWh_After Competition Groups_11 | Data Center Storage/Server Virtualization | 3.343% | 0 | 105.0103 | Commercial_2022_SC B_GWh_After Competition Groups_Data Center Storage/Server Virtualization
Commercial | Com ¦ ENERGY STAR LED LAMPS (General Service Lamps) | 2022 | SC B | GWh | After Competition Groups | 68.4689 | 849928.5807 | 0.84993 | 3140.8789 | 0.021799 | 12 | Commercial_2022_SC B_GWh_After Competition Groups_12 | ENERGY STAR LED LAMPS (General Service Lamps) | 2.18% | 0.84993 | 68.4689 | Commercial_2022_SC B_GWh_After Competition Groups_ENERGY STAR LED LAMPS (General Service Lamps)
Commercial | Com ¦ Strip Curtains | 2022 | SC B | GWh | After Competition Groups | 68.3675 | 225463.3637 | 0.22546 | 3140.8789 | 0.021767 | 13 | Commercial_2022_SC B_GWh_After Competition Groups_13 | Strip Curtains | 2.177% | 0.22546 | 68.3675 | Commercial_2022_SC B_GWh_After Competition Groups_Strip Curtains
Commercial | Com ¦ Reach-in Shaded Pole to ECM/PSC Evaporator Fan Motor | 2022 | SC B | GWh | After Competition Groups | 64.4473 | 2436922.2034 | 2.4369 | 3140.8789 | 0.020519 | 14 | Commercial_2022_SC B_GWh_After Competition Groups_14 | Reach-in Shaded Pole to ECM/PSC Evaporator Fan Motor | 2.052% | 2.4369 | 64.4473 | Commercial_2022_SC B_GWh_After Competition Groups_Reach-in Shaded Pole to ECM/PSC Evaporator Fan Motor
Commercial | Com ¦ LED or Equivalent Sign Lighting | 2022 | SC B | GWh | After Competition Groups | 62.5953 | 14385219.2518 | 14.3852 | 3140.8789 | 0.019929 | 15 | Commercial_2022_SC B_GWh_After Competition Groups_15 | LED or Equivalent Sign Lighting | 1.993% | 14.3852 | 62.5953 | Commercial_2022_SC B_GWh_After Competition Groups_LED or Equivalent Sign Lighting
Commercial | Com ¦ High Efficiency Air Source Heat Pump | 2022 | SC B | GWh | After Competition Groups | 59.009 | 854119.916 | 0.85412 | 3140.8789 | 0.018787 | 16 | Commercial_2022_SC B_GWh_After Competition Groups_16 | High Efficiency Air Source Heat Pump | 1.879% | 0.85412 | 59.009 | Commercial_2022_SC B_GWh_After Competition Groups_High Efficiency Air Source Heat Pump
Commercial | Com ¦ Variable Frequency Drive (VFD) | 2022 | SC B | GWh | After Competition Groups | 56.9777 | 2924542.222 | 2.9245 | 3140.8789 | 0.018141 | 17 | Commercial_2022_SC B_GWh_After Competition Groups_17 | Variable Frequency Drive (VFD) | 1.814% | 2.9245 | 56.9777 | Commercial_2022_SC B_GWh_After Competition Groups_Variable Frequency Drive (VFD)
Commercial | Com ¦ Demand Control Ventilation | 2022 | SC B | GWh | After Competition Groups | 54.9188 | 4403958.3457 | 4.404 | 3140.8789 | 0.017485 | 18 | Commercial_2022_SC B_GWh_After Competition Groups_18 | Demand Control Ventilation | 1.749% | 4.404 | 54.9188 | Commercial_2022_SC B_GWh_After Competition Groups_Demand Control Ventilation
Commercial | Com ¦ VFD on Pumps | 2022 | SC B | GWh | After Competition Groups | 53.2198 | 2971496.6342 | 2.9715 | 3140.8789 | 0.016944 | 19 | Commercial_2022_SC B_GWh_After Competition Groups_19 | VFD on Pumps | 1.694% | 2.9715 | 53.2198 | Commercial_2022_SC B_GWh_After Competition Groups_VFD on Pumps
Commercial | Com ¦ Air Handler with Dedicated Outdoor Air Systems | 2022 | SC B | GWh | After Competition Groups | 42.9009 | 0 | 0 | 3140.8789 | 0.013659 | 20 | Commercial_2022_SC B_GWh_After Competition Groups_20 | Air Handler with Dedicated Outdoor Air Systems | 1.366% | 0 | 42.9009 | Commercial_2022_SC B_GWh_After Competition Groups_Air Handler with Dedicated Outdoor Air Systems
Commercial | Com ¦ Centrally controlled desktop PC/NETWORK PC POWER MANAGEMENT SOFTWARE | 2022 | SC B | GWh | After Competition Groups | 41.4315 | 915001.6873 | 0.915 | 3140.8789 | 0.013191 | 21 | Commercial_2022_SC B_GWh_After Competition Groups_21 | Centrally controlled desktop PC/NETWORK PC POWER MANAGEMENT SOFTWARE | 1.319% | 0.915 | 41.4315 | Commercial_2022_SC B_GWh_After Competition Groups_Centrally controlled desktop PC/NETWORK PC POWER MANAGEMENT SOFTWARE
Commercial | Com ¦ Adaptive Thermostats | 2022 | SC B | GWh | After Competition Groups | 37.5417 | 4431619.7147 | 4.4316 | 3140.8789 | 0.011953 | 22 | Commercial_2022_SC B_GWh_After Competition Groups_22 | Adaptive Thermostats | 1.195% | 4.4316 | 37.5417 | Commercial_2022_SC B_GWh_After Competition Groups_Adaptive Thermostats
Commercial | Com ¦ Advanced BAS/Controllers | 2022 | SC B | GWh | After Competition Groups | 31.7431 | 349341.5364 | 0.34934 | 3140.8789 | 0.010106 | 23 | Commercial_2022_SC B_GWh_After Competition Groups_23 | Advanced BAS/Controllers | 1.011% | 0.34934 | 31.7431 | Commercial_2022_SC B_GWh_After Competition Groups_Advanced BAS/Controllers
Commercial | Com ¦ ECM MOTORS FOR EVAPORATOR FANS for refrigeration (WALK-IN) | 2022 | SC B | GWh | After Competition Groups | 26.6157 | 1767539.9698 | 1.7675 | 3140.8789 | 0.008474 | 24 | Commercial_2022_SC B_GWh_After Competition Groups_24 | ECM MOTORS FOR EVAPORATOR FANS for refrigeration (WALK-IN) | 0.8474% | 1.7675 | 26.6157 | Commercial_2022_SC B_GWh_After Competition Groups_ECM MOTORS FOR EVAPORATOR FANS for refrigeration (WALK-IN)
Commercial | Com ¦ Condensing Unit Heaters or other Efficient Unit Heating System | 2022 | SC B | GWh | After Competition Groups | 25.7331 | 53202.5388 | 0.053203 | 3140.8789 | 0.008193 | 25 | Commercial_2022_SC B_GWh_After Competition Groups_25 | Condensing Unit Heaters or other Efficient Unit Heating System | 0.8193% | 0.053203 | 25.7331 | Commercial_2022_SC B_GWh_After Competition Groups_Condensing Unit Heaters or other Efficient Unit Heating System
Commercial | Com ¦ Refrigerated Display Case Doors | 2022 | SC B | GWh | After Competition Groups | 23.9968 | 9544408.9846 | 9.5444 | 3140.8789 | 0.0076401 | 26 | Commercial_2022_SC B_GWh_After Competition Groups_26 | Refrigerated Display Case Doors | 0.764% | 9.5444 | 23.9968 | Commercial_2022_SC B_GWh_After Competition Groups_Refrigerated Display Case Doors
Commercial | Com ¦ Freezer Case Light Sensor | 2022 | SC B | GWh | After Competition Groups | 21.8547 | 3883381.582 | 3.8834 | 3140.8789 | 0.0069581 | 27 | Commercial_2022_SC B_GWh_After Competition Groups_27 | Freezer Case Light Sensor | 0.6958% | 3.8834 | 21.8547 | Commercial_2022_SC B_GWh_After Competition Groups_Freezer Case Light Sensor
Commercial | Com ¦ Evaporator Fan Controls | 2022 | SC B | GWh | After Competition Groups | 21.3191 | 276700.3831 | 0.2767 | 3140.8789 | 0.0067876 | 28 | Commercial_2022_SC B_GWh_After Competition Groups_28 | Evaporator Fan Controls | 0.6788% | 0.2767 | 21.3191 | Commercial_2022_SC B_GWh_After Competition Groups_Evaporator Fan Controls
Commercial | Com ¦ Demand Control Kitchen Ventilation | 2022 | SC B | GWh | After Competition Groups | 16.8373 | 104829.2738 | 0.10483 | 3140.8789 | 0.0053607 | 29 | Commercial_2022_SC B_GWh_After Competition Groups_29 | Demand Control Kitchen Ventilation | 0.5361% | 0.10483 | 16.8373 | Commercial_2022_SC B_GWh_After Competition Groups_Demand Control Kitchen Ventilation
Commercial | Com ¦ Unitary Air-Conditioning Unit | 2022 | SC B | GWh | After Competition Groups | 12.7948 | 4863075.2901 | 4.8631 | 3140.8789 | 0.0040736 | 30 | Commercial_2022_SC B_GWh_After Competition Groups_30 | Unitary Air-Conditioning Unit | 0.4074% | 4.8631 | 12.7948 | Commercial_2022_SC B_GWh_After Competition Groups_Unitary Air-Conditioning Unit
Commercial | Com ¦ Refrigerated Display Case LED | 2022 | SC B | GWh | After Competition Groups | 10.6231 | 1002895.0936 | 1.0029 | 3140.8789 | 0.0033822 | 31 | Commercial_2022_SC B_GWh_After Competition Groups_31 | Refrigerated Display Case LED | 0.3382% | 1.0029 | 10.6231 | Commercial_2022_SC B_GWh_After Competition Groups_Refrigerated Display Case LED
Commercial | Com ¦ ENERGY STAR Griddle (74% eff) | 2022 | SC B | GWh | After Competition Groups | 8.1937 | 204829.1985 | 0.20483 | 3140.8789 | 0.0026087 | 32 | Commercial_2022_SC B_GWh_After Competition Groups_32 | ENERGY STAR Griddle (74% eff) | 0.2609% | 0.20483 | 8.1937 | Commercial_2022_SC B_GWh_After Competition Groups_ENERGY STAR Griddle (74% eff)
Commercial | Com ¦ Temperature Adjustment in Commercial Freezers | 2022 | SC B | GWh | After Competition Groups | 8.1601 | 0 | 0 | 3140.8789 | 0.002598 | 33 | Commercial_2022_SC B_GWh_After Competition Groups_33 | Temperature Adjustment in Commercial Freezers | 0.2598% | 0 | 8.1601 | Commercial_2022_SC B_GWh_After Competition Groups_Temperature Adjustment in Commercial Freezers
Commercial | Com ¦ Elec Storage WH 2.30 Et | 2022 | SC B | GWh | After Competition Groups | 7.0327 | 941771.5205 | 0.94177 | 3140.8789 | 0.0022391 | 34 | Commercial_2022_SC B_GWh_After Competition Groups_34 | Elec Storage WH 2.30 Et | 0.2239% | 0.94177 | 7.0327 | Commercial_2022_SC B_GWh_After Competition Groups_Elec Storage WH 2.30 Et
Commercial | Com ¦ CO Sensors for parking garage exhaust fans | 2022 | SC B | GWh | After Competition Groups | 6.7024 | 939226.4089 | 0.93923 | 3140.8789 | 0.0021339 | 35 | Commercial_2022_SC B_GWh_After Competition Groups_35 | CO Sensors for parking garage exhaust fans | 0.2134% | 0.93923 | 6.7024 | Commercial_2022_SC B_GWh_After Competition Groups_CO Sensors for parking garage exhaust fans
Commercial | Com ¦ Energy Efficient Laboratory Fume Hood | 2022 | SC B | GWh | After Competition Groups | 6.6296 | 934536.525 | 0.93454 | 3140.8789 | 0.0021108 | 36 | Commercial_2022_SC B_GWh_After Competition Groups_36 | Energy Efficient Laboratory Fume Hood | 0.2111% | 0.93454 | 6.6296 | Commercial_2022_SC B_GWh_After Competition Groups_Energy Efficient Laboratory Fume Hood
Commercial | Com ¦ Chilled Water Optimization | 2022 | SC B | GWh | After Competition Groups | 6.5835 | 1190105.2755 | 1.1901 | 3140.8789 | 0.0020961 | 37 | Commercial_2022_SC B_GWh_After Competition Groups_37 | Chilled Water Optimization | 0.2096% | 1.1901 | 6.5835 | Commercial_2022_SC B_GWh_After Competition Groups_Chilled Water Optimization
Commercial | Com ¦ BEVERAGE VENDING MACHINE CONTROLS | 2022 | SC B | GWh | After Competition Groups | 6.3341 | 312090.5634 | 0.31209 | 3140.8789 | 0.0020167 | 38 | Commercial_2022_SC B_GWh_After Competition Groups_38 | BEVERAGE VENDING MACHINE CONTROLS | 0.2017% | 0.31209 | 6.3341 | Commercial_2022_SC B_GWh_After Competition Groups_BEVERAGE VENDING MACHINE CONTROLS
Commercial | Com ¦ Vertical Night Covers | 2022 | SC B | GWh | After Competition Groups | 6.3239 | 268398.9054 | 0.2684 | 3140.8789 | 0.0020134 | 39 | Commercial_2022_SC B_GWh_After Competition Groups_39 | Vertical Night Covers | 0.2013% | 0.2684 | 6.3239 | Commercial_2022_SC B_GWh_After Competition Groups_Vertical Night Covers
Commercial | Com ¦ Occupancy Sensors | 2022 | SC B | GWh | After Competition Groups | 6.2006 | 3498.7458 | 0.0034987 | 3140.8789 | 0.0019742 | 40 | Commercial_2022_SC B_GWh_After Competition Groups_40 | Occupancy Sensors | 0.1974% | 0.0034987 | 6.2006 | Commercial_2022_SC B_GWh_After Competition Groups_Occupancy Sensors
Commercial | Com ¦ Duct Insulation, R8 | 2022 | SC B | GWh | After Competition Groups | 5.7243 | 546774.3068 | 0.54677 | 3140.8789 | 0.0018225 | 41 | Commercial_2022_SC B_GWh_After Competition Groups_41 | Duct Insulation, R8 | 0.1823% | 0.54677 | 5.7243 | Commercial_2022_SC B_GWh_After Competition Groups_Duct Insulation, R8
Commercial | Com ¦ Water Heating (DHW) Pipe Insulation (Add 3/4\ Foam)" | 2022 | SC B | GWh | After Competition Groups | 5.471 | 377754.4575 | 0.37775 | 3140.8789 | 0.0017419 | 42 | Commercial_2022_SC B_GWh_After Competition Groups_42 | Water Heating (DHW) Pipe Insulation (Add 3/4\ Foam)" | 0.1742% | 0.37775 | 5.471 | Commercial_2022_SC B_GWh_After Competition Groups_Water Heating (DHW) Pipe Insulation (Add 3/4\ Foam)"
Commercial | Com ¦ Outside Air Economizer | 2022 | SC B | GWh | After Competition Groups | 4.8345 | 146733.2488 | 0.14673 | 3140.8789 | 0.0015392 | 43 | Commercial_2022_SC B_GWh_After Competition Groups_43 | Outside Air Economizer | 0.1539% | 0.14673 | 4.8345 | Commercial_2022_SC B_GWh_After Competition Groups_Outside Air Economizer
Commercial | Com ¦ Suction Pipe Insulation Freezer/Refrigerator | 2022 | SC B | GWh | After Competition Groups | 3.4618 | 265224.006 | 0.26522 | 3140.8789 | 0.0011022 | 44 | Commercial_2022_SC B_GWh_After Competition Groups_44 | Suction Pipe Insulation Freezer/Refrigerator | 0.1102% | 0.26522 | 3.4618 | Commercial_2022_SC B_GWh_After Competition Groups_Suction Pipe Insulation Freezer/Refrigerator
Commercial | Com ¦ ENERGY STAR Fryer (84% eff) | 2022 | SC B | GWh | After Competition Groups | 2.9163 | 140731.705 | 0.14073 | 3140.8789 | 0.00092851 | 45 | Commercial_2022_SC B_GWh_After Competition Groups_45 | ENERGY STAR Fryer (84% eff) | 0.09285% | 0.14073 | 2.9163 | Commercial_2022_SC B_GWh_After Competition Groups_ENERGY STAR Fryer (84% eff)
Commercial | Com ¦ Water Source Heat Pump (4 ton) | 2022 | SC B | GWh | After Competition Groups | 2.3629 | 603977.5833 | 0.60398 | 3140.8789 | 0.0007523 | 46 | Commercial_2022_SC B_GWh_After Competition Groups_46 | Water Source Heat Pump (4 ton) | 0.07523% | 0.60398 | 2.3629 | Commercial_2022_SC B_GWh_After Competition Groups_Water Source Heat Pump (4 ton)
Commercial | Com ¦ ENERGY STAR Dishwasher | 2022 | SC B | GWh | After Competition Groups | 1.5407 | 25387.3047 | 0.025387 | 3140.8789 | 0.00049054 | 47 | Commercial_2022_SC B_GWh_After Competition Groups_47 | ENERGY STAR Dishwasher | 0.04905% | 0.025387 | 1.5407 | Commercial_2022_SC B_GWh_After Competition Groups_ENERGY STAR Dishwasher
Commercial | Com ¦ Ozone Laundry Treatment | 2022 | SC B | GWh | After Competition Groups | 1.5394 | 264542.4439 | 0.26454 | 3140.8789 | 0.00049013 | 48 | Commercial_2022_SC B_GWh_After Competition Groups_48 | Ozone Laundry Treatment | 0.04901% | 0.26454 | 1.5394 | Commercial_2022_SC B_GWh_After Competition Groups_Ozone Laundry Treatment
Commercial | Com ¦ ENERGY STAR Steam Cookers | 2022 | SC B | GWh | After Competition Groups | 1.3914 | 73975.8972 | 0.073976 | 3140.8789 | 0.00044298 | 49 | Commercial_2022_SC B_GWh_After Competition Groups_49 | ENERGY STAR Steam Cookers | 0.0443% | 0.073976 | 1.3914 | Commercial_2022_SC B_GWh_After Competition Groups_ENERGY STAR Steam Cookers
Commercial | Com ¦ Thermostat Setback | 2022 | SC B | GWh | After Competition Groups | 1.3005 | 0 | 0 | 3140.8789 | 0.00041406 | 50 | Commercial_2022_SC B_GWh_After Competition Groups_50 | Thermostat Setback | 0.04141% | 0 | 1.3005 | Commercial_2022_SC B_GWh_After Competition Groups_Thermostat Setback
Commercial | Com ¦ Demand controlled Circulating Systems | 2022 | SC B | GWh | After Competition Groups | 1.192 | 0 | 0 | 3140.8789 | 0.00037952 | 51 | Commercial_2022_SC B_GWh_After Competition Groups_51 | Demand controlled Circulating Systems | 0.03795% | 0 | 1.192 | Commercial_2022_SC B_GWh_After Competition Groups_Demand controlled Circulating Systems
Commercial | Com ¦ ECM MOTORS FOR HVAC APPLICATION (FAN-POWERED VAV BOX) | 2022 | SC B | GWh | After Competition Groups | 0.67049 | 46382.6111 | 0.046383 | 3140.8789 | 0.00021347 | 52 | Commercial_2022_SC B_GWh_After Competition Groups_52 | ECM MOTORS FOR HVAC APPLICATION (FAN-POWERED VAV BOX) | 0.02135% | 0.046383 | 0.67049 | Commercial_2022_SC B_GWh_After Competition Groups_ECM MOTORS FOR HVAC APPLICATION (FAN-POWERED VAV BOX)
Commercial | Com ¦ CEE Tier 2/Energy Star Clothes Washers | 2022 | SC B | GWh | After Competition Groups | 0.31673 | 21521.1269 | 0.021521 | 3140.8789 | 0.00010084 | 53 | Commercial_2022_SC B_GWh_After Competition Groups_53 | CEE Tier 2/Energy Star Clothes Washers | 0.01008% | 0.021521 | 0.31673 | Commercial_2022_SC B_GWh_After Competition Groups_CEE Tier 2/Energy Star Clothes Washers
Commercial | Com ¦ Auto Off Time Switch or Time Clock control | 2022 | SC B | GWh | After Competition Groups | 0.29959 | 105.4795 | 0.00010548 | 3140.8789 | 9.5383e-05 | 54 | Commercial_2022_SC B_GWh_After Competition Groups_54 | Auto Off Time Switch or Time Clock control | 0.009538% | 0.00010548 | 0.29959 | Commercial_2022_SC B_GWh_After Competition Groups_Auto Off Time Switch or Time Clock control
Commercial | Com ¦ Low Flow Pre-Rinse Spray Nozzle | 2022 | SC B | GWh | After Competition Groups | 0.19027 | 4380.0796 | 0.0043801 | 3140.8789 | 6.0579e-05 | 55 | Commercial_2022_SC B_GWh_After Competition Groups_55 | Low Flow Pre-Rinse Spray Nozzle | 0.006058% | 0.0043801 | 0.19027 | Commercial_2022_SC B_GWh_After Competition Groups_Low Flow Pre-Rinse Spray Nozzle
Commercial | Com ¦ Condensing Make Up Air Unit | 2022 | SC B | GWh | After Competition Groups | 0.19005 | 158539.5411 | 0.15854 | 3140.8789 | 6.051e-05 | 56 | Commercial_2022_SC B_GWh_After Competition Groups_56 | Condensing Make Up Air Unit | 0.006051% | 0.15854 | 0.19005 | Commercial_2022_SC B_GWh_After Competition Groups_Condensing Make Up Air Unit
Commercial | Com ¦ HVAC Optimization | 2022 | SC B | GWh | After Competition Groups | 0.12988 | 251.4035 | 0.0002514 | 3140.8789 | 4.1352e-05 | 57 | Commercial_2022_SC B_GWh_After Competition Groups_57 | HVAC Optimization | 0.004135% | 0.0002514 | 0.12988 | Commercial_2022_SC B_GWh_After Competition Groups_HVAC Optimization
Commercial | COM ¦ Ductless Mini-Split Heat Pumps | 2022 | SC B | GWh | After Competition Groups | 0.12357 | 120.7478 | 0.00012075 | 3140.8789 | 3.9343e-05 | 58 | Commercial_2022_SC B_GWh_After Competition Groups_58 | Ductless Mini-Split Heat Pumps | 0.003934% | 0.00012075 | 0.12357 | Commercial_2022_SC B_GWh_After Competition Groups_Ductless Mini-Split Heat Pumps
Commercial | Com ¦ Notched V belts for HVAC Systems | 2022 | SC B | GWh | After Competition Groups | 0.10778 | 30634.4589 | 0.030634 | 3140.8789 | 3.4316e-05 | 59 | Commercial_2022_SC B_GWh_After Competition Groups_59 | Notched V belts for HVAC Systems | 0.003432% | 0.030634 | 0.10778 | Commercial_2022_SC B_GWh_After Competition Groups_Notched V belts for HVAC Systems
Commercial | Com ¦ Solar Water Preheat (Pools/DHW) | 2022 | SC B | GWh | After Competition Groups | 0.098573 | 1160.0306 | 0.00116 | 3140.8789 | 3.1384e-05 | 60 | Commercial_2022_SC B_GWh_After Competition Groups_60 | Solar Water Preheat (Pools/DHW) | 0.003138% | 0.00116 | 0.098573 | Commercial_2022_SC B_GWh_After Competition Groups_Solar Water Preheat (Pools/DHW)
Commercial | Com ¦ PTAC (12 EER/10,000 BTU) | 2022 | SC B | GWh | After Competition Groups | 0.09696 | 17028.563 | 0.017029 | 3140.8789 | 3.087e-05 | 61 | Commercial_2022_SC B_GWh_After Competition Groups_61 | PTAC (12 EER/10,000 BTU) | 0.003087% | 0.017029 | 0.09696 | Commercial_2022_SC B_GWh_After Competition Groups_PTAC (12 EER/10,000 BTU)
Commercial | Com ¦ Commercial Hot Food Holding Cabinets | 2022 | SC B | GWh | After Competition Groups | 0.056413 | 1916.4046 | 0.0019164 | 3140.8789 | 1.7961e-05 | 62 | Commercial_2022_SC B_GWh_After Competition Groups_62 | Commercial Hot Food Holding Cabinets | 0.001796% | 0.0019164 | 0.056413 | Commercial_2022_SC B_GWh_After Competition Groups_Commercial Hot Food Holding Cabinets
Commercial | Com ¦ Wall Insulation | 2022 | SC B | GWh | After Competition Groups | 0.051009 | 528.9902 | 0.00052899 | 3140.8789 | 1.624e-05 | 63 | Commercial_2022_SC B_GWh_After Competition Groups_63 | Wall Insulation | 0.001624% | 0.00052899 | 0.051009 | Commercial_2022_SC B_GWh_After Competition Groups_Wall Insulation
Commercial | Com ¦ Energy Recovery Ventilation and Ventilation (Enhanced) | 2022 | SC B | GWh | After Competition Groups | 0.024598 | 0 | 0 | 3140.8789 | 7.8316e-06 | 64 | Commercial_2022_SC B_GWh_After Competition Groups_64 | Energy Recovery Ventilation and Ventilation (Enhanced) | 0.0007832% | 0 | 0.024598 | Commercial_2022_SC B_GWh_After Competition Groups_Energy Recovery Ventilation and Ventilation (Enhanced)
Commercial | Com ¦ Air Curtains | 2022 | SC B | GWh | After Competition Groups | 0.013262 | 8098.742 | 0.0080987 | 3140.8789 | 4.2224e-06 | 65 | Commercial_2022_SC B_GWh_After Competition Groups_65 | Air Curtains | 0.0004222% | 0.0080987 | 0.013262 | Commercial_2022_SC B_GWh_After Competition Groups_Air Curtains
Commercial | Com ¦ High Efficiency Chiller (avg of water and air cooled) | 2022 | SC B | GWh | After Competition Groups | 0.0094732 | 5503.8179 | 0.0055038 | 3140.8789 | 3.0161e-06 | 66 | Commercial_2022_SC B_GWh_After Competition Groups_66 | High Efficiency Chiller (avg of water and air cooled) | 0.0003016% | 0.0055038 | 0.0094732 | Commercial_2022_SC B_GWh_After Competition Groups_High Efficiency Chiller (avg of water and air cooled)
Commercial | Com ¦ VSD Air Compressor | 2022 | SC B | GWh | After Competition Groups | 0.007804 | 448.6295 | 0.00044863 | 3140.8789 | 2.4847e-06 | 67 | Commercial_2022_SC B_GWh_After Competition Groups_67 | VSD Air Compressor | 0.0002485% | 0.00044863 | 0.007804 | Commercial_2022_SC B_GWh_After Competition Groups_VSD Air Compressor
Commercial | Com ¦ Room AC (w/ louvered sides) 14 SEER from 12 SEER code | 2022 | SC B | GWh | After Competition Groups | 0.0047679 | 1513.1044 | 0.0015131 | 3140.8789 | 1.518e-06 | 68 | Commercial_2022_SC B_GWh_After Competition Groups_68 | Room AC (w/ louvered sides) 14 SEER from 12 SEER code | 0.0001518% | 0.0015131 | 0.0047679 | Commercial_2022_SC B_GWh_After Competition Groups_Room AC (w/ louvered sides) 14 SEER from 12 SEER code
Commercial | Com ¦ EC Plug Fan for Data Center (under cabinet) | 2022 | SC B | GWh | After Competition Groups | 0.0035221 | 549.7544 | 0.00054975 | 3140.8789 | 1.1214e-06 | 69 | Commercial_2022_SC B_GWh_After Competition Groups_69 | EC Plug Fan for Data Center (under cabinet) | 0.0001121% | 0.00054975 | 0.0035221 | Commercial_2022_SC B_GWh_After Competition Groups_EC Plug Fan for Data Center (under cabinet)
Commercial | Com ¦ High Efficiency Small Instantaneous Water Heater | 2022 | SC B | GWh | After Competition Groups | 0.0019242 | 776.2152 | 0.00077622 | 3140.8789 | 6.1262e-07 | 70 | Commercial_2022_SC B_GWh_After Competition Groups_70 | High Efficiency Small Instantaneous Water Heater | 6.126e-05% | 0.00077622 | 0.0019242 | Commercial_2022_SC B_GWh_After Competition Groups_High Efficiency Small Instantaneous Water Heater
Commercial | Com ¦ Electric Convection Combination Ovens | 2022 | SC B | GWh | After Competition Groups | 0.00089916 | 3.7997 | 3.7997e-06 | 3140.8789 | 2.8628e-07 | 71 | Commercial_2022_SC B_GWh_After Competition Groups_71 | Electric Convection Combination Ovens | 2.863e-05% | 3.7997e-06 | 0.00089916 | Commercial_2022_SC B_GWh_After Competition Groups_Electric Convection Combination Ovens
Commercial | Com ¦ LLLC - Low Impact Application | 2022 | SC B | GWh | After Competition Groups | 1.3334e-18 | 1.5008e-13 | 1.5008e-19 | 3140.8789 | 4.2454e-22 | 72 | Commercial_2022_SC B_GWh_After Competition Groups_72 | LLLC - Low Impact Application | 4.245e-20% | 1.5008e-19 | 1.3334e-18 | Commercial_2022_SC B_GWh_After Competition Groups_LLLC - Low Impact Application
Commercial | Com ¦ LLLC - High Impact Application | 2022 | SC B | GWh | After Competition Groups | 4.5317e-19 | 6.834e-14 | 6.834e-20 | 3140.8789 | 1.4428e-22 | 73 | Commercial_2022_SC B_GWh_After Competition Groups_73 | LLLC - High Impact Application | 1.443e-20% | 6.834e-20 | 4.5317e-19 | Commercial_2022_SC B_GWh_After Competition Groups_LLLC - High Impact Application
Commercial | Com ¦ Networked/Connected - High Impact Application | 2022 | SC B | GWh | After Competition Groups | 3.7818e-21 | 9.3429e-16 | 9.3429e-22 | 3140.8789 | 1.2041e-24 | 74 | Commercial_2022_SC B_GWh_After Competition Groups_74 | Networked/Connected - High Impact Application | 1.204e-22% | 9.3429e-22 | 3.7818e-21 | Commercial_2022_SC B_GWh_After Competition Groups_Networked/Connected - High Impact Application
Commercial | Com ¦ Networked/Connected - Low Impact Application | 2022 | SC B | GWh | After Competition Groups | 9.8593e-22 | 6.3462e-16 | 6.3462e-22 | 3140.8789 | 3.139e-25 | 75 | Commercial_2022_SC B_GWh_After Competition Groups_75 | Networked/Connected - Low Impact Application | 3.139e-23% | 6.3462e-22 | 9.8593e-22 | Commercial_2022_SC B_GWh_After Competition Groups_Networked/Connected - Low Impact Application
Commercial | Com ¦ Door Gasket Freezer/Refrigerator | 2022 | SC B | GWh | After Competition Groups | 0 | 0 | 0 | 3140.8789 | 0 | 76 | Commercial_2022_SC B_GWh_After Competition Groups_76 | Door Gasket Freezer/Refrigerator | 0% | 0 | 0 | Commercial_2022_SC B_GWh_After Competition Groups_Door Gasket Freezer/Refrigerator
Commercial | Com ¦ Efficient compressor motor | 2022 | SC B | GWh | After Competition Groups | 0 | 0 | 0 | 3140.8789 | 0 | 77 | Commercial_2022_SC B_GWh_After Competition Groups_77 | Efficient compressor motor | 0% | 0 | 0 | Commercial_2022_SC B_GWh_After Competition Groups_Efficient compressor motor
Commercial | Com ¦ Indoor Daylight Sensors/Photocell Dimming Control | 2022 | SC B | GWh | After Competition Groups | 0 | 0 | 0 | 3140.8789 | 0 | 78 | Commercial_2022_SC B_GWh_After Competition Groups_78 | Indoor Daylight Sensors/Photocell Dimming Control | 0% | 0 | 0 | Commercial_2022_SC B_GWh_After Competition Groups_Indoor Daylight Sensors/Photocell Dimming Control
Commercial | Com ¦ LED RECESSED DOWNLIGHTS | 2022 | SC B | GWh | After Competition Groups | 0 | 0 | 0 | 3140.8789 | 0 | 79 | Commercial_2022_SC B_GWh_After Competition Groups_79 | LED RECESSED DOWNLIGHTS | 0% | 0 | 0 | Commercial_2022_SC B_GWh_After Competition Groups_LED RECESSED DOWNLIGHTS
Commercial | Com ¦ Variable Refrigerant Flow Heat Pump | 2022 | SC B | GWh | After Competition Groups | 0 | 0 | 0 | 3140.8789 | 0 | 80 | Commercial_2022_SC B_GWh_After Competition Groups_80 | Variable Refrigerant Flow Heat Pump | 0% | 0 | 0 | Commercial_2022_SC B_GWh_After Competition Groups_Variable Refrigerant Flow Heat Pump
Commercial | Com ¦ ENERGY STAR LED LAMPS (REFLECTOR LAMPs/MR16/PAR 16) | 2022 | SC C | GWh | After Competition Groups | 443.6658 | 6789320.2105 | 6.7893 | 2512.2748 | 0.1766 | 1 | Commercial_2022_SC C_GWh_After Competition Groups_1 | ENERGY STAR LED LAMPS (REFLECTOR LAMPs/MR16/PAR 16) | 17.66% | 6.7893 | 443.6658 | Commercial_2022_SC C_GWh_After Competition Groups_ENERGY STAR LED LAMPS (REFLECTOR LAMPs/MR16/PAR 16)
Commercial | Com ¦ LED EXTERIOR AREA LIGHTS - LED fixture (200W) | 2022 | SC C | GWh | After Competition Groups | 248.0147 | 8935316.5747 | 8.9353 | 2512.2748 | 0.098721 | 2 | Commercial_2022_SC C_GWh_After Competition Groups_2 | LED EXTERIOR AREA LIGHTS - LED fixture (200W) | 9.872% | 8.9353 | 248.0147 | Commercial_2022_SC C_GWh_After Competition Groups_LED EXTERIOR AREA LIGHTS - LED fixture (200W)
Commercial | Com ¦ LED parking lot fixture | 2022 | SC C | GWh | After Competition Groups | 247.4795 | 10687223.5464 | 10.6872 | 2512.2748 | 0.098508 | 3 | Commercial_2022_SC C_GWh_After Competition Groups_3 | LED parking lot fixture | 9.851% | 10.6872 | 247.4795 | Commercial_2022_SC C_GWh_After Competition Groups_LED parking lot fixture
Commercial | Com ¦ LED Troffer/Surface/Suspended | 2022 | SC C | GWh | After Competition Groups | 201.593 | 61485803.4372 | 61.4858 | 2512.2748 | 0.080243 | 4 | Commercial_2022_SC C_GWh_After Competition Groups_4 | LED Troffer/Surface/Suspended | 8.024% | 61.4858 | 201.593 | Commercial_2022_SC C_GWh_After Competition Groups_LED Troffer/Surface/Suspended
Commercial | Com ¦ LED Low/High Bay | 2022 | SC C | GWh | After Competition Groups | 188.1525 | 44525602.8403 | 44.5256 | 2512.2748 | 0.074893 | 5 | Commercial_2022_SC C_GWh_After Competition Groups_5 | LED Low/High Bay | 7.489% | 44.5256 | 188.1525 | Commercial_2022_SC C_GWh_After Competition Groups_LED Low/High Bay
Commercial | Com ¦ LED Replacement Lamp (Tube) | 2022 | SC C | GWh | After Competition Groups | 180.3419 | 0 | 0 | 2512.2748 | 0.071784 | 6 | Commercial_2022_SC C_GWh_After Competition Groups_6 | LED Replacement Lamp (Tube) | 7.178% | 0 | 180.3419 | Commercial_2022_SC C_GWh_After Competition Groups_LED Replacement Lamp (Tube)
Commercial | Com ¦ LED street light fixture | 2022 | SC C | GWh | After Competition Groups | 138.5568 | 17451610.9687 | 17.4516 | 2512.2748 | 0.055152 | 7 | Commercial_2022_SC C_GWh_After Competition Groups_7 | LED street light fixture | 5.515% | 17.4516 | 138.5568 | Commercial_2022_SC C_GWh_After Competition Groups_LED street light fixture
Commercial | Com ¦ Building Recommissioning, Operations and Maintenance (O&M) Improvements | 2022 | SC C | GWh | After Competition Groups | 101.4243 | 1111272.8124 | 1.1113 | 2512.2748 | 0.040372 | 8 | Commercial_2022_SC C_GWh_After Competition Groups_8 | Building Recommissioning, Operations and Maintenance (O&M) Improvements | 4.037% | 1.1113 | 101.4243 | Commercial_2022_SC C_GWh_After Competition Groups_Building Recommissioning, Operations and Maintenance (O&M) Improvements
Commercial | Com ¦ Data Center Storage/Server Virtualization | 2022 | SC C | GWh | After Competition Groups | 92.4105 | 0 | 0 | 2512.2748 | 0.036784 | 9 | Commercial_2022_SC C_GWh_After Competition Groups_9 | Data Center Storage/Server Virtualization | 3.678% | 0 | 92.4105 | Commercial_2022_SC C_GWh_After Competition Groups_Data Center Storage/Server Virtualization
Commercial | Com ¦ ENERGY STAR LED LAMPS (General Service Lamps) | 2022 | SC C | GWh | After Competition Groups | 68.4689 | 850013.582 | 0.85001 | 2512.2748 | 0.027254 | 10 | Commercial_2022_SC C_GWh_After Competition Groups_10 | ENERGY STAR LED LAMPS (General Service Lamps) | 2.725% | 0.85001 | 68.4689 | Commercial_2022_SC C_GWh_After Competition Groups_ENERGY STAR LED LAMPS (General Service Lamps)
Commercial | Com ¦ Furnace Tune-Up | 2022 | SC C | GWh | After Competition Groups | 63.8145 | 65947.8251 | 0.065948 | 2512.2748 | 0.025401 | 11 | Commercial_2022_SC C_GWh_After Competition Groups_11 | Furnace Tune-Up | 2.54% | 0.065948 | 63.8145 | Commercial_2022_SC C_GWh_After Competition Groups_Furnace Tune-Up
Commercial | Com ¦ LED or Equivalent Sign Lighting | 2022 | SC C | GWh | After Competition Groups | 62.5953 | 14386657.9176 | 14.3867 | 2512.2748 | 0.024916 | 12 | Commercial_2022_SC C_GWh_After Competition Groups_12 | LED or Equivalent Sign Lighting | 2.492% | 14.3867 | 62.5953 | Commercial_2022_SC C_GWh_After Competition Groups_LED or Equivalent Sign Lighting
Commercial | Com ¦ Reach-in Shaded Pole to ECM/PSC Evaporator Fan Motor | 2022 | SC C | GWh | After Competition Groups | 60.3765 | 2165067.9235 | 2.1651 | 2512.2748 | 0.024033 | 13 | Commercial_2022_SC C_GWh_After Competition Groups_13 | Reach-in Shaded Pole to ECM/PSC Evaporator Fan Motor | 2.403% | 2.1651 | 60.3765 | Commercial_2022_SC C_GWh_After Competition Groups_Reach-in Shaded Pole to ECM/PSC Evaporator Fan Motor
Commercial | Com ¦ High Efficiency Air Source Heat Pump | 2022 | SC C | GWh | After Competition Groups | 59.0091 | 854207.9257 | 0.85421 | 2512.2748 | 0.023488 | 14 | Commercial_2022_SC C_GWh_After Competition Groups_14 | High Efficiency Air Source Heat Pump | 2.349% | 0.85421 | 59.0091 | Commercial_2022_SC C_GWh_After Competition Groups_High Efficiency Air Source Heat Pump
Commercial | Com ¦ Education and Capacity Building/Energy Behavior | 2022 | SC C | GWh | After Competition Groups | 38.2208 | 522790.5571 | 0.52279 | 2512.2748 | 0.015214 | 15 | Commercial_2022_SC C_GWh_After Competition Groups_15 | Education and Capacity Building/Energy Behavior | 1.521% | 0.52279 | 38.2208 | Commercial_2022_SC C_GWh_After Competition Groups_Education and Capacity Building/Energy Behavior
Commercial | Com ¦ Strip Curtains | 2022 | SC C | GWh | After Competition Groups | 35.5091 | 101897.8599 | 0.1019 | 2512.2748 | 0.014134 | 16 | Commercial_2022_SC C_GWh_After Competition Groups_16 | Strip Curtains | 1.413% | 0.1019 | 35.5091 | Commercial_2022_SC C_GWh_After Competition Groups_Strip Curtains
Commercial | Com ¦ Advanced BAS/Controllers | 2022 | SC C | GWh | After Competition Groups | 27.005 | 256405.8051 | 0.25641 | 2512.2748 | 0.010749 | 17 | Commercial_2022_SC C_GWh_After Competition Groups_17 | Advanced BAS/Controllers | 1.075% | 0.25641 | 27.005 | Commercial_2022_SC C_GWh_After Competition Groups_Advanced BAS/Controllers
Commercial | Com ¦ Demand Control Ventilation | 2022 | SC C | GWh | After Competition Groups | 22.6045 | 1556023.4162 | 1.556 | 2512.2748 | 0.0089976 | 18 | Commercial_2022_SC C_GWh_After Competition Groups_18 | Demand Control Ventilation | 0.8998% | 1.556 | 22.6045 | Commercial_2022_SC C_GWh_After Competition Groups_Demand Control Ventilation
Commercial | Com ¦ Centrally controlled desktop PC/NETWORK PC POWER MANAGEMENT SOFTWARE | 2022 | SC C | GWh | After Competition Groups | 22.4504 | 460395.1741 | 0.4604 | 2512.2748 | 0.0089363 | 19 | Commercial_2022_SC C_GWh_After Competition Groups_19 | Centrally controlled desktop PC/NETWORK PC POWER MANAGEMENT SOFTWARE | 0.8936% | 0.4604 | 22.4504 | Commercial_2022_SC C_GWh_After Competition Groups_Centrally controlled desktop PC/NETWORK PC POWER MANAGEMENT SOFTWARE
Commercial | Com ¦ Variable Frequency Drive (VFD) | 2022 | SC C | GWh | After Competition Groups | 21.2512 | 1088186.4711 | 1.0882 | 2512.2748 | 0.008459 | 20 | Commercial_2022_SC C_GWh_After Competition Groups_20 | Variable Frequency Drive (VFD) | 0.8459% | 1.0882 | 21.2512 | Commercial_2022_SC C_GWh_After Competition Groups_Variable Frequency Drive (VFD)
Commercial | Com ¦ VFD on Pumps | 2022 | SC C | GWh | After Competition Groups | 19.8491 | 1105634.225 | 1.1056 | 2512.2748 | 0.0079008 | 21 | Commercial_2022_SC C_GWh_After Competition Groups_21 | VFD on Pumps | 0.7901% | 1.1056 | 19.8491 | Commercial_2022_SC C_GWh_After Competition Groups_VFD on Pumps
Commercial | Com ¦ Refrigerated Display Case Doors | 2022 | SC C | GWh | After Competition Groups | 19.2558 | 7452288.166 | 7.4523 | 2512.2748 | 0.0076647 | 22 | Commercial_2022_SC C_GWh_After Competition Groups_22 | Refrigerated Display Case Doors | 0.7665% | 7.4523 | 19.2558 | Commercial_2022_SC C_GWh_After Competition Groups_Refrigerated Display Case Doors
Commercial | Com ¦ Adaptive Thermostats | 2022 | SC C | GWh | After Competition Groups | 17.7028 | 1969640.494 | 1.9696 | 2512.2748 | 0.0070465 | 23 | Commercial_2022_SC C_GWh_After Competition Groups_23 | Adaptive Thermostats | 0.7047% | 1.9696 | 17.7028 | Commercial_2022_SC C_GWh_After Competition Groups_Adaptive Thermostats
Commercial | Com ¦ Air Handler with Dedicated Outdoor Air Systems | 2022 | SC C | GWh | After Competition Groups | 12.1408 | 0 | 0 | 2512.2748 | 0.0048326 | 24 | Commercial_2022_SC C_GWh_After Competition Groups_24 | Air Handler with Dedicated Outdoor Air Systems | 0.4833% | 0 | 12.1408 | Commercial_2022_SC C_GWh_After Competition Groups_Air Handler with Dedicated Outdoor Air Systems
Commercial | Com ¦ ECM MOTORS FOR EVAPORATOR FANS for refrigeration (WALK-IN) | 2022 | SC C | GWh | After Competition Groups | 9.9251 | 657337.604 | 0.65734 | 2512.2748 | 0.0039506 | 25 | Commercial_2022_SC C_GWh_After Competition Groups_25 | ECM MOTORS FOR EVAPORATOR FANS for refrigeration (WALK-IN) | 0.3951% | 0.65734 | 9.9251 | Commercial_2022_SC C_GWh_After Competition Groups_ECM MOTORS FOR EVAPORATOR FANS for refrigeration (WALK-IN)
Commercial | Com ¦ Refrigerated Display Case LED | 2022 | SC C | GWh | After Competition Groups | 9.8945 | 833134.1827 | 0.83313 | 2512.2748 | 0.0039384 | 26 | Commercial_2022_SC C_GWh_After Competition Groups_26 | Refrigerated Display Case LED | 0.3938% | 0.83313 | 9.8945 | Commercial_2022_SC C_GWh_After Competition Groups_Refrigerated Display Case LED
Commercial | Com ¦ Condensing Unit Heaters or other Efficient Unit Heating System | 2022 | SC C | GWh | After Competition Groups | 9.597 | 19795.5191 | 0.019796 | 2512.2748 | 0.00382 | 27 | Commercial_2022_SC C_GWh_After Competition Groups_27 | Condensing Unit Heaters or other Efficient Unit Heating System | 0.382% | 0.019796 | 9.597 | Commercial_2022_SC C_GWh_After Competition Groups_Condensing Unit Heaters or other Efficient Unit Heating System
Commercial | Com ¦ Unitary Air-Conditioning Unit | 2022 | SC C | GWh | After Competition Groups | 9.5628 | 3122882.4703 | 3.1229 | 2512.2748 | 0.0038064 | 28 | Commercial_2022_SC C_GWh_After Competition Groups_28 | Unitary Air-Conditioning Unit | 0.3806% | 3.1229 | 9.5628 | Commercial_2022_SC C_GWh_After Competition Groups_Unitary Air-Conditioning Unit
Commercial | Com ¦ ENERGY STAR Griddle (74% eff) | 2022 | SC C | GWh | After Competition Groups | 8.1938 | 204850.5807 | 0.20485 | 2512.2748 | 0.0032615 | 29 | Commercial_2022_SC C_GWh_After Competition Groups_29 | ENERGY STAR Griddle (74% eff) | 0.3261% | 0.20485 | 8.1938 | Commercial_2022_SC C_GWh_After Competition Groups_ENERGY STAR Griddle (74% eff)
Commercial | Com ¦ Freezer Case Light Sensor | 2022 | SC C | GWh | After Competition Groups | 8.1496 | 1443993.0423 | 1.444 | 2512.2748 | 0.0032439 | 30 | Commercial_2022_SC C_GWh_After Competition Groups_30 | Freezer Case Light Sensor | 0.3244% | 1.444 | 8.1496 | Commercial_2022_SC C_GWh_After Competition Groups_Freezer Case Light Sensor
Commercial | Com ¦ Evaporator Fan Controls | 2022 | SC C | GWh | After Competition Groups | 7.9496 | 102883.8238 | 0.10288 | 2512.2748 | 0.0031643 | 31 | Commercial_2022_SC C_GWh_After Competition Groups_31 | Evaporator Fan Controls | 0.3164% | 0.10288 | 7.9496 | Commercial_2022_SC C_GWh_After Competition Groups_Evaporator Fan Controls
Commercial | Com ¦ Demand Control Kitchen Ventilation | 2022 | SC C | GWh | After Competition Groups | 7.915 | 67378.3994 | 0.067378 | 2512.2748 | 0.0031505 | 32 | Commercial_2022_SC C_GWh_After Competition Groups_32 | Demand Control Kitchen Ventilation | 0.3151% | 0.067378 | 7.915 | Commercial_2022_SC C_GWh_After Competition Groups_Demand Control Kitchen Ventilation
Commercial | Com ¦ Chilled Water Optimization | 2022 | SC C | GWh | After Competition Groups | 6.5837 | 1190260.1384 | 1.1903 | 2512.2748 | 0.0026206 | 33 | Commercial_2022_SC C_GWh_After Competition Groups_33 | Chilled Water Optimization | 0.2621% | 1.1903 | 6.5837 | Commercial_2022_SC C_GWh_After Competition Groups_Chilled Water Optimization
Commercial | Com ¦ Occupancy Sensors | 2022 | SC C | GWh | After Competition Groups | 6.2006 | 3499.0962 | 0.0034991 | 2512.2748 | 0.0024681 | 34 | Commercial_2022_SC C_GWh_After Competition Groups_34 | Occupancy Sensors | 0.2468% | 0.0034991 | 6.2006 | Commercial_2022_SC C_GWh_After Competition Groups_Occupancy Sensors
Commercial | Com ¦ Temperature Adjustment in Commercial Freezers | 2022 | SC C | GWh | After Competition Groups | 3.0428 | 0 | 0 | 2512.2748 | 0.0012112 | 35 | Commercial_2022_SC C_GWh_After Competition Groups_35 | Temperature Adjustment in Commercial Freezers | 0.1211% | 0 | 3.0428 | Commercial_2022_SC C_GWh_After Competition Groups_Temperature Adjustment in Commercial Freezers
Commercial | Com ¦ Elec Storage WH 2.30 Et | 2022 | SC C | GWh | After Competition Groups | 2.9731 | 353042.6464 | 0.35304 | 2512.2748 | 0.0011834 | 36 | Commercial_2022_SC C_GWh_After Competition Groups_36 | Elec Storage WH 2.30 Et | 0.1183% | 0.35304 | 2.9731 | Commercial_2022_SC C_GWh_After Competition Groups_Elec Storage WH 2.30 Et
Commercial | Com ¦ ENERGY STAR Fryer (84% eff) | 2022 | SC C | GWh | After Competition Groups | 2.9164 | 140746.5065 | 0.14075 | 2512.2748 | 0.0011608 | 37 | Commercial_2022_SC C_GWh_After Competition Groups_37 | ENERGY STAR Fryer (84% eff) | 0.1161% | 0.14075 | 2.9164 | Commercial_2022_SC C_GWh_After Competition Groups_ENERGY STAR Fryer (84% eff)
Commercial | Com ¦ CO Sensors for parking garage exhaust fans | 2022 | SC C | GWh | After Competition Groups | 2.7596 | 381105.5231 | 0.38111 | 2512.2748 | 0.0010985 | 38 | Commercial_2022_SC C_GWh_After Competition Groups_38 | CO Sensors for parking garage exhaust fans | 0.1098% | 0.38111 | 2.7596 | Commercial_2022_SC C_GWh_After Competition Groups_CO Sensors for parking garage exhaust fans
Commercial | Com ¦ Outside Air Economizer | 2022 | SC C | GWh | After Competition Groups | 2.5576 | 73056.3502 | 0.073056 | 2512.2748 | 0.0010181 | 39 | Commercial_2022_SC C_GWh_After Competition Groups_39 | Outside Air Economizer | 0.1018% | 0.073056 | 2.5576 | Commercial_2022_SC C_GWh_After Competition Groups_Outside Air Economizer
Commercial | Com ¦ BEVERAGE VENDING MACHINE CONTROLS | 2022 | SC C | GWh | After Competition Groups | 2.4776 | 120382.882 | 0.12038 | 2512.2748 | 0.00098619 | 40 | Commercial_2022_SC C_GWh_After Competition Groups_40 | BEVERAGE VENDING MACHINE CONTROLS | 0.09862% | 0.12038 | 2.4776 | Commercial_2022_SC C_GWh_After Competition Groups_BEVERAGE VENDING MACHINE CONTROLS
Commercial | Com ¦ Energy Efficient Laboratory Fume Hood | 2022 | SC C | GWh | After Competition Groups | 2.4691 | 347203.066 | 0.3472 | 2512.2748 | 0.00098281 | 41 | Commercial_2022_SC C_GWh_After Competition Groups_41 | Energy Efficient Laboratory Fume Hood | 0.09828% | 0.3472 | 2.4691 | Commercial_2022_SC C_GWh_After Competition Groups_Energy Efficient Laboratory Fume Hood
Commercial | Com ¦ Vertical Night Covers | 2022 | SC C | GWh | After Competition Groups | 2.3581 | 99797.7931 | 0.099798 | 2512.2748 | 0.00093862 | 42 | Commercial_2022_SC C_GWh_After Competition Groups_42 | Vertical Night Covers | 0.09386% | 0.099798 | 2.3581 | Commercial_2022_SC C_GWh_After Competition Groups_Vertical Night Covers
Commercial | Com ¦ Duct Insulation, R8 | 2022 | SC C | GWh | After Competition Groups | 2.134 | 203503.5399 | 0.2035 | 2512.2748 | 0.00084944 | 43 | Commercial_2022_SC C_GWh_After Competition Groups_43 | Duct Insulation, R8 | 0.08494% | 0.2035 | 2.134 | Commercial_2022_SC C_GWh_After Competition Groups_Duct Insulation, R8
Commercial | Com ¦ Water Heating (DHW) Pipe Insulation (Add 3/4\ Foam)" | 2022 | SC C | GWh | After Competition Groups | 2.0402 | 140501.961 | 0.1405 | 2512.2748 | 0.00081209 | 44 | Commercial_2022_SC C_GWh_After Competition Groups_44 | Water Heating (DHW) Pipe Insulation (Add 3/4\ Foam)" | 0.08121% | 0.1405 | 2.0402 | Commercial_2022_SC C_GWh_After Competition Groups_Water Heating (DHW) Pipe Insulation (Add 3/4\ Foam)"
Commercial | Com ¦ Water Source Heat Pump (4 ton) | 2022 | SC C | GWh | After Competition Groups | 1.7675 | 387887.5546 | 0.38789 | 2512.2748 | 0.00070355 | 45 | Commercial_2022_SC C_GWh_After Competition Groups_45 | Water Source Heat Pump (4 ton) | 0.07036% | 0.38789 | 1.7675 | Commercial_2022_SC C_GWh_After Competition Groups_Water Source Heat Pump (4 ton)
Commercial | Com ¦ ENERGY STAR Dishwasher | 2022 | SC C | GWh | After Competition Groups | 1.4238 | 25390.0359 | 0.02539 | 2512.2748 | 0.00056675 | 46 | Commercial_2022_SC C_GWh_After Competition Groups_46 | ENERGY STAR Dishwasher | 0.05667% | 0.02539 | 1.4238 | Commercial_2022_SC C_GWh_After Competition Groups_ENERGY STAR Dishwasher
Commercial | Com ¦ ENERGY STAR Steam Cookers | 2022 | SC C | GWh | After Competition Groups | 1.3914 | 73984.0373 | 0.073984 | 2512.2748 | 0.00055383 | 47 | Commercial_2022_SC C_GWh_After Competition Groups_47 | ENERGY STAR Steam Cookers | 0.05538% | 0.073984 | 1.3914 | Commercial_2022_SC C_GWh_After Competition Groups_ENERGY STAR Steam Cookers
Commercial | Com ¦ Suction Pipe Insulation Freezer/Refrigerator | 2022 | SC C | GWh | After Competition Groups | 1.2909 | 98626.4073 | 0.098626 | 2512.2748 | 0.00051383 | 48 | Commercial_2022_SC C_GWh_After Competition Groups_48 | Suction Pipe Insulation Freezer/Refrigerator | 0.05138% | 0.098626 | 1.2909 | Commercial_2022_SC C_GWh_After Competition Groups_Suction Pipe Insulation Freezer/Refrigerator
Commercial | Com ¦ Thermostat Setback | 2022 | SC C | GWh | After Competition Groups | 1.2843 | 0 | 0 | 2512.2748 | 0.00051122 | 49 | Commercial_2022_SC C_GWh_After Competition Groups_49 | Thermostat Setback | 0.05112% | 0 | 1.2843 | Commercial_2022_SC C_GWh_After Competition Groups_Thermostat Setback
Commercial | Com ¦ LLLC - High Impact Application | 2022 | SC C | GWh | After Competition Groups | 0.63338 | 20409.9216 | 0.02041 | 2512.2748 | 0.00025211 | 50 | Commercial_2022_SC C_GWh_After Competition Groups_50 | LLLC - High Impact Application | 0.02521% | 0.02041 | 0.63338 | Commercial_2022_SC C_GWh_After Competition Groups_LLLC - High Impact Application
Commercial | Com ¦ Ozone Laundry Treatment | 2022 | SC C | GWh | After Competition Groups | 0.61376 | 105448.0049 | 0.10545 | 2512.2748 | 0.00024431 | 51 | Commercial_2022_SC C_GWh_After Competition Groups_51 | Ozone Laundry Treatment | 0.02443% | 0.10545 | 0.61376 | Commercial_2022_SC C_GWh_After Competition Groups_Ozone Laundry Treatment
Commercial | Com ¦ Demand controlled Circulating Systems | 2022 | SC C | GWh | After Competition Groups | 0.43371 | 0 | 0 | 2512.2748 | 0.00017264 | 52 | Commercial_2022_SC C_GWh_After Competition Groups_52 | Demand controlled Circulating Systems | 0.01726% | 0 | 0.43371 | Commercial_2022_SC C_GWh_After Competition Groups_Demand controlled Circulating Systems
Commercial | Com ¦ LLLC - Low Impact Application | 2022 | SC C | GWh | After Competition Groups | 0.37147 | 31353.9674 | 0.031354 | 2512.2748 | 0.00014786 | 53 | Commercial_2022_SC C_GWh_After Competition Groups_53 | LLLC - Low Impact Application | 0.01479% | 0.031354 | 0.37147 | Commercial_2022_SC C_GWh_After Competition Groups_LLLC - Low Impact Application
Commercial | Com ¦ ECM MOTORS FOR HVAC APPLICATION (FAN-POWERED VAV BOX) | 2022 | SC C | GWh | After Competition Groups | 0.31312 | 20967.1536 | 0.020967 | 2512.2748 | 0.00012464 | 54 | Commercial_2022_SC C_GWh_After Competition Groups_54 | ECM MOTORS FOR HVAC APPLICATION (FAN-POWERED VAV BOX) | 0.01246% | 0.020967 | 0.31312 | Commercial_2022_SC C_GWh_After Competition Groups_ECM MOTORS FOR HVAC APPLICATION (FAN-POWERED VAV BOX)
Commercial | Com ¦ CEE Tier 2/Energy Star Clothes Washers | 2022 | SC C | GWh | After Competition Groups | 0.28045 | 17386.3543 | 0.017386 | 2512.2748 | 0.00011163 | 55 | Commercial_2022_SC C_GWh_After Competition Groups_55 | CEE Tier 2/Energy Star Clothes Washers | 0.01116% | 0.017386 | 0.28045 | Commercial_2022_SC C_GWh_After Competition Groups_CEE Tier 2/Energy Star Clothes Washers
Commercial | Com ¦ Low Flow Pre-Rinse Spray Nozzle | 2022 | SC C | GWh | After Competition Groups | 0.15695 | 3147.1503 | 0.0031472 | 2512.2748 | 6.2471e-05 | 56 | Commercial_2022_SC C_GWh_After Competition Groups_56 | Low Flow Pre-Rinse Spray Nozzle | 0.006247% | 0.0031472 | 0.15695 | Commercial_2022_SC C_GWh_After Competition Groups_Low Flow Pre-Rinse Spray Nozzle
Commercial | Com ¦ Condensing Make Up Air Unit | 2022 | SC C | GWh | After Competition Groups | 0.13003 | 108479.5913 | 0.10848 | 2512.2748 | 5.1758e-05 | 57 | Commercial_2022_SC C_GWh_After Competition Groups_57 | Condensing Make Up Air Unit | 0.005176% | 0.10848 | 0.13003 | Commercial_2022_SC C_GWh_After Competition Groups_Condensing Make Up Air Unit
Commercial | Com ¦ HVAC Optimization | 2022 | SC C | GWh | After Competition Groups | 0.12988 | 251.4288 | 0.00025143 | 2512.2748 | 5.1699e-05 | 58 | Commercial_2022_SC C_GWh_After Competition Groups_58 | HVAC Optimization | 0.00517% | 0.00025143 | 0.12988 | Commercial_2022_SC C_GWh_After Competition Groups_HVAC Optimization
Commercial | Com ¦ Auto Off Time Switch or Time Clock control | 2022 | SC C | GWh | After Competition Groups | 0.11734 | 41.037 | 4.1037e-05 | 2512.2748 | 4.6705e-05 | 59 | Commercial_2022_SC C_GWh_After Competition Groups_59 | Auto Off Time Switch or Time Clock control | 0.004671% | 4.1037e-05 | 0.11734 | Commercial_2022_SC C_GWh_After Competition Groups_Auto Off Time Switch or Time Clock control
Commercial | COM ¦ Ductless Mini-Split Heat Pumps | 2022 | SC C | GWh | After Competition Groups | 0.099075 | 84.8531 | 8.4853e-05 | 2512.2748 | 3.9436e-05 | 60 | Commercial_2022_SC C_GWh_After Competition Groups_60 | Ductless Mini-Split Heat Pumps | 0.003944% | 8.4853e-05 | 0.099075 | Commercial_2022_SC C_GWh_After Competition Groups_Ductless Mini-Split Heat Pumps
Commercial | Com ¦ Commercial Hot Food Holding Cabinets | 2022 | SC C | GWh | After Competition Groups | 0.04398 | 1294.3291 | 0.0012943 | 2512.2748 | 1.7506e-05 | 61 | Commercial_2022_SC C_GWh_After Competition Groups_61 | Commercial Hot Food Holding Cabinets | 0.001751% | 0.0012943 | 0.04398 | Commercial_2022_SC C_GWh_After Competition Groups_Commercial Hot Food Holding Cabinets
Commercial | Com ¦ Notched V belts for HVAC Systems | 2022 | SC C | GWh | After Competition Groups | 0.043517 | 12369.9224 | 0.01237 | 2512.2748 | 1.7322e-05 | 62 | Commercial_2022_SC C_GWh_After Competition Groups_62 | Notched V belts for HVAC Systems | 0.001732% | 0.01237 | 0.043517 | Commercial_2022_SC C_GWh_After Competition Groups_Notched V belts for HVAC Systems
Commercial | Com ¦ Solar Water Preheat (Pools/DHW) | 2022 | SC C | GWh | After Competition Groups | 0.037087 | 434.225 | 0.00043423 | 2512.2748 | 1.4762e-05 | 63 | Commercial_2022_SC C_GWh_After Competition Groups_63 | Solar Water Preheat (Pools/DHW) | 0.001476% | 0.00043423 | 0.037087 | Commercial_2022_SC C_GWh_After Competition Groups_Solar Water Preheat (Pools/DHW)
Commercial | Com ¦ PTAC (12 EER/10,000 BTU) | 2022 | SC C | GWh | After Competition Groups | 0.036367 | 6344.685 | 0.0063447 | 2512.2748 | 1.4476e-05 | 64 | Commercial_2022_SC C_GWh_After Competition Groups_64 | PTAC (12 EER/10,000 BTU) | 0.001448% | 0.0063447 | 0.036367 | Commercial_2022_SC C_GWh_After Competition Groups_PTAC (12 EER/10,000 BTU)
Commercial | Com ¦ Air Curtains | 2022 | SC C | GWh | After Competition Groups | 0.03443 | 3572.9004 | 0.0035729 | 2512.2748 | 1.3705e-05 | 65 | Commercial_2022_SC C_GWh_After Competition Groups_65 | Air Curtains | 0.00137% | 0.0035729 | 0.03443 | Commercial_2022_SC C_GWh_After Competition Groups_Air Curtains
Commercial | Com ¦ Wall Insulation | 2022 | SC C | GWh | After Competition Groups | 0.019025 | 196.3359 | 0.00019634 | 2512.2748 | 7.5728e-06 | 66 | Commercial_2022_SC C_GWh_After Competition Groups_66 | Wall Insulation | 0.0007573% | 0.00019634 | 0.019025 | Commercial_2022_SC C_GWh_After Competition Groups_Wall Insulation
Commercial | Com ¦ High Efficiency Chiller (avg of water and air cooled) | 2022 | SC C | GWh | After Competition Groups | 0.0094738 | 5504.8208 | 0.0055048 | 2512.2748 | 3.771e-06 | 67 | Commercial_2022_SC C_GWh_After Competition Groups_67 | High Efficiency Chiller (avg of water and air cooled) | 0.0003771% | 0.0055048 | 0.0094738 | Commercial_2022_SC C_GWh_After Competition Groups_High Efficiency Chiller (avg of water and air cooled)
Commercial | Com ¦ VSD Air Compressor | 2022 | SC C | GWh | After Competition Groups | 0.0068992 | 361.7406 | 0.00036174 | 2512.2748 | 2.7462e-06 | 68 | Commercial_2022_SC C_GWh_After Competition Groups_68 | VSD Air Compressor | 0.0002746% | 0.00036174 | 0.0068992 | Commercial_2022_SC C_GWh_After Competition Groups_VSD Air Compressor
Commercial | Com ¦ Energy Recovery Ventilation and Ventilation (Enhanced) | 2022 | SC C | GWh | After Competition Groups | 0.0061243 | 0 | 0 | 2512.2748 | 2.4377e-06 | 69 | Commercial_2022_SC C_GWh_After Competition Groups_69 | Energy Recovery Ventilation and Ventilation (Enhanced) | 0.0002438% | 0 | 0.0061243 | Commercial_2022_SC C_GWh_After Competition Groups_Energy Recovery Ventilation and Ventilation (Enhanced)
Commercial | Com ¦ EC Plug Fan for Data Center (under cabinet) | 2022 | SC C | GWh | After Competition Groups | 0.0028818 | 389.8487 | 0.00038985 | 2512.2748 | 1.1471e-06 | 70 | Commercial_2022_SC C_GWh_After Competition Groups_70 | EC Plug Fan for Data Center (under cabinet) | 0.0001147% | 0.00038985 | 0.0028818 | Commercial_2022_SC C_GWh_After Competition Groups_EC Plug Fan for Data Center (under cabinet)
Commercial | Com ¦ Networked/Connected - High Impact Application | 2022 | SC C | GWh | After Competition Groups | 0.0019928 | 210.941 | 0.00021094 | 2512.2748 | 7.9324e-07 | 71 | Commercial_2022_SC C_GWh_After Competition Groups_71 | Networked/Connected - High Impact Application | 7.932e-05% | 0.00021094 | 0.0019928 | Commercial_2022_SC C_GWh_After Competition Groups_Networked/Connected - High Impact Application
Commercial | Com ¦ Room AC (w/ louvered sides) 14 SEER from 12 SEER code | 2022 | SC C | GWh | After Competition Groups | 0.0017936 | 566.3964 | 0.0005664 | 2512.2748 | 7.1394e-07 | 72 | Commercial_2022_SC C_GWh_After Competition Groups_72 | Room AC (w/ louvered sides) 14 SEER from 12 SEER code | 7.139e-05% | 0.0005664 | 0.0017936 | Commercial_2022_SC C_GWh_After Competition Groups_Room AC (w/ louvered sides) 14 SEER from 12 SEER code
Commercial | Com ¦ Electric Convection Combination Ovens | 2022 | SC C | GWh | After Competition Groups | 0.00084058 | 3.3676 | 3.3676e-06 | 2512.2748 | 3.3459e-07 | 73 | Commercial_2022_SC C_GWh_After Competition Groups_73 | Electric Convection Combination Ovens | 3.346e-05% | 3.3676e-06 | 0.00084058 | Commercial_2022_SC C_GWh_After Competition Groups_Electric Convection Combination Ovens
Commercial | Com ¦ Networked/Connected - Low Impact Application | 2022 | SC C | GWh | After Competition Groups | 7.8321e-05 | 50.4187 | 5.0419e-05 | 2512.2748 | 3.1175e-08 | 74 | Commercial_2022_SC C_GWh_After Competition Groups_74 | Networked/Connected - Low Impact Application | 3.118e-06% | 5.0419e-05 | 7.8321e-05 | Commercial_2022_SC C_GWh_After Competition Groups_Networked/Connected - Low Impact Application
Commercial | Com ¦ High Efficiency Small Instantaneous Water Heater | 2022 | SC C | GWh | After Competition Groups | 3.2224e-05 | 6.4336 | 6.4336e-06 | 2512.2748 | 1.2826e-08 | 75 | Commercial_2022_SC C_GWh_After Competition Groups_75 | High Efficiency Small Instantaneous Water Heater | 1.283e-06% | 6.4336e-06 | 3.2224e-05 | Commercial_2022_SC C_GWh_After Competition Groups_High Efficiency Small Instantaneous Water Heater
Commercial | Com ¦ Door Gasket Freezer/Refrigerator | 2022 | SC C | GWh | After Competition Groups | 0 | 0 | 0 | 2512.2748 | 0 | 76 | Commercial_2022_SC C_GWh_After Competition Groups_76 | Door Gasket Freezer/Refrigerator | 0% | 0 | 0 | Commercial_2022_SC C_GWh_After Competition Groups_Door Gasket Freezer/Refrigerator
Commercial | Com ¦ Efficient compressor motor | 2022 | SC C | GWh | After Competition Groups | 0 | 0 | 0 | 2512.2748 | 0 | 77 | Commercial_2022_SC C_GWh_After Competition Groups_77 | Efficient compressor motor | 0% | 0 | 0 | Commercial_2022_SC C_GWh_After Competition Groups_Efficient compressor motor
Commercial | Com ¦ Indoor Daylight Sensors/Photocell Dimming Control | 2022 | SC C | GWh | After Competition Groups | 0 | 0 | 0 | 2512.2748 | 0 | 78 | Commercial_2022_SC C_GWh_After Competition Groups_78 | Indoor Daylight Sensors/Photocell Dimming Control | 0% | 0 | 0 | Commercial_2022_SC C_GWh_After Competition Groups_Indoor Daylight Sensors/Photocell Dimming Control
Commercial | Com ¦ LED RECESSED DOWNLIGHTS | 2022 | SC C | GWh | After Competition Groups | 0 | 0 | 0 | 2512.2748 | 0 | 79 | Commercial_2022_SC C_GWh_After Competition Groups_79 | LED RECESSED DOWNLIGHTS | 0% | 0 | 0 | Commercial_2022_SC C_GWh_After Competition Groups_LED RECESSED DOWNLIGHTS
Commercial | Com ¦ Variable Refrigerant Flow Heat Pump | 2022 | SC C | GWh | After Competition Groups | 0 | 0 | 0 | 2512.2748 | 0 | 80 | Commercial_2022_SC C_GWh_After Competition Groups_80 | Variable Refrigerant Flow Heat Pump | 0% | 0 | 0 | Commercial_2022_SC C_GWh_After Competition Groups_Variable Refrigerant Flow Heat Pump
Commercial | Com ¦ ENERGY STAR LED LAMPS (REFLECTOR LAMPs/MR16/PAR 16) | 2022 | SC D | GWh | After Competition Groups | 443.6379 | 0 | 0 | 2355.3657 | 0.18835 | 1 | Commercial_2022_SC D_GWh_After Competition Groups_1 | ENERGY STAR LED LAMPS (REFLECTOR LAMPs/MR16/PAR 16) | 18.84% | 0 | 443.6379 | Commercial_2022_SC D_GWh_After Competition Groups_ENERGY STAR LED LAMPS (REFLECTOR LAMPs/MR16/PAR 16)
Commercial | Com ¦ LED parking lot fixture | 2022 | SC D | GWh | After Competition Groups | 247.4795 | 0 | 0 | 2355.3657 | 0.10507 | 2 | Commercial_2022_SC D_GWh_After Competition Groups_2 | LED parking lot fixture | 10.51% | 0 | 247.4795 | Commercial_2022_SC D_GWh_After Competition Groups_LED parking lot fixture
Commercial | Com ¦ LED EXTERIOR AREA LIGHTS - LED fixture (200W) | 2022 | SC D | GWh | After Competition Groups | 237.9678 | 0 | 0 | 2355.3657 | 0.10103 | 3 | Commercial_2022_SC D_GWh_After Competition Groups_3 | LED EXTERIOR AREA LIGHTS - LED fixture (200W) | 10.1% | 0 | 237.9678 | Commercial_2022_SC D_GWh_After Competition Groups_LED EXTERIOR AREA LIGHTS - LED fixture (200W)
Commercial | Com ¦ LED Replacement Lamp (Tube) | 2022 | SC D | GWh | After Competition Groups | 180.3419 | 0 | 0 | 2355.3657 | 0.076566 | 4 | Commercial_2022_SC D_GWh_After Competition Groups_4 | LED Replacement Lamp (Tube) | 7.657% | 0 | 180.3419 | Commercial_2022_SC D_GWh_After Competition Groups_LED Replacement Lamp (Tube)
Commercial | Com ¦ LED Low/High Bay | 2022 | SC D | GWh | After Competition Groups | 161.0012 | 0 | 0 | 2355.3657 | 0.068355 | 5 | Commercial_2022_SC D_GWh_After Competition Groups_5 | LED Low/High Bay | 6.836% | 0 | 161.0012 | Commercial_2022_SC D_GWh_After Competition Groups_LED Low/High Bay
Commercial | Com ¦ LED Troffer/Surface/Suspended | 2022 | SC D | GWh | After Competition Groups | 155.2178 | 0 | 0 | 2355.3657 | 0.0659 | 6 | Commercial_2022_SC D_GWh_After Competition Groups_6 | LED Troffer/Surface/Suspended | 6.59% | 0 | 155.2178 | Commercial_2022_SC D_GWh_After Competition Groups_LED Troffer/Surface/Suspended
Commercial | Com ¦ LED street light fixture | 2022 | SC D | GWh | After Competition Groups | 105.3991 | 0 | 0 | 2355.3657 | 0.044749 | 7 | Commercial_2022_SC D_GWh_After Competition Groups_7 | LED street light fixture | 4.475% | 0 | 105.3991 | Commercial_2022_SC D_GWh_After Competition Groups_LED street light fixture
Commercial | Com ¦ Building Recommissioning, Operations and Maintenance (O&M) Improvements | 2022 | SC D | GWh | After Competition Groups | 101.1519 | 0 | 0 | 2355.3657 | 0.042945 | 8 | Commercial_2022_SC D_GWh_After Competition Groups_8 | Building Recommissioning, Operations and Maintenance (O&M) Improvements | 4.295% | 0 | 101.1519 | Commercial_2022_SC D_GWh_After Competition Groups_Building Recommissioning, Operations and Maintenance (O&M) Improvements
Commercial | Com ¦ Data Center Storage/Server Virtualization | 2022 | SC D | GWh | After Competition Groups | 92.4105 | 0 | 0 | 2355.3657 | 0.039234 | 9 | Commercial_2022_SC D_GWh_After Competition Groups_9 | Data Center Storage/Server Virtualization | 3.923% | 0 | 92.4105 | Commercial_2022_SC D_GWh_After Competition Groups_Data Center Storage/Server Virtualization
Commercial | Com ¦ ENERGY STAR LED LAMPS (General Service Lamps) | 2022 | SC D | GWh | After Competition Groups | 68.4662 | 0 | 0 | 2355.3657 | 0.029068 | 10 | Commercial_2022_SC D_GWh_After Competition Groups_10 | ENERGY STAR LED LAMPS (General Service Lamps) | 2.907% | 0 | 68.4662 | Commercial_2022_SC D_GWh_After Competition Groups_ENERGY STAR LED LAMPS (General Service Lamps)
Commercial | Com ¦ Furnace Tune-Up | 2022 | SC D | GWh | After Competition Groups | 63.8052 | 0 | 0 | 2355.3657 | 0.027089 | 11 | Commercial_2022_SC D_GWh_After Competition Groups_11 | Furnace Tune-Up | 2.709% | 0 | 63.8052 | Commercial_2022_SC D_GWh_After Competition Groups_Furnace Tune-Up
Commercial | Com ¦ Reach-in Shaded Pole to ECM/PSC Evaporator Fan Motor | 2022 | SC D | GWh | After Competition Groups | 60.3765 | 0 | 0 | 2355.3657 | 0.025634 | 12 | Commercial_2022_SC D_GWh_After Competition Groups_12 | Reach-in Shaded Pole to ECM/PSC Evaporator Fan Motor | 2.563% | 0 | 60.3765 | Commercial_2022_SC D_GWh_After Competition Groups_Reach-in Shaded Pole to ECM/PSC Evaporator Fan Motor
Commercial | Com ¦ High Efficiency Air Source Heat Pump | 2022 | SC D | GWh | After Competition Groups | 59.0091 | 0 | 0 | 2355.3657 | 0.025053 | 13 | Commercial_2022_SC D_GWh_After Competition Groups_13 | High Efficiency Air Source Heat Pump | 2.505% | 0 | 59.0091 | Commercial_2022_SC D_GWh_After Competition Groups_High Efficiency Air Source Heat Pump
Commercial | Com ¦ LED or Equivalent Sign Lighting | 2022 | SC D | GWh | After Competition Groups | 45.3669 | 0 | 0 | 2355.3657 | 0.019261 | 14 | Commercial_2022_SC D_GWh_After Competition Groups_14 | LED or Equivalent Sign Lighting | 1.926% | 0 | 45.3669 | Commercial_2022_SC D_GWh_After Competition Groups_LED or Equivalent Sign Lighting
Commercial | Com ¦ Education and Capacity Building/Energy Behavior | 2022 | SC D | GWh | After Competition Groups | 38.2208 | 0 | 0 | 2355.3657 | 0.016227 | 15 | Commercial_2022_SC D_GWh_After Competition Groups_15 | Education and Capacity Building/Energy Behavior | 1.623% | 0 | 38.2208 | Commercial_2022_SC D_GWh_After Competition Groups_Education and Capacity Building/Energy Behavior
Commercial | Com ¦ Strip Curtains | 2022 | SC D | GWh | After Competition Groups | 35.4941 | 0 | 0 | 2355.3657 | 0.015069 | 16 | Commercial_2022_SC D_GWh_After Competition Groups_16 | Strip Curtains | 1.507% | 0 | 35.4941 | Commercial_2022_SC D_GWh_After Competition Groups_Strip Curtains
Commercial | Com ¦ Advanced BAS/Controllers | 2022 | SC D | GWh | After Competition Groups | 28.3995 | 0 | 0 | 2355.3657 | 0.012057 | 17 | Commercial_2022_SC D_GWh_After Competition Groups_17 | Advanced BAS/Controllers | 1.206% | 0 | 28.3995 | Commercial_2022_SC D_GWh_After Competition Groups_Advanced BAS/Controllers
Commercial | Com ¦ Centrally controlled desktop PC/NETWORK PC POWER MANAGEMENT SOFTWARE | 2022 | SC D | GWh | After Competition Groups | 22.4269 | 0 | 0 | 2355.3657 | 0.0095216 | 18 | Commercial_2022_SC D_GWh_After Competition Groups_18 | Centrally controlled desktop PC/NETWORK PC POWER MANAGEMENT SOFTWARE | 0.9522% | 0 | 22.4269 | Commercial_2022_SC D_GWh_After Competition Groups_Centrally controlled desktop PC/NETWORK PC POWER MANAGEMENT SOFTWARE
Commercial | Com ¦ Variable Frequency Drive (VFD) | 2022 | SC D | GWh | After Competition Groups | 20.692 | 0 | 0 | 2355.3657 | 0.008785 | 19 | Commercial_2022_SC D_GWh_After Competition Groups_19 | Variable Frequency Drive (VFD) | 0.8785% | 0 | 20.692 | Commercial_2022_SC D_GWh_After Competition Groups_Variable Frequency Drive (VFD)
Commercial | Com ¦ VFD on Pumps | 2022 | SC D | GWh | After Competition Groups | 19.2192 | 0 | 0 | 2355.3657 | 0.0081597 | 20 | Commercial_2022_SC D_GWh_After Competition Groups_20 | VFD on Pumps | 0.816% | 0 | 19.2192 | Commercial_2022_SC D_GWh_After Competition Groups_VFD on Pumps
Commercial | Com ¦ Demand Control Ventilation | 2022 | SC D | GWh | After Competition Groups | 17.5227 | 0 | 0 | 2355.3657 | 0.0074395 | 21 | Commercial_2022_SC D_GWh_After Competition Groups_21 | Demand Control Ventilation | 0.7439% | 0 | 17.5227 | Commercial_2022_SC D_GWh_After Competition Groups_Demand Control Ventilation
Commercial | Com ¦ Adaptive Thermostats | 2022 | SC D | GWh | After Competition Groups | 16.9767 | 0 | 0 | 2355.3657 | 0.0072077 | 22 | Commercial_2022_SC D_GWh_After Competition Groups_22 | Adaptive Thermostats | 0.7208% | 0 | 16.9767 | Commercial_2022_SC D_GWh_After Competition Groups_Adaptive Thermostats
Commercial | Com ¦ Refrigerated Display Case Doors | 2022 | SC D | GWh | After Competition Groups | 13.7466 | 0 | 0 | 2355.3657 | 0.0058363 | 23 | Commercial_2022_SC D_GWh_After Competition Groups_23 | Refrigerated Display Case Doors | 0.5836% | 0 | 13.7466 | Commercial_2022_SC D_GWh_After Competition Groups_Refrigerated Display Case Doors
Commercial | Com ¦ ECM MOTORS FOR EVAPORATOR FANS for refrigeration (WALK-IN) | 2022 | SC D | GWh | After Competition Groups | 9.8219 | 0 | 0 | 2355.3657 | 0.00417 | 24 | Commercial_2022_SC D_GWh_After Competition Groups_24 | ECM MOTORS FOR EVAPORATOR FANS for refrigeration (WALK-IN) | 0.417% | 0 | 9.8219 | Commercial_2022_SC D_GWh_After Competition Groups_ECM MOTORS FOR EVAPORATOR FANS for refrigeration (WALK-IN)
Commercial | Com ¦ Condensing Unit Heaters or other Efficient Unit Heating System | 2022 | SC D | GWh | After Competition Groups | 9.5607 | 0 | 0 | 2355.3657 | 0.0040591 | 25 | Commercial_2022_SC D_GWh_After Competition Groups_25 | Condensing Unit Heaters or other Efficient Unit Heating System | 0.4059% | 0 | 9.5607 | Commercial_2022_SC D_GWh_After Competition Groups_Condensing Unit Heaters or other Efficient Unit Heating System
Commercial | Com ¦ Air Handler with Dedicated Outdoor Air Systems | 2022 | SC D | GWh | After Competition Groups | 9.2696 | 0 | 0 | 2355.3657 | 0.0039355 | 26 | Commercial_2022_SC D_GWh_After Competition Groups_26 | Air Handler with Dedicated Outdoor Air Systems | 0.3936% | 0 | 9.2696 | Commercial_2022_SC D_GWh_After Competition Groups_Air Handler with Dedicated Outdoor Air Systems
Commercial | Com ¦ Refrigerated Display Case LED | 2022 | SC D | GWh | After Competition Groups | 9.2486 | 0 | 0 | 2355.3657 | 0.0039266 | 27 | Commercial_2022_SC D_GWh_After Competition Groups_27 | Refrigerated Display Case LED | 0.3927% | 0 | 9.2486 | Commercial_2022_SC D_GWh_After Competition Groups_Refrigerated Display Case LED
Commercial | Com ¦ Unitary Air-Conditioning Unit | 2022 | SC D | GWh | After Competition Groups | 8.3118 | 0 | 0 | 2355.3657 | 0.0035289 | 28 | Commercial_2022_SC D_GWh_After Competition Groups_28 | Unitary Air-Conditioning Unit | 0.3529% | 0 | 8.3118 | Commercial_2022_SC D_GWh_After Competition Groups_Unitary Air-Conditioning Unit
Commercial | Com ¦ ENERGY STAR Griddle (74% eff) | 2022 | SC D | GWh | After Competition Groups | 8.1938 | 0 | 0 | 2355.3657 | 0.0034788 | 29 | Commercial_2022_SC D_GWh_After Competition Groups_29 | ENERGY STAR Griddle (74% eff) | 0.3479% | 0 | 8.1938 | Commercial_2022_SC D_GWh_After Competition Groups_ENERGY STAR Griddle (74% eff)
Commercial | Com ¦ Evaporator Fan Controls | 2022 | SC D | GWh | After Competition Groups | 7.9496 | 0 | 0 | 2355.3657 | 0.0033751 | 30 | Commercial_2022_SC D_GWh_After Competition Groups_30 | Evaporator Fan Controls | 0.3375% | 0 | 7.9496 | Commercial_2022_SC D_GWh_After Competition Groups_Evaporator Fan Controls
Commercial | Com ¦ Demand Control Kitchen Ventilation | 2022 | SC D | GWh | After Competition Groups | 7.3363 | 0 | 0 | 2355.3657 | 0.0031147 | 31 | Commercial_2022_SC D_GWh_After Competition Groups_31 | Demand Control Kitchen Ventilation | 0.3115% | 0 | 7.3363 | Commercial_2022_SC D_GWh_After Competition Groups_Demand Control Kitchen Ventilation
Commercial | Com ¦ Chilled Water Optimization | 2022 | SC D | GWh | After Competition Groups | 6.5837 | 0 | 0 | 2355.3657 | 0.0027952 | 32 | Commercial_2022_SC D_GWh_After Competition Groups_32 | Chilled Water Optimization | 0.2795% | 0 | 6.5837 | Commercial_2022_SC D_GWh_After Competition Groups_Chilled Water Optimization
Commercial | Com ¦ Occupancy Sensors | 2022 | SC D | GWh | After Competition Groups | 6.2006 | 0 | 0 | 2355.3657 | 0.0026326 | 33 | Commercial_2022_SC D_GWh_After Competition Groups_33 | Occupancy Sensors | 0.2633% | 0 | 6.2006 | Commercial_2022_SC D_GWh_After Competition Groups_Occupancy Sensors
Commercial | Com ¦ Freezer Case Light Sensor | 2022 | SC D | GWh | After Competition Groups | 5.8685 | 0 | 0 | 2355.3657 | 0.0024915 | 34 | Commercial_2022_SC D_GWh_After Competition Groups_34 | Freezer Case Light Sensor | 0.2492% | 0 | 5.8685 | Commercial_2022_SC D_GWh_After Competition Groups_Freezer Case Light Sensor
Commercial | Com ¦ Temperature Adjustment in Commercial Freezers | 2022 | SC D | GWh | After Competition Groups | 3.0428 | 0 | 0 | 2355.3657 | 0.0012919 | 35 | Commercial_2022_SC D_GWh_After Competition Groups_35 | Temperature Adjustment in Commercial Freezers | 0.1292% | 0 | 3.0428 | Commercial_2022_SC D_GWh_After Competition Groups_Temperature Adjustment in Commercial Freezers
Commercial | Com ¦ ENERGY STAR Fryer (84% eff) | 2022 | SC D | GWh | After Competition Groups | 2.8919 | 0 | 0 | 2355.3657 | 0.0012278 | 36 | Commercial_2022_SC D_GWh_After Competition Groups_36 | ENERGY STAR Fryer (84% eff) | 0.1228% | 0 | 2.8919 | Commercial_2022_SC D_GWh_After Competition Groups_ENERGY STAR Fryer (84% eff)
Commercial | Com ¦ Elec Storage WH 2.30 Et | 2022 | SC D | GWh | After Competition Groups | 2.6529 | 0 | 0 | 2355.3657 | 0.0011263 | 37 | Commercial_2022_SC D_GWh_After Competition Groups_37 | Elec Storage WH 2.30 Et | 0.1126% | 0 | 2.6529 | Commercial_2022_SC D_GWh_After Competition Groups_Elec Storage WH 2.30 Et
Commercial | Com ¦ Outside Air Economizer | 2022 | SC D | GWh | After Competition Groups | 2.5576 | 0 | 0 | 2355.3657 | 0.0010859 | 38 | Commercial_2022_SC D_GWh_After Competition Groups_38 | Outside Air Economizer | 0.1086% | 0 | 2.5576 | Commercial_2022_SC D_GWh_After Competition Groups_Outside Air Economizer
Commercial | Com ¦ BEVERAGE VENDING MACHINE CONTROLS | 2022 | SC D | GWh | After Competition Groups | 2.3833 | 0 | 0 | 2355.3657 | 0.0010119 | 39 | Commercial_2022_SC D_GWh_After Competition Groups_39 | BEVERAGE VENDING MACHINE CONTROLS | 0.1012% | 0 | 2.3833 | Commercial_2022_SC D_GWh_After Competition Groups_BEVERAGE VENDING MACHINE CONTROLS
Commercial | Com ¦ Vertical Night Covers | 2022 | SC D | GWh | After Competition Groups | 2.2556 | 0 | 0 | 2355.3657 | 0.00095764 | 40 | Commercial_2022_SC D_GWh_After Competition Groups_40 | Vertical Night Covers | 0.09576% | 0 | 2.2556 | Commercial_2022_SC D_GWh_After Competition Groups_Vertical Night Covers
Commercial | Com ¦ CO Sensors for parking garage exhaust fans | 2022 | SC D | GWh | After Competition Groups | 2.2226 | 0 | 0 | 2355.3657 | 0.00094363 | 41 | Commercial_2022_SC D_GWh_After Competition Groups_41 | CO Sensors for parking garage exhaust fans | 0.09436% | 0 | 2.2226 | Commercial_2022_SC D_GWh_After Competition Groups_CO Sensors for parking garage exhaust fans
Commercial | Com ¦ Duct Insulation, R8 | 2022 | SC D | GWh | After Competition Groups | 2.123 | 0 | 0 | 2355.3657 | 0.00090134 | 42 | Commercial_2022_SC D_GWh_After Competition Groups_42 | Duct Insulation, R8 | 0.09013% | 0 | 2.123 | Commercial_2022_SC D_GWh_After Competition Groups_Duct Insulation, R8
Commercial | Com ¦ Energy Efficient Laboratory Fume Hood | 2022 | SC D | GWh | After Competition Groups | 2.0657 | 0 | 0 | 2355.3657 | 0.00087701 | 43 | Commercial_2022_SC D_GWh_After Competition Groups_43 | Energy Efficient Laboratory Fume Hood | 0.0877% | 0 | 2.0657 | Commercial_2022_SC D_GWh_After Competition Groups_Energy Efficient Laboratory Fume Hood
Commercial | Com ¦ Water Heating (DHW) Pipe Insulation (Add 3/4\ Foam)" | 2022 | SC D | GWh | After Competition Groups | 1.9418 | 0 | 0 | 2355.3657 | 0.0008244 | 44 | Commercial_2022_SC D_GWh_After Competition Groups_44 | Water Heating (DHW) Pipe Insulation (Add 3/4\ Foam)" | 0.08244% | 0 | 1.9418 | Commercial_2022_SC D_GWh_After Competition Groups_Water Heating (DHW) Pipe Insulation (Add 3/4\ Foam)"
Commercial | Com ¦ Water Source Heat Pump (4 ton) | 2022 | SC D | GWh | After Competition Groups | 1.4737 | 0 | 0 | 2355.3657 | 0.00062569 | 45 | Commercial_2022_SC D_GWh_After Competition Groups_45 | Water Source Heat Pump (4 ton) | 0.06257% | 0 | 1.4737 | Commercial_2022_SC D_GWh_After Competition Groups_Water Source Heat Pump (4 ton)
Commercial | Com ¦ ENERGY STAR Steam Cookers | 2022 | SC D | GWh | After Competition Groups | 1.3821 | 0 | 0 | 2355.3657 | 0.00058679 | 46 | Commercial_2022_SC D_GWh_After Competition Groups_46 | ENERGY STAR Steam Cookers | 0.05868% | 0 | 1.3821 | Commercial_2022_SC D_GWh_After Competition Groups_ENERGY STAR Steam Cookers
Commercial | Com ¦ Thermostat Setback | 2022 | SC D | GWh | After Competition Groups | 1.2843 | 0 | 0 | 2355.3657 | 0.00054528 | 47 | Commercial_2022_SC D_GWh_After Competition Groups_47 | Thermostat Setback | 0.05453% | 0 | 1.2843 | Commercial_2022_SC D_GWh_After Competition Groups_Thermostat Setback
Commercial | Com ¦ ENERGY STAR Dishwasher | 2022 | SC D | GWh | After Competition Groups | 1.2614 | 0 | 0 | 2355.3657 | 0.00053553 | 48 | Commercial_2022_SC D_GWh_After Competition Groups_48 | ENERGY STAR Dishwasher | 0.05355% | 0 | 1.2614 | Commercial_2022_SC D_GWh_After Competition Groups_ENERGY STAR Dishwasher
Commercial | Com ¦ Suction Pipe Insulation Freezer/Refrigerator | 2022 | SC D | GWh | After Competition Groups | 1.1967 | 0 | 0 | 2355.3657 | 0.00050806 | 49 | Commercial_2022_SC D_GWh_After Competition Groups_49 | Suction Pipe Insulation Freezer/Refrigerator | 0.05081% | 0 | 1.1967 | Commercial_2022_SC D_GWh_After Competition Groups_Suction Pipe Insulation Freezer/Refrigerator
Commercial | Com ¦ Ozone Laundry Treatment | 2022 | SC D | GWh | After Competition Groups | 0.44434 | 0 | 0 | 2355.3657 | 0.00018865 | 50 | Commercial_2022_SC D_GWh_After Competition Groups_50 | Ozone Laundry Treatment | 0.01887% | 0 | 0.44434 | Commercial_2022_SC D_GWh_After Competition Groups_Ozone Laundry Treatment
Commercial | Com ¦ ECM MOTORS FOR HVAC APPLICATION (FAN-POWERED VAV BOX) | 2022 | SC D | GWh | After Competition Groups | 0.29891 | 0 | 0 | 2355.3657 | 0.00012691 | 51 | Commercial_2022_SC D_GWh_After Competition Groups_51 | ECM MOTORS FOR HVAC APPLICATION (FAN-POWERED VAV BOX) | 0.01269% | 0 | 0.29891 | Commercial_2022_SC D_GWh_After Competition Groups_ECM MOTORS FOR HVAC APPLICATION (FAN-POWERED VAV BOX)
Commercial | Com ¦ CEE Tier 2/Energy Star Clothes Washers | 2022 | SC D | GWh | After Competition Groups | 0.26653 | 0 | 0 | 2355.3657 | 0.00011316 | 52 | Commercial_2022_SC D_GWh_After Competition Groups_52 | CEE Tier 2/Energy Star Clothes Washers | 0.01132% | 0 | 0.26653 | Commercial_2022_SC D_GWh_After Competition Groups_CEE Tier 2/Energy Star Clothes Washers
Commercial | Com ¦ Low Flow Pre-Rinse Spray Nozzle | 2022 | SC D | GWh | After Competition Groups | 0.15647 | 0 | 0 | 2355.3657 | 6.6432e-05 | 53 | Commercial_2022_SC D_GWh_After Competition Groups_53 | Low Flow Pre-Rinse Spray Nozzle | 0.006643% | 0 | 0.15647 | Commercial_2022_SC D_GWh_After Competition Groups_Low Flow Pre-Rinse Spray Nozzle
Commercial | Com ¦ Demand controlled Circulating Systems | 2022 | SC D | GWh | After Competition Groups | 0.13102 | 0 | 0 | 2355.3657 | 5.5625e-05 | 54 | Commercial_2022_SC D_GWh_After Competition Groups_54 | Demand controlled Circulating Systems | 0.005562% | 0 | 0.13102 | Commercial_2022_SC D_GWh_After Competition Groups_Demand controlled Circulating Systems
Commercial | Com ¦ HVAC Optimization | 2022 | SC D | GWh | After Competition Groups | 0.12988 | 0 | 0 | 2355.3657 | 5.5143e-05 | 55 | Commercial_2022_SC D_GWh_After Competition Groups_55 | HVAC Optimization | 0.005514% | 0 | 0.12988 | Commercial_2022_SC D_GWh_After Competition Groups_HVAC Optimization
Commercial | Com ¦ Auto Off Time Switch or Time Clock control | 2022 | SC D | GWh | After Competition Groups | 0.11734 | 0 | 0 | 2355.3657 | 4.9817e-05 | 56 | Commercial_2022_SC D_GWh_After Competition Groups_56 | Auto Off Time Switch or Time Clock control | 0.004982% | 0 | 0.11734 | Commercial_2022_SC D_GWh_After Competition Groups_Auto Off Time Switch or Time Clock control
Commercial | COM ¦ Ductless Mini-Split Heat Pumps | 2022 | SC D | GWh | After Competition Groups | 0.099075 | 0 | 0 | 2355.3657 | 4.2063e-05 | 57 | Commercial_2022_SC D_GWh_After Competition Groups_57 | Ductless Mini-Split Heat Pumps | 0.004206% | 0 | 0.099075 | Commercial_2022_SC D_GWh_After Competition Groups_Ductless Mini-Split Heat Pumps
Commercial | Com ¦ Condensing Make Up Air Unit | 2022 | SC D | GWh | After Competition Groups | 0.080648 | 0 | 0 | 2355.3657 | 3.424e-05 | 58 | Commercial_2022_SC D_GWh_After Competition Groups_58 | Condensing Make Up Air Unit | 0.003424% | 0 | 0.080648 | Commercial_2022_SC D_GWh_After Competition Groups_Condensing Make Up Air Unit
Commercial | Com ¦ Commercial Hot Food Holding Cabinets | 2022 | SC D | GWh | After Competition Groups | 0.04398 | 0 | 0 | 2355.3657 | 1.8672e-05 | 59 | Commercial_2022_SC D_GWh_After Competition Groups_59 | Commercial Hot Food Holding Cabinets | 0.001867% | 0 | 0.04398 | Commercial_2022_SC D_GWh_After Competition Groups_Commercial Hot Food Holding Cabinets
Commercial | Com ¦ Notched V belts for HVAC Systems | 2022 | SC D | GWh | After Competition Groups | 0.039155 | 0 | 0 | 2355.3657 | 1.6624e-05 | 60 | Commercial_2022_SC D_GWh_After Competition Groups_60 | Notched V belts for HVAC Systems | 0.001662% | 0 | 0.039155 | Commercial_2022_SC D_GWh_After Competition Groups_Notched V belts for HVAC Systems
Commercial | Com ¦ Solar Water Preheat (Pools/DHW) | 2022 | SC D | GWh | After Competition Groups | 0.037087 | 0 | 0 | 2355.3657 | 1.5746e-05 | 61 | Commercial_2022_SC D_GWh_After Competition Groups_61 | Solar Water Preheat (Pools/DHW) | 0.001575% | 0 | 0.037087 | Commercial_2022_SC D_GWh_After Competition Groups_Solar Water Preheat (Pools/DHW)
Commercial | Com ¦ PTAC (12 EER/10,000 BTU) | 2022 | SC D | GWh | After Competition Groups | 0.035203 | 0 | 0 | 2355.3657 | 1.4946e-05 | 62 | Commercial_2022_SC D_GWh_After Competition Groups_62 | PTAC (12 EER/10,000 BTU) | 0.001495% | 0 | 0.035203 | Commercial_2022_SC D_GWh_After Competition Groups_PTAC (12 EER/10,000 BTU)
Commercial | Com ¦ Air Curtains | 2022 | SC D | GWh | After Competition Groups | 0.030474 | 0 | 0 | 2355.3657 | 1.2938e-05 | 63 | Commercial_2022_SC D_GWh_After Competition Groups_63 | Air Curtains | 0.001294% | 0 | 0.030474 | Commercial_2022_SC D_GWh_After Competition Groups_Air Curtains
Commercial | Com ¦ Wall Insulation | 2022 | SC D | GWh | After Competition Groups | 0.017304 | 0 | 0 | 2355.3657 | 7.3466e-06 | 64 | Commercial_2022_SC D_GWh_After Competition Groups_64 | Wall Insulation | 0.0007347% | 0 | 0.017304 | Commercial_2022_SC D_GWh_After Competition Groups_Wall Insulation
Commercial | Com ¦ VSD Air Compressor | 2022 | SC D | GWh | After Competition Groups | 0.0068992 | 0 | 0 | 2355.3657 | 2.9292e-06 | 65 | Commercial_2022_SC D_GWh_After Competition Groups_65 | VSD Air Compressor | 0.0002929% | 0 | 0.0068992 | Commercial_2022_SC D_GWh_After Competition Groups_VSD Air Compressor
Commercial | Com ¦ LLLC - High Impact Application | 2022 | SC D | GWh | After Competition Groups | 0.0059416 | 0 | 0 | 2355.3657 | 2.5226e-06 | 66 | Commercial_2022_SC D_GWh_After Competition Groups_66 | LLLC - High Impact Application | 0.0002523% | 0 | 0.0059416 | Commercial_2022_SC D_GWh_After Competition Groups_LLLC - High Impact Application
Commercial | Com ¦ High Efficiency Chiller (avg of water and air cooled) | 2022 | SC D | GWh | After Competition Groups | 0.0059022 | 0 | 0 | 2355.3657 | 2.5059e-06 | 67 | Commercial_2022_SC D_GWh_After Competition Groups_67 | High Efficiency Chiller (avg of water and air cooled) | 0.0002506% | 0 | 0.0059022 | Commercial_2022_SC D_GWh_After Competition Groups_High Efficiency Chiller (avg of water and air cooled)
Commercial | Com ¦ Energy Recovery Ventilation and Ventilation (Enhanced) | 2022 | SC D | GWh | After Competition Groups | 0.0034911 | 0 | 0 | 2355.3657 | 1.4822e-06 | 68 | Commercial_2022_SC D_GWh_After Competition Groups_68 | Energy Recovery Ventilation and Ventilation (Enhanced) | 0.0001482% | 0 | 0.0034911 | Commercial_2022_SC D_GWh_After Competition Groups_Energy Recovery Ventilation and Ventilation (Enhanced)
Commercial | Com ¦ EC Plug Fan for Data Center (under cabinet) | 2022 | SC D | GWh | After Competition Groups | 0.0025914 | 0 | 0 | 2355.3657 | 1.1002e-06 | 69 | Commercial_2022_SC D_GWh_After Competition Groups_69 | EC Plug Fan for Data Center (under cabinet) | 0.00011% | 0 | 0.0025914 | Commercial_2022_SC D_GWh_After Competition Groups_EC Plug Fan for Data Center (under cabinet)
Commercial | Com ¦ Room AC (w/ louvered sides) 14 SEER from 12 SEER code | 2022 | SC D | GWh | After Competition Groups | 0.0017919 | 0 | 0 | 2355.3657 | 7.6077e-07 | 70 | Commercial_2022_SC D_GWh_After Competition Groups_70 | Room AC (w/ louvered sides) 14 SEER from 12 SEER code | 7.608e-05% | 0 | 0.0017919 | Commercial_2022_SC D_GWh_After Competition Groups_Room AC (w/ louvered sides) 14 SEER from 12 SEER code
Commercial | Com ¦ Electric Convection Combination Ovens | 2022 | SC D | GWh | After Competition Groups | 0.00084058 | 0 | 0 | 2355.3657 | 3.5688e-07 | 71 | Commercial_2022_SC D_GWh_After Competition Groups_71 | Electric Convection Combination Ovens | 3.569e-05% | 0 | 0.00084058 | Commercial_2022_SC D_GWh_After Competition Groups_Electric Convection Combination Ovens
Commercial | Com ¦ LLLC - Low Impact Application | 2022 | SC D | GWh | After Competition Groups | 0.00017312 | 0 | 0 | 2355.3657 | 7.3498e-08 | 72 | Commercial_2022_SC D_GWh_After Competition Groups_72 | LLLC - Low Impact Application | 7.35e-06% | 0 | 0.00017312 | Commercial_2022_SC D_GWh_After Competition Groups_LLLC - Low Impact Application
Commercial | Com ¦ High Efficiency Small Instantaneous Water Heater | 2022 | SC D | GWh | After Competition Groups | 2.9651e-05 | 0 | 0 | 2355.3657 | 1.2589e-08 | 73 | Commercial_2022_SC D_GWh_After Competition Groups_73 | High Efficiency Small Instantaneous Water Heater | 1.259e-06% | 0 | 2.9651e-05 | Commercial_2022_SC D_GWh_After Competition Groups_High Efficiency Small Instantaneous Water Heater
Commercial | Com ¦ Networked/Connected - High Impact Application | 2022 | SC D | GWh | After Competition Groups | 5.4418e-09 | 0 | 0 | 2355.3657 | 2.3104e-12 | 74 | Commercial_2022_SC D_GWh_After Competition Groups_74 | Networked/Connected - High Impact Application | 2.31e-10% | 0 | 5.4418e-09 | Commercial_2022_SC D_GWh_After Competition Groups_Networked/Connected - High Impact Application
Commercial | Com ¦ Networked/Connected - Low Impact Application | 2022 | SC D | GWh | After Competition Groups | 1.1398e-22 | 0 | 0 | 2355.3657 | 4.8393e-26 | 75 | Commercial_2022_SC D_GWh_After Competition Groups_75 | Networked/Connected - Low Impact Application | 4.839e-24% | 0 | 1.1398e-22 | Commercial_2022_SC D_GWh_After Competition Groups_Networked/Connected - Low Impact Application
Commercial | Com ¦ Door Gasket Freezer/Refrigerator | 2022 | SC D | GWh | After Competition Groups | 0 | 0 | 0 | 2355.3657 | 0 | 76 | Commercial_2022_SC D_GWh_After Competition Groups_76 | Door Gasket Freezer/Refrigerator | 0% | 0 | 0 | Commercial_2022_SC D_GWh_After Competition Groups_Door Gasket Freezer/Refrigerator
Commercial | Com ¦ Efficient compressor motor | 2022 | SC D | GWh | After Competition Groups | 0 | 0 | 0 | 2355.3657 | 0 | 77 | Commercial_2022_SC D_GWh_After Competition Groups_77 | Efficient compressor motor | 0% | 0 | 0 | Commercial_2022_SC D_GWh_After Competition Groups_Efficient compressor motor
Commercial | Com ¦ Indoor Daylight Sensors/Photocell Dimming Control | 2022 | SC D | GWh | After Competition Groups | 0 | 0 | 0 | 2355.3657 | 0 | 78 | Commercial_2022_SC D_GWh_After Competition Groups_78 | Indoor Daylight Sensors/Photocell Dimming Control | 0% | 0 | 0 | Commercial_2022_SC D_GWh_After Competition Groups_Indoor Daylight Sensors/Photocell Dimming Control
Commercial | Com ¦ LED RECESSED DOWNLIGHTS | 2022 | SC D | GWh | After Competition Groups | 0 | 0 | 0 | 2355.3657 | 0 | 79 | Commercial_2022_SC D_GWh_After Competition Groups_79 | LED RECESSED DOWNLIGHTS | 0% | 0 | 0 | Commercial_2022_SC D_GWh_After Competition Groups_LED RECESSED DOWNLIGHTS
Commercial | Com ¦ Variable Refrigerant Flow Heat Pump | 2022 | SC D | GWh | After Competition Groups | 0 | 0 | 0 | 2355.3657 | 0 | 80 | Commercial_2022_SC D_GWh_After Competition Groups_80 | Variable Refrigerant Flow Heat Pump | 0% | 0 | 0 | Commercial_2022_SC D_GWh_After Competition Groups_Variable Refrigerant Flow Heat Pump
Commercial | Com ¦ Building Recommissioning, Operations and Maintenance (O&M) Improvements | 2022 | Technical | GWh | After Competition Groups | 2397.083 | 0 | 0 | 15023.3539 | 0.15956 | 1 | Commercial_2022_Technical_GWh_After Competition Groups_1 | Building Recommissioning, Operations and Maintenance (O&M) Improvements | 15.96% | 0 | 2397.083 | Commercial_2022_Technical_GWh_After Competition Groups_Building Recommissioning, Operations and Maintenance (O&M) Improvements
Commercial | Com ¦ LED Low/High Bay | 2022 | Technical | GWh | After Competition Groups | 1469.6063 | 0 | 0 | 15023.3539 | 0.097821 | 2 | Commercial_2022_Technical_GWh_After Competition Groups_2 | LED Low/High Bay | 9.782% | 0 | 1469.6063 | Commercial_2022_Technical_GWh_After Competition Groups_LED Low/High Bay
Commercial | Com ¦ LED Troffer/Surface/Suspended | 2022 | Technical | GWh | After Competition Groups | 1197.1686 | 0 | 0 | 15023.3539 | 0.079687 | 3 | Commercial_2022_Technical_GWh_After Competition Groups_3 | LED Troffer/Surface/Suspended | 7.969% | 0 | 1197.1686 | Commercial_2022_Technical_GWh_After Competition Groups_LED Troffer/Surface/Suspended
Commercial | Com ¦ ENERGY STAR LED LAMPS (REFLECTOR LAMPs/MR16/PAR 16) | 2022 | Technical | GWh | After Competition Groups | 972.4717 | 0 | 0 | 15023.3539 | 0.064731 | 4 | Commercial_2022_Technical_GWh_After Competition Groups_4 | ENERGY STAR LED LAMPS (REFLECTOR LAMPs/MR16/PAR 16) | 6.473% | 0 | 972.4717 | Commercial_2022_Technical_GWh_After Competition Groups_ENERGY STAR LED LAMPS (REFLECTOR LAMPs/MR16/PAR 16)
Commercial | Com ¦ Education and Capacity Building/Energy Behavior | 2022 | Technical | GWh | After Competition Groups | 901.5939 | 0 | 0 | 15023.3539 | 0.060013 | 5 | Commercial_2022_Technical_GWh_After Competition Groups_5 | Education and Capacity Building/Energy Behavior | 6.001% | 0 | 901.5939 | Commercial_2022_Technical_GWh_After Competition Groups_Education and Capacity Building/Energy Behavior
Commercial | Com ¦ Furnace Tune-Up | 2022 | Technical | GWh | After Competition Groups | 658.2238 | 0 | 0 | 15023.3539 | 0.043813 | 6 | Commercial_2022_Technical_GWh_After Competition Groups_6 | Furnace Tune-Up | 4.381% | 0 | 658.2238 | Commercial_2022_Technical_GWh_After Competition Groups_Furnace Tune-Up
Commercial | Com ¦ Central Lighting Control System | 2022 | Technical | GWh | After Competition Groups | 630.4528 | 0 | 0 | 15023.3539 | 0.041965 | 7 | Commercial_2022_Technical_GWh_After Competition Groups_7 | Central Lighting Control System | 4.196% | 0 | 630.4528 | Commercial_2022_Technical_GWh_After Competition Groups_Central Lighting Control System
Commercial | Com ¦ LED EXTERIOR AREA LIGHTS - LED fixture (200W) | 2022 | Technical | GWh | After Competition Groups | 513.0862 | 0 | 0 | 15023.3539 | 0.034153 | 8 | Commercial_2022_Technical_GWh_After Competition Groups_8 | LED EXTERIOR AREA LIGHTS - LED fixture (200W) | 3.415% | 0 | 513.0862 | Commercial_2022_Technical_GWh_After Competition Groups_LED EXTERIOR AREA LIGHTS - LED fixture (200W)
Commercial | Com ¦ LED parking lot fixture | 2022 | Technical | GWh | After Competition Groups | 501.1105 | 0 | 0 | 15023.3539 | 0.033355 | 9 | Commercial_2022_Technical_GWh_After Competition Groups_9 | LED parking lot fixture | 3.336% | 0 | 501.1105 | Commercial_2022_Technical_GWh_After Competition Groups_LED parking lot fixture
Commercial | Com ¦ Variable Refrigerant Flow Heat Pump | 2022 | Technical | GWh | After Competition Groups | 362.1395 | 0 | 0 | 15023.3539 | 0.024105 | 10 | Commercial_2022_Technical_GWh_After Competition Groups_10 | Variable Refrigerant Flow Heat Pump | 2.411% | 0 | 362.1395 | Commercial_2022_Technical_GWh_After Competition Groups_Variable Refrigerant Flow Heat Pump
Commercial | Com ¦ Advanced BAS/Controllers | 2022 | Technical | GWh | After Competition Groups | 315.2911 | 0 | 0 | 15023.3539 | 0.020987 | 11 | Commercial_2022_Technical_GWh_After Competition Groups_11 | Advanced BAS/Controllers | 2.099% | 0 | 315.2911 | Commercial_2022_Technical_GWh_After Competition Groups_Advanced BAS/Controllers
Commercial | Com ¦ LED street light fixture | 2022 | Technical | GWh | After Competition Groups | 294.8468 | 0 | 0 | 15023.3539 | 0.019626 | 12 | Commercial_2022_Technical_GWh_After Competition Groups_12 | LED street light fixture | 1.963% | 0 | 294.8468 | Commercial_2022_Technical_GWh_After Competition Groups_LED street light fixture
Commercial | Com ¦ Smart Strip Plug Outlets | 2022 | Technical | GWh | After Competition Groups | 266.5393 | 0 | 0 | 15023.3539 | 0.017742 | 13 | Commercial_2022_Technical_GWh_After Competition Groups_13 | Smart Strip Plug Outlets | 1.774% | 0 | 266.5393 | Commercial_2022_Technical_GWh_After Competition Groups_Smart Strip Plug Outlets
Commercial | Com ¦ LED Replacement Lamp (Tube) | 2022 | Technical | GWh | After Competition Groups | 238.957 | 0 | 0 | 15023.3539 | 0.015906 | 14 | Commercial_2022_Technical_GWh_After Competition Groups_14 | LED Replacement Lamp (Tube) | 1.591% | 0 | 238.957 | Commercial_2022_Technical_GWh_After Competition Groups_LED Replacement Lamp (Tube)
Commercial | Com ¦ Strip Curtains | 2022 | Technical | GWh | After Competition Groups | 229.9313 | 0 | 0 | 15023.3539 | 0.015305 | 15 | Commercial_2022_Technical_GWh_After Competition Groups_15 | Strip Curtains | 1.53% | 0 | 229.9313 | Commercial_2022_Technical_GWh_After Competition Groups_Strip Curtains
Commercial | Com ¦ Demand Control Ventilation | 2022 | Technical | GWh | After Competition Groups | 229.8689 | 0 | 0 | 15023.3539 | 0.015301 | 16 | Commercial_2022_Technical_GWh_After Competition Groups_16 | Demand Control Ventilation | 1.53% | 0 | 229.8689 | Commercial_2022_Technical_GWh_After Competition Groups_Demand Control Ventilation
Commercial | Com ¦ High Efficiency Air Source Heat Pump | 2022 | Technical | GWh | After Competition Groups | 221.3744 | 0 | 0 | 15023.3539 | 0.014735 | 17 | Commercial_2022_Technical_GWh_After Competition Groups_17 | High Efficiency Air Source Heat Pump | 1.474% | 0 | 221.3744 | Commercial_2022_Technical_GWh_After Competition Groups_High Efficiency Air Source Heat Pump
Commercial | Com ¦ Variable Frequency Drive (VFD) | 2022 | Technical | GWh | After Competition Groups | 218.1777 | 0 | 0 | 15023.3539 | 0.014523 | 18 | Commercial_2022_Technical_GWh_After Competition Groups_18 | Variable Frequency Drive (VFD) | 1.452% | 0 | 218.1777 | Commercial_2022_Technical_GWh_After Competition Groups_Variable Frequency Drive (VFD)
Commercial | Com ¦ Data Center Storage/Server Virtualization | 2022 | Technical | GWh | After Competition Groups | 213.3201 | 0 | 0 | 15023.3539 | 0.014199 | 19 | Commercial_2022_Technical_GWh_After Competition Groups_19 | Data Center Storage/Server Virtualization | 1.42% | 0 | 213.3201 | Commercial_2022_Technical_GWh_After Competition Groups_Data Center Storage/Server Virtualization
Commercial | Com ¦ VFD on Pumps | 2022 | Technical | GWh | After Competition Groups | 204.1884 | 0 | 0 | 15023.3539 | 0.013591 | 20 | Commercial_2022_Technical_GWh_After Competition Groups_20 | VFD on Pumps | 1.359% | 0 | 204.1884 | Commercial_2022_Technical_GWh_After Competition Groups_VFD on Pumps
Commercial | Com ¦ Air Handler with Dedicated Outdoor Air Systems | 2022 | Technical | GWh | After Competition Groups | 166.5214 | 0 | 0 | 15023.3539 | 0.011084 | 21 | Commercial_2022_Technical_GWh_After Competition Groups_21 | Air Handler with Dedicated Outdoor Air Systems | 1.108% | 0 | 166.5214 | Commercial_2022_Technical_GWh_After Competition Groups_Air Handler with Dedicated Outdoor Air Systems
Commercial | Com ¦ Centrally controlled desktop PC/NETWORK PC POWER MANAGEMENT SOFTWARE | 2022 | Technical | GWh | After Competition Groups | 159.3597 | 0 | 0 | 15023.3539 | 0.010607 | 22 | Commercial_2022_Technical_GWh_After Competition Groups_22 | Centrally controlled desktop PC/NETWORK PC POWER MANAGEMENT SOFTWARE | 1.061% | 0 | 159.3597 | Commercial_2022_Technical_GWh_After Competition Groups_Centrally controlled desktop PC/NETWORK PC POWER MANAGEMENT SOFTWARE
Commercial | Com ¦ Refrigerated Display Case Doors | 2022 | Technical | GWh | After Competition Groups | 158.6984 | 0 | 0 | 15023.3539 | 0.010563 | 23 | Commercial_2022_Technical_GWh_After Competition Groups_23 | Refrigerated Display Case Doors | 1.056% | 0 | 158.6984 | Commercial_2022_Technical_GWh_After Competition Groups_Refrigerated Display Case Doors
Commercial | Com ¦ Door Gasket Freezer/Refrigerator | 2022 | Technical | GWh | After Competition Groups | 140.7781 | 0 | 0 | 15023.3539 | 0.0093706 | 24 | Commercial_2022_Technical_GWh_After Competition Groups_24 | Door Gasket Freezer/Refrigerator | 0.9371% | 0 | 140.7781 | Commercial_2022_Technical_GWh_After Competition Groups_Door Gasket Freezer/Refrigerator
Commercial | Com ¦ Adaptive Thermostats | 2022 | Technical | GWh | After Competition Groups | 134.6703 | 0 | 0 | 15023.3539 | 0.0089641 | 25 | Commercial_2022_Technical_GWh_After Competition Groups_25 | Adaptive Thermostats | 0.8964% | 0 | 134.6703 | Commercial_2022_Technical_GWh_After Competition Groups_Adaptive Thermostats
Commercial | Com ¦ LED or Equivalent Sign Lighting | 2022 | Technical | GWh | After Competition Groups | 133.7206 | 0 | 0 | 15023.3539 | 0.0089008 | 26 | Commercial_2022_Technical_GWh_After Competition Groups_26 | LED or Equivalent Sign Lighting | 0.8901% | 0 | 133.7206 | Commercial_2022_Technical_GWh_After Competition Groups_LED or Equivalent Sign Lighting
Commercial | Com ¦ Refrigeration Optimization | 2022 | Technical | GWh | After Competition Groups | 116.382 | 0 | 0 | 15023.3539 | 0.0077467 | 27 | Commercial_2022_Technical_GWh_After Competition Groups_27 | Refrigeration Optimization | 0.7747% | 0 | 116.382 | Commercial_2022_Technical_GWh_After Competition Groups_Refrigeration Optimization
Commercial | Com ¦ Reach-in Shaded Pole to ECM/PSC Evaporator Fan Motor | 2022 | Technical | GWh | After Competition Groups | 111.4749 | 0 | 0 | 15023.3539 | 0.0074201 | 28 | Commercial_2022_Technical_GWh_After Competition Groups_28 | Reach-in Shaded Pole to ECM/PSC Evaporator Fan Motor | 0.742% | 0 | 111.4749 | Commercial_2022_Technical_GWh_After Competition Groups_Reach-in Shaded Pole to ECM/PSC Evaporator Fan Motor
Commercial | Com ¦ ENERGY STAR LED LAMPS (General Service Lamps) | 2022 | Technical | GWh | After Competition Groups | 109.9296 | 0 | 0 | 15023.3539 | 0.0073172 | 29 | Commercial_2022_Technical_GWh_After Competition Groups_29 | ENERGY STAR LED LAMPS (General Service Lamps) | 0.7317% | 0 | 109.9296 | Commercial_2022_Technical_GWh_After Competition Groups_ENERGY STAR LED LAMPS (General Service Lamps)
Commercial | Com ¦ Refrigerated Display Case LED | 2022 | Technical | GWh | After Competition Groups | 108.1504 | 0 | 0 | 15023.3539 | 0.0071988 | 30 | Commercial_2022_Technical_GWh_After Competition Groups_30 | Refrigerated Display Case LED | 0.7199% | 0 | 108.1504 | Commercial_2022_Technical_GWh_After Competition Groups_Refrigerated Display Case LED
Commercial | Com ¦ ECM MOTORS FOR EVAPORATOR FANS for refrigeration (WALK-IN) | 2022 | Technical | GWh | After Competition Groups | 103.3552 | 0 | 0 | 15023.3539 | 0.0068796 | 31 | Commercial_2022_Technical_GWh_After Competition Groups_31 | ECM MOTORS FOR EVAPORATOR FANS for refrigeration (WALK-IN) | 0.688% | 0 | 103.3552 | Commercial_2022_Technical_GWh_After Competition Groups_ECM MOTORS FOR EVAPORATOR FANS for refrigeration (WALK-IN)
Commercial | Com ¦ Condensing Unit Heaters or other Efficient Unit Heating System | 2022 | Technical | GWh | After Competition Groups | 99.0532 | 0 | 0 | 15023.3539 | 0.0065933 | 32 | Commercial_2022_Technical_GWh_After Competition Groups_32 | Condensing Unit Heaters or other Efficient Unit Heating System | 0.6593% | 0 | 99.0532 | Commercial_2022_Technical_GWh_After Competition Groups_Condensing Unit Heaters or other Efficient Unit Heating System
Commercial | Com ¦ ENERGY STAR FREEZER | 2022 | Technical | GWh | After Competition Groups | 91.9133 | 0 | 0 | 15023.3539 | 0.006118 | 33 | Commercial_2022_Technical_GWh_After Competition Groups_33 | ENERGY STAR FREEZER | 0.6118% | 0 | 91.9133 | Commercial_2022_Technical_GWh_After Competition Groups_ENERGY STAR FREEZER
Commercial | Com ¦ Indoor Daylight Sensors/Photocell Dimming Control | 2022 | Technical | GWh | After Competition Groups | 91.7756 | 0 | 0 | 15023.3539 | 0.0061089 | 34 | Commercial_2022_Technical_GWh_After Competition Groups_34 | Indoor Daylight Sensors/Photocell Dimming Control | 0.6109% | 0 | 91.7756 | Commercial_2022_Technical_GWh_After Competition Groups_Indoor Daylight Sensors/Photocell Dimming Control
Commercial | Com ¦ High R-Value Glass Doors/no-heat glass door | 2022 | Technical | GWh | After Competition Groups | 91.4767 | 0 | 0 | 15023.3539 | 0.006089 | 35 | Commercial_2022_Technical_GWh_After Competition Groups_35 | High R-Value Glass Doors/no-heat glass door | 0.6089% | 0 | 91.4767 | Commercial_2022_Technical_GWh_After Competition Groups_High R-Value Glass Doors/no-heat glass door
Commercial | Com ¦ Freezer Case Light Sensor | 2022 | Technical | GWh | After Competition Groups | 85.1252 | 0 | 0 | 15023.3539 | 0.0056662 | 36 | Commercial_2022_Technical_GWh_After Competition Groups_36 | Freezer Case Light Sensor | 0.5666% | 0 | 85.1252 | Commercial_2022_Technical_GWh_After Competition Groups_Freezer Case Light Sensor
Commercial | Com ¦ Evaporator Fan Controls | 2022 | Technical | GWh | After Competition Groups | 83.0359 | 0 | 0 | 15023.3539 | 0.0055271 | 37 | Commercial_2022_Technical_GWh_After Competition Groups_37 | Evaporator Fan Controls | 0.5527% | 0 | 83.0359 | Commercial_2022_Technical_GWh_After Competition Groups_Evaporator Fan Controls
Commercial | Com ¦ Adding reflective (White) roof treatment or a green roof | 2022 | Technical | GWh | After Competition Groups | 80.4213 | 0 | 0 | 15023.3539 | 0.0053531 | 38 | Commercial_2022_Technical_GWh_After Competition Groups_38 | Adding reflective (White) roof treatment or a green roof | 0.5353% | 0 | 80.4213 | Commercial_2022_Technical_GWh_After Competition Groups_Adding reflective (White) roof treatment or a green roof
Commercial | Com ¦ Demand Control Kitchen Ventilation | 2022 | Technical | GWh | After Competition Groups | 79.6557 | 0 | 0 | 15023.3539 | 0.0053021 | 39 | Commercial_2022_Technical_GWh_After Competition Groups_39 | Demand Control Kitchen Ventilation | 0.5302% | 0 | 79.6557 | Commercial_2022_Technical_GWh_After Competition Groups_Demand Control Kitchen Ventilation
Commercial | Com ¦ Occupancy Sensors | 2022 | Technical | GWh | After Competition Groups | 69.9291 | 0 | 0 | 15023.3539 | 0.0046547 | 40 | Commercial_2022_Technical_GWh_After Competition Groups_40 | Occupancy Sensors | 0.4655% | 0 | 69.9291 | Commercial_2022_Technical_GWh_After Competition Groups_Occupancy Sensors
Commercial | Com ¦ Unitary Air-Conditioning Unit | 2022 | Technical | GWh | After Competition Groups | 66.8125 | 0 | 0 | 15023.3539 | 0.0044472 | 41 | Commercial_2022_Technical_GWh_After Competition Groups_41 | Unitary Air-Conditioning Unit | 0.4447% | 0 | 66.8125 | Commercial_2022_Technical_GWh_After Competition Groups_Unitary Air-Conditioning Unit
Commercial | Com ¦ HOTEL OCCUPANCY CONTROLS (HVAC + LIGHTING) | 2022 | Technical | GWh | After Competition Groups | 64.5018 | 0 | 0 | 15023.3539 | 0.0042934 | 42 | Commercial_2022_Technical_GWh_After Competition Groups_42 | HOTEL OCCUPANCY CONTROLS (HVAC + LIGHTING) | 0.4293% | 0 | 64.5018 | Commercial_2022_Technical_GWh_After Competition Groups_HOTEL OCCUPANCY CONTROLS (HVAC + LIGHTING)
Commercial | Com ¦ Refrigeration Commissioning | 2022 | Technical | GWh | After Competition Groups | 56.9508 | 0 | 0 | 15023.3539 | 0.0037908 | 43 | Commercial_2022_Technical_GWh_After Competition Groups_43 | Refrigeration Commissioning | 0.3791% | 0 | 56.9508 | Commercial_2022_Technical_GWh_After Competition Groups_Refrigeration Commissioning
Commercial | Com ¦ ENERGY STAR ICE MACHINES - Ice Making Head | 2022 | Technical | GWh | After Competition Groups | 49.3781 | 0 | 0 | 15023.3539 | 0.0032868 | 44 | Commercial_2022_Technical_GWh_After Competition Groups_44 | ENERGY STAR ICE MACHINES - Ice Making Head | 0.3287% | 0 | 49.3781 | Commercial_2022_Technical_GWh_After Competition Groups_ENERGY STAR ICE MACHINES - Ice Making Head
Commercial | Com ¦ ENERGY STAR Refrigerator | 2022 | Technical | GWh | After Competition Groups | 45.4718 | 0 | 0 | 15023.3539 | 0.0030267 | 45 | Commercial_2022_Technical_GWh_After Competition Groups_45 | ENERGY STAR Refrigerator | 0.3027% | 0 | 45.4718 | Commercial_2022_Technical_GWh_After Competition Groups_ENERGY STAR Refrigerator
Commercial | Com ¦ Condensing Make Up Air Unit | 2022 | Technical | GWh | After Competition Groups | 41.837 | 0 | 0 | 15023.3539 | 0.0027848 | 46 | Commercial_2022_Technical_GWh_After Competition Groups_46 | Condensing Make Up Air Unit | 0.2785% | 0 | 41.837 | Commercial_2022_Technical_GWh_After Competition Groups_Condensing Make Up Air Unit
Commercial | Com ¦ Super-High Efficiency Furnaces (Emerging Tech) | 2022 | Technical | GWh | After Competition Groups | 37.4237 | 0 | 0 | 15023.3539 | 0.002491 | 47 | Commercial_2022_Technical_GWh_After Competition Groups_47 | Super-High Efficiency Furnaces (Emerging Tech) | 0.2491% | 0 | 37.4237 | Commercial_2022_Technical_GWh_After Competition Groups_Super-High Efficiency Furnaces (Emerging Tech)
Commercial | Com ¦ Elec Storage WH 2.30 Et | 2022 | Technical | GWh | After Competition Groups | 33.9542 | 0 | 0 | 15023.3539 | 0.0022601 | 48 | Commercial_2022_Technical_GWh_After Competition Groups_48 | Elec Storage WH 2.30 Et | 0.226% | 0 | 33.9542 | Commercial_2022_Technical_GWh_After Competition Groups_Elec Storage WH 2.30 Et
Commercial | Com ¦ BEVERAGE VENDING MACHINE CONTROLS | 2022 | Technical | GWh | After Competition Groups | 32.6101 | 0 | 0 | 15023.3539 | 0.0021706 | 49 | Commercial_2022_Technical_GWh_After Competition Groups_49 | BEVERAGE VENDING MACHINE CONTROLS | 0.2171% | 0 | 32.6101 | Commercial_2022_Technical_GWh_After Competition Groups_BEVERAGE VENDING MACHINE CONTROLS
Commercial | Com ¦ Temperature Adjustment in Commercial Freezers | 2022 | Technical | GWh | After Competition Groups | 31.752 | 0 | 0 | 15023.3539 | 0.0021135 | 50 | Commercial_2022_Technical_GWh_After Competition Groups_50 | Temperature Adjustment in Commercial Freezers | 0.2114% | 0 | 31.752 | Commercial_2022_Technical_GWh_After Competition Groups_Temperature Adjustment in Commercial Freezers
Commercial | Com ¦ Energy Efficient Laboratory Fume Hood | 2022 | Technical | GWh | After Competition Groups | 28.2799 | 0 | 0 | 15023.3539 | 0.0018824 | 51 | Commercial_2022_Technical_GWh_After Competition Groups_51 | Energy Efficient Laboratory Fume Hood | 0.1882% | 0 | 28.2799 | Commercial_2022_Technical_GWh_After Competition Groups_Energy Efficient Laboratory Fume Hood
Commercial | Com ¦ CO Sensors for parking garage exhaust fans | 2022 | Technical | GWh | After Competition Groups | 27.1361 | 0 | 0 | 15023.3539 | 0.0018063 | 52 | Commercial_2022_Technical_GWh_After Competition Groups_52 | CO Sensors for parking garage exhaust fans | 0.1806% | 0 | 27.1361 | Commercial_2022_Technical_GWh_After Competition Groups_CO Sensors for parking garage exhaust fans
Commercial | Com ¦ Vertical Night Covers | 2022 | Technical | GWh | After Competition Groups | 24.631 | 0 | 0 | 15023.3539 | 0.0016395 | 53 | Commercial_2022_Technical_GWh_After Competition Groups_53 | Vertical Night Covers | 0.164% | 0 | 24.631 | Commercial_2022_Technical_GWh_After Competition Groups_Vertical Night Covers
Commercial | Com ¦ Anti-sweat heat (ASH) controls - Cooler/Freezer | 2022 | Technical | GWh | After Competition Groups | 23.6917 | 0 | 0 | 15023.3539 | 0.001577 | 54 | Commercial_2022_Technical_GWh_After Competition Groups_54 | Anti-sweat heat (ASH) controls - Cooler/Freezer | 0.1577% | 0 | 23.6917 | Commercial_2022_Technical_GWh_After Competition Groups_Anti-sweat heat (ASH) controls - Cooler/Freezer
Commercial | Com ¦ Duct Insulation, R8 | 2022 | Technical | GWh | After Competition Groups | 21.9282 | 0 | 0 | 15023.3539 | 0.0014596 | 55 | Commercial_2022_Technical_GWh_After Competition Groups_55 | Duct Insulation, R8 | 0.146% | 0 | 21.9282 | Commercial_2022_Technical_GWh_After Competition Groups_Duct Insulation, R8
Commercial | Com ¦ Water Heating (DHW) Pipe Insulation (Add 3/4\ Foam)" | 2022 | Technical | GWh | After Competition Groups | 21.2002 | 0 | 0 | 15023.3539 | 0.0014111 | 56 | Commercial_2022_Technical_GWh_After Competition Groups_56 | Water Heating (DHW) Pipe Insulation (Add 3/4\ Foam)" | 0.1411% | 0 | 21.2002 | Commercial_2022_Technical_GWh_After Competition Groups_Water Heating (DHW) Pipe Insulation (Add 3/4\ Foam)"
Commercial | Com ¦ ENERGY STAR Griddle (74% eff) | 2022 | Technical | GWh | After Competition Groups | 16.0783 | 0 | 0 | 15023.3539 | 0.0010702 | 57 | Commercial_2022_Technical_GWh_After Competition Groups_57 | ENERGY STAR Griddle (74% eff) | 0.107% | 0 | 16.0783 | Commercial_2022_Technical_GWh_After Competition Groups_ENERGY STAR Griddle (74% eff)
Commercial | Com ¦ Outside Air Economizer | 2022 | Technical | GWh | After Competition Groups | 15.948 | 0 | 0 | 15023.3539 | 0.0010615 | 58 | Commercial_2022_Technical_GWh_After Competition Groups_58 | Outside Air Economizer | 0.1062% | 0 | 15.948 | Commercial_2022_Technical_GWh_After Competition Groups_Outside Air Economizer
Commercial | Com ¦ Chilled Water Optimization | 2022 | Technical | GWh | After Competition Groups | 15.826 | 0 | 0 | 15023.3539 | 0.0010534 | 59 | Commercial_2022_Technical_GWh_After Competition Groups_59 | Chilled Water Optimization | 0.1053% | 0 | 15.826 | Commercial_2022_Technical_GWh_After Competition Groups_Chilled Water Optimization
Commercial | Com ¦ Suction Pipe Insulation Freezer/Refrigerator | 2022 | Technical | GWh | After Competition Groups | 13.4618 | 0 | 0 | 15023.3539 | 0.00089606 | 60 | Commercial_2022_Technical_GWh_After Competition Groups_60 | Suction Pipe Insulation Freezer/Refrigerator | 0.08961% | 0 | 13.4618 | Commercial_2022_Technical_GWh_After Competition Groups_Suction Pipe Insulation Freezer/Refrigerator
Commercial | Com ¦ Roof Insulation/Ceiling Insulation (R25 Code to R35) | 2022 | Technical | GWh | After Competition Groups | 12.702 | 0 | 0 | 15023.3539 | 0.00084549 | 61 | Commercial_2022_Technical_GWh_After Competition Groups_61 | Roof Insulation/Ceiling Insulation (R25 Code to R35) | 0.08455% | 0 | 12.702 | Commercial_2022_Technical_GWh_After Competition Groups_Roof Insulation/Ceiling Insulation (R25 Code to R35)
Commercial | Com ¦ Water Source Heat Pump (4 ton) | 2022 | Technical | GWh | After Competition Groups | 12.1952 | 0 | 0 | 15023.3539 | 0.00081175 | 62 | Commercial_2022_Technical_GWh_After Competition Groups_62 | Water Source Heat Pump (4 ton) | 0.08117% | 0 | 12.1952 | Commercial_2022_Technical_GWh_After Competition Groups_Water Source Heat Pump (4 ton)
Commercial | Com ¦ Evaporator Coil Defrost (Cooler) | 2022 | Technical | GWh | After Competition Groups | 11.0939 | 0 | 0 | 15023.3539 | 0.00073844 | 63 | Commercial_2022_Technical_GWh_After Competition Groups_63 | Evaporator Coil Defrost (Cooler) | 0.07384% | 0 | 11.0939 | Commercial_2022_Technical_GWh_After Competition Groups_Evaporator Coil Defrost (Cooler)
Commercial | Com ¦ ENERGY STAR Dishwasher | 2022 | Technical | GWh | After Competition Groups | 8.9081 | 0 | 0 | 15023.3539 | 0.00059295 | 64 | Commercial_2022_Technical_GWh_After Competition Groups_64 | ENERGY STAR Dishwasher | 0.0593% | 0 | 8.9081 | Commercial_2022_Technical_GWh_After Competition Groups_ENERGY STAR Dishwasher
Commercial | Com ¦ LED RECESSED DOWNLIGHTS | 2022 | Technical | GWh | After Competition Groups | 8.4528 | 0 | 0 | 15023.3539 | 0.00056264 | 65 | Commercial_2022_Technical_GWh_After Competition Groups_65 | LED RECESSED DOWNLIGHTS | 0.05626% | 0 | 8.4528 | Commercial_2022_Technical_GWh_After Competition Groups_LED RECESSED DOWNLIGHTS
Commercial | Com ¦ Ozone Laundry Treatment | 2022 | Technical | GWh | After Competition Groups | 6.0845 | 0 | 0 | 15023.3539 | 0.000405 | 66 | Commercial_2022_Technical_GWh_After Competition Groups_66 | Ozone Laundry Treatment | 0.0405% | 0 | 6.0845 | Commercial_2022_Technical_GWh_After Competition Groups_Ozone Laundry Treatment
Commercial | Com ¦ ENERGY STAR Fryer (84% eff) | 2022 | Technical | GWh | After Competition Groups | 5.6037 | 0 | 0 | 15023.3539 | 0.000373 | 67 | Commercial_2022_Technical_GWh_After Competition Groups_67 | ENERGY STAR Fryer (84% eff) | 0.0373% | 0 | 5.6037 | Commercial_2022_Technical_GWh_After Competition Groups_ENERGY STAR Fryer (84% eff)
Commercial | Com ¦ Efficient compressor motor | 2022 | Technical | GWh | After Competition Groups | 5.2043 | 0 | 0 | 15023.3539 | 0.00034642 | 68 | Commercial_2022_Technical_GWh_After Competition Groups_68 | Efficient compressor motor | 0.03464% | 0 | 5.2043 | Commercial_2022_Technical_GWh_After Competition Groups_Efficient compressor motor
Commercial | Com ¦ SYNCHRONOUS BELT | 2022 | Technical | GWh | After Competition Groups | 4.9146 | 0 | 0 | 15023.3539 | 0.00032713 | 69 | Commercial_2022_Technical_GWh_After Competition Groups_69 | SYNCHRONOUS BELT | 0.03271% | 0 | 4.9146 | Commercial_2022_Technical_GWh_After Competition Groups_SYNCHRONOUS BELT
Commercial | Com ¦ Demand controlled Circulating Systems | 2022 | Technical | GWh | After Competition Groups | 4.543 | 0 | 0 | 15023.3539 | 0.0003024 | 70 | Commercial_2022_Technical_GWh_After Competition Groups_70 | Demand controlled Circulating Systems | 0.03024% | 0 | 4.543 | Commercial_2022_Technical_GWh_After Competition Groups_Demand controlled Circulating Systems
Commercial | Com ¦ Ground Source Heat Pump | 2022 | Technical | GWh | After Competition Groups | 3.2062 | 0 | 0 | 15023.3539 | 0.00021342 | 71 | Commercial_2022_Technical_GWh_After Competition Groups_71 | Ground Source Heat Pump | 0.02134% | 0 | 3.2062 | Commercial_2022_Technical_GWh_After Competition Groups_Ground Source Heat Pump
Commercial | Com ¦ ENERGY STAR Steam Cookers | 2022 | Technical | GWh | After Competition Groups | 2.7454 | 0 | 0 | 15023.3539 | 0.00018274 | 72 | Commercial_2022_Technical_GWh_After Competition Groups_72 | ENERGY STAR Steam Cookers | 0.01827% | 0 | 2.7454 | Commercial_2022_Technical_GWh_After Competition Groups_ENERGY STAR Steam Cookers
Commercial | Com ¦ Wall Insulation | 2022 | Technical | GWh | After Competition Groups | 2.6385 | 0 | 0 | 15023.3539 | 0.00017563 | 73 | Commercial_2022_Technical_GWh_After Competition Groups_73 | Wall Insulation | 0.01756% | 0 | 2.6385 | Commercial_2022_Technical_GWh_After Competition Groups_Wall Insulation
Commercial | Com ¦ Solar Preheat Make up Air | 2022 | Technical | GWh | After Competition Groups | 2.6056 | 0 | 0 | 15023.3539 | 0.00017344 | 74 | Commercial_2022_Technical_GWh_After Competition Groups_74 | Solar Preheat Make up Air | 0.01734% | 0 | 2.6056 | Commercial_2022_Technical_GWh_After Competition Groups_Solar Preheat Make up Air
Commercial | Com ¦ ECM MOTORS FOR HVAC APPLICATION (FAN-POWERED VAV BOX) | 2022 | Technical | GWh | After Competition Groups | 2.5498 | 0 | 0 | 15023.3539 | 0.00016972 | 75 | Commercial_2022_Technical_GWh_After Competition Groups_75 | ECM MOTORS FOR HVAC APPLICATION (FAN-POWERED VAV BOX) | 0.01697% | 0 | 2.5498 | Commercial_2022_Technical_GWh_After Competition Groups_ECM MOTORS FOR HVAC APPLICATION (FAN-POWERED VAV BOX)
Commercial | Com ¦ Thermostat Setback | 2022 | Technical | GWh | After Competition Groups | 1.5313 | 0 | 0 | 15023.3539 | 0.00010193 | 76 | Commercial_2022_Technical_GWh_After Competition Groups_76 | Thermostat Setback | 0.01019% | 0 | 1.5313 | Commercial_2022_Technical_GWh_After Competition Groups_Thermostat Setback
Commercial | Com ¦ Solar Water Preheat (Pools/DHW) | 2022 | Technical | GWh | After Competition Groups | 1.2585 | 0 | 0 | 15023.3539 | 8.3771e-05 | 77 | Commercial_2022_Technical_GWh_After Competition Groups_77 | Solar Water Preheat (Pools/DHW) | 0.008377% | 0 | 1.2585 | Commercial_2022_Technical_GWh_After Competition Groups_Solar Water Preheat (Pools/DHW)
Commercial | Com ¦ Auto Off Time Switch or Time Clock control | 2022 | Technical | GWh | After Competition Groups | 1.2533 | 0 | 0 | 15023.3539 | 8.3425e-05 | 78 | Commercial_2022_Technical_GWh_After Competition Groups_78 | Auto Off Time Switch or Time Clock control | 0.008342% | 0 | 1.2533 | Commercial_2022_Technical_GWh_After Competition Groups_Auto Off Time Switch or Time Clock control
Commercial | Com ¦ Room AC (w/ louvered sides) 14 SEER from 12 SEER code | 2022 | Technical | GWh | After Competition Groups | 1.0717 | 0 | 0 | 15023.3539 | 7.1332e-05 | 79 | Commercial_2022_Technical_GWh_After Competition Groups_79 | Room AC (w/ louvered sides) 14 SEER from 12 SEER code | 0.007133% | 0 | 1.0717 | Commercial_2022_Technical_GWh_After Competition Groups_Room AC (w/ louvered sides) 14 SEER from 12 SEER code
Commercial | Com ¦ PTAC (12 EER/10,000 BTU) | 2022 | Technical | GWh | After Competition Groups | 1.0614 | 0 | 0 | 15023.3539 | 7.0649e-05 | 80 | Commercial_2022_Technical_GWh_After Competition Groups_80 | PTAC (12 EER/10,000 BTU) | 0.007065% | 0 | 1.0614 | Commercial_2022_Technical_GWh_After Competition Groups_PTAC (12 EER/10,000 BTU)
Commercial | Com ¦ Commercial Hot Food Holding Cabinets | 2022 | Technical | GWh | After Competition Groups | 0.803 | 0 | 0 | 15023.3539 | 5.345e-05 | 81 | Commercial_2022_Technical_GWh_After Competition Groups_81 | Commercial Hot Food Holding Cabinets | 0.005345% | 0 | 0.803 | Commercial_2022_Technical_GWh_After Competition Groups_Commercial Hot Food Holding Cabinets
Commercial | Com ¦ CEE Tier 2/Energy Star Clothes Washers | 2022 | Technical | GWh | After Competition Groups | 0.68771 | 0 | 0 | 15023.3539 | 4.5776e-05 | 82 | Commercial_2022_Technical_GWh_After Competition Groups_82 | CEE Tier 2/Energy Star Clothes Washers | 0.004578% | 0 | 0.68771 | Commercial_2022_Technical_GWh_After Competition Groups_CEE Tier 2/Energy Star Clothes Washers
Commercial | Com ¦ HVAC Optimization | 2022 | Technical | GWh | After Competition Groups | 0.53957 | 0 | 0 | 15023.3539 | 3.5916e-05 | 83 | Commercial_2022_Technical_GWh_After Competition Groups_83 | HVAC Optimization | 0.003592% | 0 | 0.53957 | Commercial_2022_Technical_GWh_After Competition Groups_HVAC Optimization
Commercial | Com ¦ Low Flow Pre-Rinse Spray Nozzle | 2022 | Technical | GWh | After Competition Groups | 0.52703 | 0 | 0 | 15023.3539 | 3.5081e-05 | 84 | Commercial_2022_Technical_GWh_After Competition Groups_84 | Low Flow Pre-Rinse Spray Nozzle | 0.003508% | 0 | 0.52703 | Commercial_2022_Technical_GWh_After Competition Groups_Low Flow Pre-Rinse Spray Nozzle
Commercial | COM ¦ Ductless Mini-Split Heat Pumps | 2022 | Technical | GWh | After Competition Groups | 0.49077 | 0 | 0 | 15023.3539 | 3.2667e-05 | 85 | Commercial_2022_Technical_GWh_After Competition Groups_85 | Ductless Mini-Split Heat Pumps | 0.003267% | 0 | 0.49077 | Commercial_2022_Technical_GWh_After Competition Groups_Ductless Mini-Split Heat Pumps
Commercial | Com ¦ Heat Pump Water Heater (50 Gallons) | 2022 | Technical | GWh | After Competition Groups | 0.33666 | 0 | 0 | 15023.3539 | 2.2409e-05 | 86 | Commercial_2022_Technical_GWh_After Competition Groups_86 | Heat Pump Water Heater (50 Gallons) | 0.002241% | 0 | 0.33666 | Commercial_2022_Technical_GWh_After Competition Groups_Heat Pump Water Heater (50 Gallons)
Commercial | Com ¦ High Efficiency Chiller (avg of water and air cooled) | 2022 | Technical | GWh | After Competition Groups | 0.21429 | 0 | 0 | 15023.3539 | 1.4264e-05 | 87 | Commercial_2022_Technical_GWh_After Competition Groups_87 | High Efficiency Chiller (avg of water and air cooled) | 0.001426% | 0 | 0.21429 | Commercial_2022_Technical_GWh_After Competition Groups_High Efficiency Chiller (avg of water and air cooled)
Commercial | Com ¦ EC Plug Fan for Data Center (under cabinet) | 2022 | Technical | GWh | After Competition Groups | 0.17536 | 0 | 0 | 15023.3539 | 1.1673e-05 | 88 | Commercial_2022_Technical_GWh_After Competition Groups_88 | EC Plug Fan for Data Center (under cabinet) | 0.001167% | 0 | 0.17536 | Commercial_2022_Technical_GWh_After Competition Groups_EC Plug Fan for Data Center (under cabinet)
Commercial | Com ¦ Exterior Photocell | 2022 | Technical | GWh | After Competition Groups | 0.075362 | 0 | 0 | 15023.3539 | 5.0163e-06 | 89 | Commercial_2022_Technical_GWh_After Competition Groups_89 | Exterior Photocell | 0.0005016% | 0 | 0.075362 | Commercial_2022_Technical_GWh_After Competition Groups_Exterior Photocell
Commercial | Com ¦ eCube | 2022 | Technical | GWh | After Competition Groups | 0.073084 | 0 | 0 | 15023.3539 | 4.8647e-06 | 90 | Commercial_2022_Technical_GWh_After Competition Groups_90 | eCube | 0.0004865% | 0 | 0.073084 | Commercial_2022_Technical_GWh_After Competition Groups_eCube
Commercial | Com ¦ Air Curtains | 2022 | Technical | GWh | After Competition Groups | 0.049884 | 0 | 0 | 15023.3539 | 3.3204e-06 | 91 | Commercial_2022_Technical_GWh_After Competition Groups_91 | Air Curtains | 0.000332% | 0 | 0.049884 | Commercial_2022_Technical_GWh_After Competition Groups_Air Curtains
Commercial | Com ¦ VSD Air Compressor | 2022 | Technical | GWh | After Competition Groups | 0.019199 | 0 | 0 | 15023.3539 | 1.2779e-06 | 92 | Commercial_2022_Technical_GWh_After Competition Groups_92 | VSD Air Compressor | 0.0001278% | 0 | 0.019199 | Commercial_2022_Technical_GWh_After Competition Groups_VSD Air Compressor
Commercial | Com ¦ High Efficiency Induction Cooking | 2022 | Technical | GWh | After Competition Groups | 0.0061698 | 0 | 0 | 15023.3539 | 4.1068e-07 | 93 | Commercial_2022_Technical_GWh_After Competition Groups_93 | High Efficiency Induction Cooking | 4.107e-05% | 0 | 0.0061698 | Commercial_2022_Technical_GWh_After Competition Groups_High Efficiency Induction Cooking
Commercial | Com ¦ Electric Convection Combination Ovens | 2022 | Technical | GWh | After Competition Groups | 0.0014782 | 0 | 0 | 15023.3539 | 9.8393e-08 | 94 | Commercial_2022_Technical_GWh_After Competition Groups_94 | Electric Convection Combination Ovens | 9.839e-06% | 0 | 0.0014782 | Commercial_2022_Technical_GWh_After Competition Groups_Electric Convection Combination Ovens
Commercial | Com ¦ Building Recommissioning, Operations and Maintenance (O&M) Improvements | 2023 | Economic | GWh | After Competition Groups | 2348.9016 | 0 | 0 | 12181.4076 | 0.19283 | 1 | Commercial_2023_Economic_GWh_After Competition Groups_1 | Building Recommissioning, Operations and Maintenance (O&M) Improvements | 19.28% | 0 | 2348.9016 | Commercial_2023_Economic_GWh_After Competition Groups_Building Recommissioning, Operations and Maintenance (O&M) Improvements
Commercial | Com ¦ LED Low/High Bay | 2023 | Economic | GWh | After Competition Groups | 1049.4398 | 0 | 0 | 12181.4076 | 0.086151 | 2 | Commercial_2023_Economic_GWh_After Competition Groups_2 | LED Low/High Bay | 8.615% | 0 | 1049.4398 | Commercial_2023_Economic_GWh_After Competition Groups_LED Low/High Bay
Commercial | Com ¦ LED Troffer/Surface/Suspended | 2023 | Economic | GWh | After Competition Groups | 1035.8808 | 0 | 0 | 12181.4076 | 0.085038 | 3 | Commercial_2023_Economic_GWh_After Competition Groups_3 | LED Troffer/Surface/Suspended | 8.504% | 0 | 1035.8808 | Commercial_2023_Economic_GWh_After Competition Groups_LED Troffer/Surface/Suspended
Commercial | Com ¦ ENERGY STAR LED LAMPS (REFLECTOR LAMPs/MR16/PAR 16) | 2023 | Economic | GWh | After Competition Groups | 884.1937 | 0 | 0 | 12181.4076 | 0.072586 | 4 | Commercial_2023_Economic_GWh_After Competition Groups_4 | ENERGY STAR LED LAMPS (REFLECTOR LAMPs/MR16/PAR 16) | 7.259% | 0 | 884.1937 | Commercial_2023_Economic_GWh_After Competition Groups_ENERGY STAR LED LAMPS (REFLECTOR LAMPs/MR16/PAR 16)
Commercial | Com ¦ Education and Capacity Building/Energy Behavior | 2023 | Economic | GWh | After Competition Groups | 871.2634 | 0 | 0 | 12181.4076 | 0.071524 | 5 | Commercial_2023_Economic_GWh_After Competition Groups_5 | Education and Capacity Building/Energy Behavior | 7.152% | 0 | 871.2634 | Commercial_2023_Economic_GWh_After Competition Groups_Education and Capacity Building/Energy Behavior
Commercial | Com ¦ Furnace Tune-Up | 2023 | Economic | GWh | After Competition Groups | 644.9935 | 0 | 0 | 12181.4076 | 0.052949 | 6 | Commercial_2023_Economic_GWh_After Competition Groups_6 | Furnace Tune-Up | 5.295% | 0 | 644.9935 | Commercial_2023_Economic_GWh_After Competition Groups_Furnace Tune-Up
Commercial | Com ¦ LED EXTERIOR AREA LIGHTS - LED fixture (200W) | 2023 | Economic | GWh | After Competition Groups | 540.446 | 0 | 0 | 12181.4076 | 0.044366 | 7 | Commercial_2023_Economic_GWh_After Competition Groups_7 | LED EXTERIOR AREA LIGHTS - LED fixture (200W) | 4.437% | 0 | 540.446 | Commercial_2023_Economic_GWh_After Competition Groups_LED EXTERIOR AREA LIGHTS - LED fixture (200W)
Commercial | Com ¦ LED parking lot fixture | 2023 | Economic | GWh | After Competition Groups | 526.3738 | 0 | 0 | 12181.4076 | 0.043211 | 8 | Commercial_2023_Economic_GWh_After Competition Groups_8 | LED parking lot fixture | 4.321% | 0 | 526.3738 | Commercial_2023_Economic_GWh_After Competition Groups_LED parking lot fixture
Commercial | Com ¦ Advanced BAS/Controllers | 2023 | Economic | GWh | After Competition Groups | 316.7234 | 0 | 0 | 12181.4076 | 0.026001 | 9 | Commercial_2023_Economic_GWh_After Competition Groups_9 | Advanced BAS/Controllers | 2.6% | 0 | 316.7234 | Commercial_2023_Economic_GWh_After Competition Groups_Advanced BAS/Controllers
Commercial | Com ¦ LED street light fixture | 2023 | Economic | GWh | After Competition Groups | 312.3 | 0 | 0 | 12181.4076 | 0.025637 | 10 | Commercial_2023_Economic_GWh_After Competition Groups_10 | LED street light fixture | 2.564% | 0 | 312.3 | Commercial_2023_Economic_GWh_After Competition Groups_LED street light fixture
Commercial | Com ¦ LED Replacement Lamp (Tube) | 2023 | Economic | GWh | After Competition Groups | 289.6147 | 0 | 0 | 12181.4076 | 0.023775 | 11 | Commercial_2023_Economic_GWh_After Competition Groups_11 | LED Replacement Lamp (Tube) | 2.378% | 0 | 289.6147 | Commercial_2023_Economic_GWh_After Competition Groups_LED Replacement Lamp (Tube)
Commercial | Com ¦ High Efficiency Air Source Heat Pump | 2023 | Economic | GWh | After Competition Groups | 268.5034 | 0 | 0 | 12181.4076 | 0.022042 | 12 | Commercial_2023_Economic_GWh_After Competition Groups_12 | High Efficiency Air Source Heat Pump | 2.204% | 0 | 268.5034 | Commercial_2023_Economic_GWh_After Competition Groups_High Efficiency Air Source Heat Pump
Commercial | Com ¦ Data Center Storage/Server Virtualization | 2023 | Economic | GWh | After Competition Groups | 238.0043 | 0 | 0 | 12181.4076 | 0.019538 | 13 | Commercial_2023_Economic_GWh_After Competition Groups_13 | Data Center Storage/Server Virtualization | 1.954% | 0 | 238.0043 | Commercial_2023_Economic_GWh_After Competition Groups_Data Center Storage/Server Virtualization
Commercial | Com ¦ Demand Control Ventilation | 2023 | Economic | GWh | After Competition Groups | 236.3144 | 0 | 0 | 12181.4076 | 0.0194 | 14 | Commercial_2023_Economic_GWh_After Competition Groups_14 | Demand Control Ventilation | 1.94% | 0 | 236.3144 | Commercial_2023_Economic_GWh_After Competition Groups_Demand Control Ventilation
Commercial | Com ¦ Strip Curtains | 2023 | Economic | GWh | After Competition Groups | 231.6619 | 0 | 0 | 12181.4076 | 0.019018 | 15 | Commercial_2023_Economic_GWh_After Competition Groups_15 | Strip Curtains | 1.902% | 0 | 231.6619 | Commercial_2023_Economic_GWh_After Competition Groups_Strip Curtains
Commercial | Com ¦ Variable Frequency Drive (VFD) | 2023 | Economic | GWh | After Competition Groups | 213.7923 | 0 | 0 | 12181.4076 | 0.017551 | 16 | Commercial_2023_Economic_GWh_After Competition Groups_16 | Variable Frequency Drive (VFD) | 1.755% | 0 | 213.7923 | Commercial_2023_Economic_GWh_After Competition Groups_Variable Frequency Drive (VFD)
Commercial | Com ¦ VFD on Pumps | 2023 | Economic | GWh | After Competition Groups | 200.0842 | 0 | 0 | 12181.4076 | 0.016425 | 17 | Commercial_2023_Economic_GWh_After Competition Groups_17 | VFD on Pumps | 1.643% | 0 | 200.0842 | Commercial_2023_Economic_GWh_After Competition Groups_VFD on Pumps
Commercial | Com ¦ Centrally controlled desktop PC/NETWORK PC POWER MANAGEMENT SOFTWARE | 2023 | Economic | GWh | After Competition Groups | 168.1763 | 0 | 0 | 12181.4076 | 0.013806 | 18 | Commercial_2023_Economic_GWh_After Competition Groups_18 | Centrally controlled desktop PC/NETWORK PC POWER MANAGEMENT SOFTWARE | 1.381% | 0 | 168.1763 | Commercial_2023_Economic_GWh_After Competition Groups_Centrally controlled desktop PC/NETWORK PC POWER MANAGEMENT SOFTWARE
Commercial | Com ¦ Air Handler with Dedicated Outdoor Air Systems | 2023 | Economic | GWh | After Competition Groups | 163.1743 | 0 | 0 | 12181.4076 | 0.013395 | 19 | Commercial_2023_Economic_GWh_After Competition Groups_19 | Air Handler with Dedicated Outdoor Air Systems | 1.34% | 0 | 163.1743 | Commercial_2023_Economic_GWh_After Competition Groups_Air Handler with Dedicated Outdoor Air Systems
Commercial | Com ¦ LED or Equivalent Sign Lighting | 2023 | Economic | GWh | After Competition Groups | 141.2852 | 0 | 0 | 12181.4076 | 0.011598 | 20 | Commercial_2023_Economic_GWh_After Competition Groups_20 | LED or Equivalent Sign Lighting | 1.16% | 0 | 141.2852 | Commercial_2023_Economic_GWh_After Competition Groups_LED or Equivalent Sign Lighting
Commercial | Com ¦ Adaptive Thermostats | 2023 | Economic | GWh | After Competition Groups | 135.8797 | 0 | 0 | 12181.4076 | 0.011155 | 21 | Commercial_2023_Economic_GWh_After Competition Groups_21 | Adaptive Thermostats | 1.115% | 0 | 135.8797 | Commercial_2023_Economic_GWh_After Competition Groups_Adaptive Thermostats
Commercial | Com ¦ Reach-in Shaded Pole to ECM/PSC Evaporator Fan Motor | 2023 | Economic | GWh | After Competition Groups | 135.1962 | 0 | 0 | 12181.4076 | 0.011099 | 22 | Commercial_2023_Economic_GWh_After Competition Groups_22 | Reach-in Shaded Pole to ECM/PSC Evaporator Fan Motor | 1.11% | 0 | 135.1962 | Commercial_2023_Economic_GWh_After Competition Groups_Reach-in Shaded Pole to ECM/PSC Evaporator Fan Motor
Commercial | Com ¦ ENERGY STAR LED LAMPS (General Service Lamps) | 2023 | Economic | GWh | After Competition Groups | 110.2101 | 0 | 0 | 12181.4076 | 0.0090474 | 23 | Commercial_2023_Economic_GWh_After Competition Groups_23 | ENERGY STAR LED LAMPS (General Service Lamps) | 0.9047% | 0 | 110.2101 | Commercial_2023_Economic_GWh_After Competition Groups_ENERGY STAR LED LAMPS (General Service Lamps)
Commercial | Com ¦ ECM MOTORS FOR EVAPORATOR FANS for refrigeration (WALK-IN) | 2023 | Economic | GWh | After Competition Groups | 101.2778 | 0 | 0 | 12181.4076 | 0.0083141 | 24 | Commercial_2023_Economic_GWh_After Competition Groups_24 | ECM MOTORS FOR EVAPORATOR FANS for refrigeration (WALK-IN) | 0.8314% | 0 | 101.2778 | Commercial_2023_Economic_GWh_After Competition Groups_ECM MOTORS FOR EVAPORATOR FANS for refrigeration (WALK-IN)
Commercial | Com ¦ Condensing Unit Heaters or other Efficient Unit Heating System | 2023 | Economic | GWh | After Competition Groups | 97.0622 | 0 | 0 | 12181.4076 | 0.0079681 | 25 | Commercial_2023_Economic_GWh_After Competition Groups_25 | Condensing Unit Heaters or other Efficient Unit Heating System | 0.7968% | 0 | 97.0622 | Commercial_2023_Economic_GWh_After Competition Groups_Condensing Unit Heaters or other Efficient Unit Heating System
Commercial | Com ¦ Refrigerated Display Case Doors | 2023 | Economic | GWh | After Competition Groups | 87.1169 | 0 | 0 | 12181.4076 | 0.0071516 | 26 | Commercial_2023_Economic_GWh_After Competition Groups_26 | Refrigerated Display Case Doors | 0.7152% | 0 | 87.1169 | Commercial_2023_Economic_GWh_After Competition Groups_Refrigerated Display Case Doors
Commercial | Com ¦ Freezer Case Light Sensor | 2023 | Economic | GWh | After Competition Groups | 83.4142 | 0 | 0 | 12181.4076 | 0.0068477 | 27 | Commercial_2023_Economic_GWh_After Competition Groups_27 | Freezer Case Light Sensor | 0.6848% | 0 | 83.4142 | Commercial_2023_Economic_GWh_After Competition Groups_Freezer Case Light Sensor
Commercial | Com ¦ Evaporator Fan Controls | 2023 | Economic | GWh | After Competition Groups | 81.3669 | 0 | 0 | 12181.4076 | 0.0066796 | 28 | Commercial_2023_Economic_GWh_After Competition Groups_28 | Evaporator Fan Controls | 0.668% | 0 | 81.3669 | Commercial_2023_Economic_GWh_After Competition Groups_Evaporator Fan Controls
Commercial | Com ¦ Refrigerated Display Case LED | 2023 | Economic | GWh | After Competition Groups | 80.8793 | 0 | 0 | 12181.4076 | 0.0066396 | 29 | Commercial_2023_Economic_GWh_After Competition Groups_29 | Refrigerated Display Case LED | 0.664% | 0 | 80.8793 | Commercial_2023_Economic_GWh_After Competition Groups_Refrigerated Display Case LED
Commercial | Com ¦ Unitary Air-Conditioning Unit | 2023 | Economic | GWh | After Competition Groups | 80.222 | 0 | 0 | 12181.4076 | 0.0065856 | 30 | Commercial_2023_Economic_GWh_After Competition Groups_30 | Unitary Air-Conditioning Unit | 0.6586% | 0 | 80.222 | Commercial_2023_Economic_GWh_After Competition Groups_Unitary Air-Conditioning Unit
Commercial | Com ¦ Demand Control Kitchen Ventilation | 2023 | Economic | GWh | After Competition Groups | 73.7657 | 0 | 0 | 12181.4076 | 0.0060556 | 31 | Commercial_2023_Economic_GWh_After Competition Groups_31 | Demand Control Kitchen Ventilation | 0.6056% | 0 | 73.7657 | Commercial_2023_Economic_GWh_After Competition Groups_Demand Control Kitchen Ventilation
Commercial | Com ¦ Occupancy Sensors | 2023 | Economic | GWh | After Competition Groups | 70.5602 | 0 | 0 | 12181.4076 | 0.0057925 | 32 | Commercial_2023_Economic_GWh_After Competition Groups_32 | Occupancy Sensors | 0.5792% | 0 | 70.5602 | Commercial_2023_Economic_GWh_After Competition Groups_Occupancy Sensors
Commercial | Com ¦ Elec Storage WH 2.30 Et | 2023 | Economic | GWh | After Competition Groups | 35.7913 | 0 | 0 | 12181.4076 | 0.0029382 | 33 | Commercial_2023_Economic_GWh_After Competition Groups_33 | Elec Storage WH 2.30 Et | 0.2938% | 0 | 35.7913 | Commercial_2023_Economic_GWh_After Competition Groups_Elec Storage WH 2.30 Et
Commercial | Com ¦ BEVERAGE VENDING MACHINE CONTROLS | 2023 | Economic | GWh | After Competition Groups | 34.3974 | 0 | 0 | 12181.4076 | 0.0028238 | 34 | Commercial_2023_Economic_GWh_After Competition Groups_34 | BEVERAGE VENDING MACHINE CONTROLS | 0.2824% | 0 | 34.3974 | Commercial_2023_Economic_GWh_After Competition Groups_BEVERAGE VENDING MACHINE CONTROLS
Commercial | Com ¦ Temperature Adjustment in Commercial Freezers | 2023 | Economic | GWh | After Competition Groups | 31.1138 | 0 | 0 | 12181.4076 | 0.0025542 | 35 | Commercial_2023_Economic_GWh_After Competition Groups_35 | Temperature Adjustment in Commercial Freezers | 0.2554% | 0 | 31.1138 | Commercial_2023_Economic_GWh_After Competition Groups_Temperature Adjustment in Commercial Freezers
Commercial | Com ¦ Energy Efficient Laboratory Fume Hood | 2023 | Economic | GWh | After Competition Groups | 27.7115 | 0 | 0 | 12181.4076 | 0.0022749 | 36 | Commercial_2023_Economic_GWh_After Competition Groups_36 | Energy Efficient Laboratory Fume Hood | 0.2275% | 0 | 27.7115 | Commercial_2023_Economic_GWh_After Competition Groups_Energy Efficient Laboratory Fume Hood
Commercial | Com ¦ CO Sensors for parking garage exhaust fans | 2023 | Economic | GWh | After Competition Groups | 27.4115 | 0 | 0 | 12181.4076 | 0.0022503 | 37 | Commercial_2023_Economic_GWh_After Competition Groups_37 | CO Sensors for parking garage exhaust fans | 0.225% | 0 | 27.4115 | Commercial_2023_Economic_GWh_After Competition Groups_CO Sensors for parking garage exhaust fans
Commercial | Com ¦ Vertical Night Covers | 2023 | Economic | GWh | After Competition Groups | 24.1359 | 0 | 0 | 12181.4076 | 0.0019814 | 38 | Commercial_2023_Economic_GWh_After Competition Groups_38 | Vertical Night Covers | 0.1981% | 0 | 24.1359 | Commercial_2023_Economic_GWh_After Competition Groups_Vertical Night Covers
Commercial | Com ¦ Duct Insulation, R8 | 2023 | Economic | GWh | After Competition Groups | 21.4874 | 0 | 0 | 12181.4076 | 0.001764 | 39 | Commercial_2023_Economic_GWh_After Competition Groups_39 | Duct Insulation, R8 | 0.1764% | 0 | 21.4874 | Commercial_2023_Economic_GWh_After Competition Groups_Duct Insulation, R8
Commercial | Com ¦ Water Heating (DHW) Pipe Insulation (Add 3/4\ Foam)" | 2023 | Economic | GWh | After Competition Groups | 20.7741 | 0 | 0 | 12181.4076 | 0.0017054 | 40 | Commercial_2023_Economic_GWh_After Competition Groups_40 | Water Heating (DHW) Pipe Insulation (Add 3/4\ Foam)" | 0.1705% | 0 | 20.7741 | Commercial_2023_Economic_GWh_After Competition Groups_Water Heating (DHW) Pipe Insulation (Add 3/4\ Foam)"
Commercial | Com ¦ ENERGY STAR Griddle (74% eff) | 2023 | Economic | GWh | After Competition Groups | 19.3334 | 0 | 0 | 12181.4076 | 0.0015871 | 41 | Commercial_2023_Economic_GWh_After Competition Groups_41 | ENERGY STAR Griddle (74% eff) | 0.1587% | 0 | 19.3334 | Commercial_2023_Economic_GWh_After Competition Groups_ENERGY STAR Griddle (74% eff)
Commercial | Com ¦ Chilled Water Optimization | 2023 | Economic | GWh | After Competition Groups | 19.2343 | 0 | 0 | 12181.4076 | 0.001579 | 42 | Commercial_2023_Economic_GWh_After Competition Groups_42 | Chilled Water Optimization | 0.1579% | 0 | 19.2343 | Commercial_2023_Economic_GWh_After Competition Groups_Chilled Water Optimization
Commercial | Com ¦ Outside Air Economizer | 2023 | Economic | GWh | After Competition Groups | 16.0938 | 0 | 0 | 12181.4076 | 0.0013212 | 43 | Commercial_2023_Economic_GWh_After Competition Groups_43 | Outside Air Economizer | 0.1321% | 0 | 16.0938 | Commercial_2023_Economic_GWh_After Competition Groups_Outside Air Economizer
Commercial | Com ¦ Water Source Heat Pump (4 ton) | 2023 | Economic | GWh | After Competition Groups | 14.746 | 0 | 0 | 12181.4076 | 0.0012105 | 44 | Commercial_2023_Economic_GWh_After Competition Groups_44 | Water Source Heat Pump (4 ton) | 0.1211% | 0 | 14.746 | Commercial_2023_Economic_GWh_After Competition Groups_Water Source Heat Pump (4 ton)
Commercial | Com ¦ Door Gasket Freezer/Refrigerator | 2023 | Economic | GWh | After Competition Groups | 13.3444 | 0 | 0 | 12181.4076 | 0.0010955 | 45 | Commercial_2023_Economic_GWh_After Competition Groups_45 | Door Gasket Freezer/Refrigerator | 0.1095% | 0 | 13.3444 | Commercial_2023_Economic_GWh_After Competition Groups_Door Gasket Freezer/Refrigerator
Commercial | Com ¦ Suction Pipe Insulation Freezer/Refrigerator | 2023 | Economic | GWh | After Competition Groups | 13.1912 | 0 | 0 | 12181.4076 | 0.0010829 | 46 | Commercial_2023_Economic_GWh_After Competition Groups_46 | Suction Pipe Insulation Freezer/Refrigerator | 0.1083% | 0 | 13.1912 | Commercial_2023_Economic_GWh_After Competition Groups_Suction Pipe Insulation Freezer/Refrigerator
Commercial | Com ¦ ENERGY STAR Dishwasher | 2023 | Economic | GWh | After Competition Groups | 9.3021 | 0 | 0 | 12181.4076 | 0.00076363 | 47 | Commercial_2023_Economic_GWh_After Competition Groups_47 | ENERGY STAR Dishwasher | 0.07636% | 0 | 9.3021 | Commercial_2023_Economic_GWh_After Competition Groups_ENERGY STAR Dishwasher
Commercial | Com ¦ ENERGY STAR Fryer (84% eff) | 2023 | Economic | GWh | After Competition Groups | 6.7712 | 0 | 0 | 12181.4076 | 0.00055587 | 48 | Commercial_2023_Economic_GWh_After Competition Groups_48 | ENERGY STAR Fryer (84% eff) | 0.05559% | 0 | 6.7712 | Commercial_2023_Economic_GWh_After Competition Groups_ENERGY STAR Fryer (84% eff)
Commercial | Com ¦ Ozone Laundry Treatment | 2023 | Economic | GWh | After Competition Groups | 6.1202 | 0 | 0 | 12181.4076 | 0.00050242 | 49 | Commercial_2023_Economic_GWh_After Competition Groups_49 | Ozone Laundry Treatment | 0.05024% | 0 | 6.1202 | Commercial_2023_Economic_GWh_After Competition Groups_Ozone Laundry Treatment
Commercial | Com ¦ Demand controlled Circulating Systems | 2023 | Economic | GWh | After Competition Groups | 4.4517 | 0 | 0 | 12181.4076 | 0.00036545 | 50 | Commercial_2023_Economic_GWh_After Competition Groups_50 | Demand controlled Circulating Systems | 0.03654% | 0 | 4.4517 | Commercial_2023_Economic_GWh_After Competition Groups_Demand controlled Circulating Systems
Commercial | Com ¦ ENERGY STAR Steam Cookers | 2023 | Economic | GWh | After Competition Groups | 3.3173 | 0 | 0 | 12181.4076 | 0.00027232 | 51 | Commercial_2023_Economic_GWh_After Competition Groups_51 | ENERGY STAR Steam Cookers | 0.02723% | 0 | 3.3173 | Commercial_2023_Economic_GWh_After Competition Groups_ENERGY STAR Steam Cookers
Commercial | Com ¦ ECM MOTORS FOR HVAC APPLICATION (FAN-POWERED VAV BOX) | 2023 | Economic | GWh | After Competition Groups | 2.481 | 0 | 0 | 12181.4076 | 0.00020367 | 52 | Commercial_2023_Economic_GWh_After Competition Groups_52 | ECM MOTORS FOR HVAC APPLICATION (FAN-POWERED VAV BOX) | 0.02037% | 0 | 2.481 | Commercial_2023_Economic_GWh_After Competition Groups_ECM MOTORS FOR HVAC APPLICATION (FAN-POWERED VAV BOX)
Commercial | Com ¦ Notched V belts for HVAC Systems | 2023 | Economic | GWh | After Competition Groups | 1.7753 | 0 | 0 | 12181.4076 | 0.00014574 | 53 | Commercial_2023_Economic_GWh_After Competition Groups_53 | Notched V belts for HVAC Systems | 0.01457% | 0 | 1.7753 | Commercial_2023_Economic_GWh_After Competition Groups_Notched V belts for HVAC Systems
Commercial | Com ¦ Thermostat Setback | 2023 | Economic | GWh | After Competition Groups | 1.7344 | 0 | 0 | 12181.4076 | 0.00014238 | 54 | Commercial_2023_Economic_GWh_After Competition Groups_54 | Thermostat Setback | 0.01424% | 0 | 1.7344 | Commercial_2023_Economic_GWh_After Competition Groups_Thermostat Setback
Commercial | Com ¦ Solar Water Preheat (Pools/DHW) | 2023 | Economic | GWh | After Competition Groups | 1.5357 | 0 | 0 | 12181.4076 | 0.00012607 | 55 | Commercial_2023_Economic_GWh_After Competition Groups_55 | Solar Water Preheat (Pools/DHW) | 0.01261% | 0 | 1.5357 | Commercial_2023_Economic_GWh_After Competition Groups_Solar Water Preheat (Pools/DHW)
Commercial | Com ¦ Condensing Make Up Air Unit | 2023 | Economic | GWh | After Competition Groups | 1.3248 | 0 | 0 | 12181.4076 | 0.00010876 | 56 | Commercial_2023_Economic_GWh_After Competition Groups_56 | Condensing Make Up Air Unit | 0.01088% | 0 | 1.3248 | Commercial_2023_Economic_GWh_After Competition Groups_Condensing Make Up Air Unit
Commercial | Com ¦ Auto Off Time Switch or Time Clock control | 2023 | Economic | GWh | After Competition Groups | 1.2642 | 0 | 0 | 12181.4076 | 0.00010378 | 57 | Commercial_2023_Economic_GWh_After Competition Groups_57 | Auto Off Time Switch or Time Clock control | 0.01038% | 0 | 1.2642 | Commercial_2023_Economic_GWh_After Competition Groups_Auto Off Time Switch or Time Clock control
Commercial | Com ¦ PTAC (12 EER/10,000 BTU) | 2023 | Economic | GWh | After Competition Groups | 1.2057 | 0 | 0 | 12181.4076 | 9.8977e-05 | 58 | Commercial_2023_Economic_GWh_After Competition Groups_58 | PTAC (12 EER/10,000 BTU) | 0.009898% | 0 | 1.2057 | Commercial_2023_Economic_GWh_After Competition Groups_PTAC (12 EER/10,000 BTU)
Commercial | Com ¦ CEE Tier 2/Energy Star Clothes Washers | 2023 | Economic | GWh | After Competition Groups | 0.81018 | 0 | 0 | 12181.4076 | 6.6509e-05 | 59 | Commercial_2023_Economic_GWh_After Competition Groups_59 | CEE Tier 2/Energy Star Clothes Washers | 0.006651% | 0 | 0.81018 | Commercial_2023_Economic_GWh_After Competition Groups_CEE Tier 2/Energy Star Clothes Washers
Commercial | Com ¦ Low Flow Pre-Rinse Spray Nozzle | 2023 | Economic | GWh | After Competition Groups | 0.60016 | 0 | 0 | 12181.4076 | 4.9268e-05 | 60 | Commercial_2023_Economic_GWh_After Competition Groups_60 | Low Flow Pre-Rinse Spray Nozzle | 0.004927% | 0 | 0.60016 | Commercial_2023_Economic_GWh_After Competition Groups_Low Flow Pre-Rinse Spray Nozzle
Commercial | COM ¦ Ductless Mini-Split Heat Pumps | 2023 | Economic | GWh | After Competition Groups | 0.59547 | 0 | 0 | 12181.4076 | 4.8884e-05 | 61 | Commercial_2023_Economic_GWh_After Competition Groups_61 | Ductless Mini-Split Heat Pumps | 0.004888% | 0 | 0.59547 | Commercial_2023_Economic_GWh_After Competition Groups_Ductless Mini-Split Heat Pumps
Commercial | Com ¦ HVAC Optimization | 2023 | Economic | GWh | After Competition Groups | 0.32902 | 0 | 0 | 12181.4076 | 2.701e-05 | 62 | Commercial_2023_Economic_GWh_After Competition Groups_62 | HVAC Optimization | 0.002701% | 0 | 0.32902 | Commercial_2023_Economic_GWh_After Competition Groups_HVAC Optimization
Commercial | Com ¦ Commercial Hot Food Holding Cabinets | 2023 | Economic | GWh | After Competition Groups | 0.29432 | 0 | 0 | 12181.4076 | 2.4161e-05 | 63 | Commercial_2023_Economic_GWh_After Competition Groups_63 | Commercial Hot Food Holding Cabinets | 0.002416% | 0 | 0.29432 | Commercial_2023_Economic_GWh_After Competition Groups_Commercial Hot Food Holding Cabinets
Commercial | Com ¦ Energy Recovery Ventilation and Ventilation (Enhanced) | 2023 | Economic | GWh | After Competition Groups | 0.25828 | 0 | 0 | 12181.4076 | 2.1203e-05 | 64 | Commercial_2023_Economic_GWh_After Competition Groups_64 | Energy Recovery Ventilation and Ventilation (Enhanced) | 0.00212% | 0 | 0.25828 | Commercial_2023_Economic_GWh_After Competition Groups_Energy Recovery Ventilation and Ventilation (Enhanced)
Commercial | Com ¦ Wall Insulation | 2023 | Economic | GWh | After Competition Groups | 0.19738 | 0 | 0 | 12181.4076 | 1.6203e-05 | 65 | Commercial_2023_Economic_GWh_After Competition Groups_65 | Wall Insulation | 0.00162% | 0 | 0.19738 | Commercial_2023_Economic_GWh_After Competition Groups_Wall Insulation
Commercial | Com ¦ Room AC (w/ louvered sides) 14 SEER from 12 SEER code | 2023 | Economic | GWh | After Competition Groups | 0.068626 | 0 | 0 | 12181.4076 | 5.6337e-06 | 66 | Commercial_2023_Economic_GWh_After Competition Groups_66 | Room AC (w/ louvered sides) 14 SEER from 12 SEER code | 0.0005634% | 0 | 0.068626 | Commercial_2023_Economic_GWh_After Competition Groups_Room AC (w/ louvered sides) 14 SEER from 12 SEER code
Commercial | Com ¦ Air Curtains | 2023 | Economic | GWh | After Competition Groups | 0.050604 | 0 | 0 | 12181.4076 | 4.1542e-06 | 67 | Commercial_2023_Economic_GWh_After Competition Groups_67 | Air Curtains | 0.0004154% | 0 | 0.050604 | Commercial_2023_Economic_GWh_After Competition Groups_Air Curtains
Commercial | Com ¦ EC Plug Fan for Data Center (under cabinet) | 2023 | Economic | GWh | After Competition Groups | 0.0279 | 0 | 0 | 12181.4076 | 2.2904e-06 | 68 | Commercial_2023_Economic_GWh_After Competition Groups_68 | EC Plug Fan for Data Center (under cabinet) | 0.000229% | 0 | 0.0279 | Commercial_2023_Economic_GWh_After Competition Groups_EC Plug Fan for Data Center (under cabinet)
Commercial | Com ¦ VSD Air Compressor | 2023 | Economic | GWh | After Competition Groups | 0.023113 | 0 | 0 | 12181.4076 | 1.8974e-06 | 69 | Commercial_2023_Economic_GWh_After Competition Groups_69 | VSD Air Compressor | 0.0001897% | 0 | 0.023113 | Commercial_2023_Economic_GWh_After Competition Groups_VSD Air Compressor
Commercial | Com ¦ High Efficiency Chiller (avg of water and air cooled) | 2023 | Economic | GWh | After Competition Groups | 0.022973 | 0 | 0 | 12181.4076 | 1.8859e-06 | 70 | Commercial_2023_Economic_GWh_After Competition Groups_70 | High Efficiency Chiller (avg of water and air cooled) | 0.0001886% | 0 | 0.022973 | Commercial_2023_Economic_GWh_After Competition Groups_High Efficiency Chiller (avg of water and air cooled)
Commercial | Com ¦ Electric Convection Combination Ovens | 2023 | Economic | GWh | After Competition Groups | 0.001788 | 0 | 0 | 12181.4076 | 1.4678e-07 | 71 | Commercial_2023_Economic_GWh_After Competition Groups_71 | Electric Convection Combination Ovens | 1.468e-05% | 0 | 0.001788 | Commercial_2023_Economic_GWh_After Competition Groups_Electric Convection Combination Ovens
Commercial | Com ¦ Efficient compressor motor | 2023 | Economic | GWh | After Competition Groups | 0 | 0 | 0 | 12181.4076 | 0 | 72 | Commercial_2023_Economic_GWh_After Competition Groups_72 | Efficient compressor motor | 0% | 0 | 0 | Commercial_2023_Economic_GWh_After Competition Groups_Efficient compressor motor
Commercial | Com ¦ Indoor Daylight Sensors/Photocell Dimming Control | 2023 | Economic | GWh | After Competition Groups | 0 | 0 | 0 | 12181.4076 | 0 | 73 | Commercial_2023_Economic_GWh_After Competition Groups_73 | Indoor Daylight Sensors/Photocell Dimming Control | 0% | 0 | 0 | Commercial_2023_Economic_GWh_After Competition Groups_Indoor Daylight Sensors/Photocell Dimming Control
Commercial | Com ¦ LED RECESSED DOWNLIGHTS | 2023 | Economic | GWh | After Competition Groups | 0 | 0 | 0 | 12181.4076 | 0 | 74 | Commercial_2023_Economic_GWh_After Competition Groups_74 | LED RECESSED DOWNLIGHTS | 0% | 0 | 0 | Commercial_2023_Economic_GWh_After Competition Groups_LED RECESSED DOWNLIGHTS
Commercial | Com ¦ Variable Refrigerant Flow Heat Pump | 2023 | Economic | GWh | After Competition Groups | 0 | 0 | 0 | 12181.4076 | 0 | 75 | Commercial_2023_Economic_GWh_After Competition Groups_75 | Variable Refrigerant Flow Heat Pump | 0% | 0 | 0 | Commercial_2023_Economic_GWh_After Competition Groups_Variable Refrigerant Flow Heat Pump
Commercial | Com ¦ ENERGY STAR LED LAMPS (REFLECTOR LAMPs/MR16/PAR 16) | 2023 | SC A | GWh | After Competition Groups | 518.2022 | 5957492.4614 | 5.9575 | 3047.6708 | 0.17003 | 1 | Commercial_2023_SC A_GWh_After Competition Groups_1 | ENERGY STAR LED LAMPS (REFLECTOR LAMPs/MR16/PAR 16) | 17% | 5.9575 | 518.2022 | Commercial_2023_SC A_GWh_After Competition Groups_ENERGY STAR LED LAMPS (REFLECTOR LAMPs/MR16/PAR 16)
Commercial | Com ¦ LED EXTERIOR AREA LIGHTS - LED fixture (200W) | 2023 | SC A | GWh | After Competition Groups | 301.0358 | 9210424.8678 | 9.2104 | 3047.6708 | 0.098776 | 2 | Commercial_2023_SC A_GWh_After Competition Groups_2 | LED EXTERIOR AREA LIGHTS - LED fixture (200W) | 9.878% | 9.2104 | 301.0358 | Commercial_2023_SC A_GWh_After Competition Groups_LED EXTERIOR AREA LIGHTS - LED fixture (200W)
Commercial | Com ¦ LED parking lot fixture | 2023 | SC A | GWh | After Competition Groups | 297.8617 | 11581366.9832 | 11.5814 | 3047.6708 | 0.097734 | 3 | Commercial_2023_SC A_GWh_After Competition Groups_3 | LED parking lot fixture | 9.773% | 11.5814 | 297.8617 | Commercial_2023_SC A_GWh_After Competition Groups_LED parking lot fixture
Commercial | Com ¦ LED Troffer/Surface/Suspended | 2023 | SC A | GWh | After Competition Groups | 248.9581 | 43304166.4839 | 43.3042 | 3047.6708 | 0.081688 | 4 | Commercial_2023_SC A_GWh_After Competition Groups_4 | LED Troffer/Surface/Suspended | 8.169% | 43.3042 | 248.9581 | Commercial_2023_SC A_GWh_After Competition Groups_LED Troffer/Surface/Suspended
Commercial | Com ¦ LED Low/High Bay | 2023 | SC A | GWh | After Competition Groups | 236.9752 | 28018476.1269 | 28.0185 | 3047.6708 | 0.077756 | 5 | Commercial_2023_SC A_GWh_After Competition Groups_5 | LED Low/High Bay | 7.776% | 28.0185 | 236.9752 | Commercial_2023_SC A_GWh_After Competition Groups_LED Low/High Bay
Commercial | Com ¦ LED Replacement Lamp (Tube) | 2023 | SC A | GWh | After Competition Groups | 223.2325 | 0 | 0 | 3047.6708 | 0.073247 | 6 | Commercial_2023_SC A_GWh_After Competition Groups_6 | LED Replacement Lamp (Tube) | 7.325% | 0 | 223.2325 | Commercial_2023_SC A_GWh_After Competition Groups_LED Replacement Lamp (Tube)
Commercial | Com ¦ LED street light fixture | 2023 | SC A | GWh | After Competition Groups | 167.6652 | 12833434.4968 | 12.8334 | 3047.6708 | 0.055014 | 7 | Commercial_2023_SC A_GWh_After Competition Groups_7 | LED street light fixture | 5.501% | 12.8334 | 167.6652 | Commercial_2023_SC A_GWh_After Competition Groups_LED street light fixture
Commercial | Com ¦ Building Recommissioning, Operations and Maintenance (O&M) Improvements | 2023 | SC A | GWh | After Competition Groups | 130.3679 | 903773.1906 | 0.90377 | 3047.6708 | 0.042776 | 8 | Commercial_2023_SC A_GWh_After Competition Groups_8 | Building Recommissioning, Operations and Maintenance (O&M) Improvements | 4.278% | 0.90377 | 130.3679 | Commercial_2023_SC A_GWh_After Competition Groups_Building Recommissioning, Operations and Maintenance (O&M) Improvements
Commercial | Com ¦ Data Center Storage/Server Virtualization | 2023 | SC A | GWh | After Competition Groups | 110.3409 | 0 | 0 | 3047.6708 | 0.036205 | 9 | Commercial_2023_SC A_GWh_After Competition Groups_9 | Data Center Storage/Server Virtualization | 3.62% | 0 | 110.3409 | Commercial_2023_SC A_GWh_After Competition Groups_Data Center Storage/Server Virtualization
Commercial | Com ¦ Furnace Tune-Up | 2023 | SC A | GWh | After Competition Groups | 84.2734 | 73956.3981 | 0.073956 | 3047.6708 | 0.027652 | 10 | Commercial_2023_SC A_GWh_After Competition Groups_10 | Furnace Tune-Up | 2.765% | 0.073956 | 84.2734 | Commercial_2023_SC A_GWh_After Competition Groups_Furnace Tune-Up
Commercial | Com ¦ Reach-in Shaded Pole to ECM/PSC Evaporator Fan Motor | 2023 | SC A | GWh | After Competition Groups | 76.2574 | 2269683.772 | 2.2697 | 3047.6708 | 0.025022 | 11 | Commercial_2023_SC A_GWh_After Competition Groups_11 | Reach-in Shaded Pole to ECM/PSC Evaporator Fan Motor | 2.502% | 2.2697 | 76.2574 | Commercial_2023_SC A_GWh_After Competition Groups_Reach-in Shaded Pole to ECM/PSC Evaporator Fan Motor
Commercial | Com ¦ ENERGY STAR LED LAMPS (General Service Lamps) | 2023 | SC A | GWh | After Competition Groups | 74.4805 | 750233.6512 | 0.75023 | 3047.6708 | 0.024438 | 12 | Commercial_2023_SC A_GWh_After Competition Groups_12 | ENERGY STAR LED LAMPS (General Service Lamps) | 2.444% | 0.75023 | 74.4805 | Commercial_2023_SC A_GWh_After Competition Groups_ENERGY STAR LED LAMPS (General Service Lamps)
Commercial | Com ¦ High Efficiency Air Source Heat Pump | 2023 | SC A | GWh | After Competition Groups | 74.1994 | 911556.9424 | 0.91156 | 3047.6708 | 0.024346 | 13 | Commercial_2023_SC A_GWh_After Competition Groups_13 | High Efficiency Air Source Heat Pump | 2.435% | 0.91156 | 74.1994 | Commercial_2023_SC A_GWh_After Competition Groups_High Efficiency Air Source Heat Pump
Commercial | Com ¦ LED or Equivalent Sign Lighting | 2023 | SC A | GWh | After Competition Groups | 58.6368 | 3352715.9832 | 3.3527 | 3047.6708 | 0.01924 | 14 | Commercial_2023_SC A_GWh_After Competition Groups_14 | LED or Equivalent Sign Lighting | 1.924% | 3.3527 | 58.6368 | Commercial_2023_SC A_GWh_After Competition Groups_LED or Equivalent Sign Lighting
Commercial | Com ¦ Education and Capacity Building/Energy Behavior | 2023 | SC A | GWh | After Competition Groups | 48.9292 | 624660.0313 | 0.62466 | 3047.6708 | 0.016055 | 15 | Commercial_2023_SC A_GWh_After Competition Groups_15 | Education and Capacity Building/Energy Behavior | 1.605% | 0.62466 | 48.9292 | Commercial_2023_SC A_GWh_After Competition Groups_Education and Capacity Building/Energy Behavior
Commercial | Com ¦ Strip Curtains | 2023 | SC A | GWh | After Competition Groups | 45.2929 | 113298.4068 | 0.1133 | 3047.6708 | 0.014861 | 16 | Commercial_2023_SC A_GWh_After Competition Groups_16 | Strip Curtains | 1.486% | 0.1133 | 45.2929 | Commercial_2023_SC A_GWh_After Competition Groups_Strip Curtains
Commercial | Com ¦ Advanced BAS/Controllers | 2023 | SC A | GWh | After Competition Groups | 33.3837 | 178205.1683 | 0.17821 | 3047.6708 | 0.010954 | 17 | Commercial_2023_SC A_GWh_After Competition Groups_17 | Advanced BAS/Controllers | 1.095% | 0.17821 | 33.3837 | Commercial_2023_SC A_GWh_After Competition Groups_Advanced BAS/Controllers
Commercial | Com ¦ Centrally controlled desktop PC/NETWORK PC POWER MANAGEMENT SOFTWARE | 2023 | SC A | GWh | After Competition Groups | 29.6621 | 520406.4589 | 0.52041 | 3047.6708 | 0.0097327 | 18 | Commercial_2023_SC A_GWh_After Competition Groups_18 | Centrally controlled desktop PC/NETWORK PC POWER MANAGEMENT SOFTWARE | 0.9733% | 0.52041 | 29.6621 | Commercial_2023_SC A_GWh_After Competition Groups_Centrally controlled desktop PC/NETWORK PC POWER MANAGEMENT SOFTWARE
Commercial | Com ¦ Variable Frequency Drive (VFD) | 2023 | SC A | GWh | After Competition Groups | 28.0702 | 1220325.3676 | 1.2203 | 3047.6708 | 0.0092104 | 19 | Commercial_2023_SC A_GWh_After Competition Groups_19 | Variable Frequency Drive (VFD) | 0.921% | 1.2203 | 28.0702 | Commercial_2023_SC A_GWh_After Competition Groups_Variable Frequency Drive (VFD)
Commercial | Com ¦ Refrigerated Display Case Doors | 2023 | SC A | GWh | After Competition Groups | 26.7211 | 2746092.7694 | 2.7461 | 3047.6708 | 0.0087677 | 20 | Commercial_2023_SC A_GWh_After Competition Groups_20 | Refrigerated Display Case Doors | 0.8768% | 2.7461 | 26.7211 | Commercial_2023_SC A_GWh_After Competition Groups_Refrigerated Display Case Doors
Commercial | Com ¦ VFD on Pumps | 2023 | SC A | GWh | After Competition Groups | 26.0806 | 1165990.0179 | 1.166 | 3047.6708 | 0.0085576 | 21 | Commercial_2023_SC A_GWh_After Competition Groups_21 | VFD on Pumps | 0.8558% | 1.166 | 26.0806 | Commercial_2023_SC A_GWh_After Competition Groups_VFD on Pumps
Commercial | Com ¦ Demand Control Ventilation | 2023 | SC A | GWh | After Competition Groups | 25.6419 | 200045.5284 | 0.20005 | 3047.6708 | 0.0084136 | 22 | Commercial_2023_SC A_GWh_After Competition Groups_22 | Demand Control Ventilation | 0.8414% | 0.20005 | 25.6419 | Commercial_2023_SC A_GWh_After Competition Groups_Demand Control Ventilation
Commercial | Com ¦ Adaptive Thermostats | 2023 | SC A | GWh | After Competition Groups | 20.9202 | 1128636.1102 | 1.1286 | 3047.6708 | 0.0068643 | 23 | Commercial_2023_SC A_GWh_After Competition Groups_23 | Adaptive Thermostats | 0.6864% | 1.1286 | 20.9202 | Commercial_2023_SC A_GWh_After Competition Groups_Adaptive Thermostats
Commercial | Com ¦ Air Handler with Dedicated Outdoor Air Systems | 2023 | SC A | GWh | After Competition Groups | 14.0004 | 0 | 0 | 3047.6708 | 0.0045938 | 24 | Commercial_2023_SC A_GWh_After Competition Groups_24 | Air Handler with Dedicated Outdoor Air Systems | 0.4594% | 0 | 14.0004 | Commercial_2023_SC A_GWh_After Competition Groups_Air Handler with Dedicated Outdoor Air Systems
Commercial | Com ¦ ECM MOTORS FOR EVAPORATOR FANS for refrigeration (WALK-IN) | 2023 | SC A | GWh | After Competition Groups | 13.1012 | 736695.6466 | 0.7367 | 3047.6708 | 0.0042987 | 25 | Commercial_2023_SC A_GWh_After Competition Groups_25 | ECM MOTORS FOR EVAPORATOR FANS for refrigeration (WALK-IN) | 0.4299% | 0.7367 | 13.1012 | Commercial_2023_SC A_GWh_After Competition Groups_ECM MOTORS FOR EVAPORATOR FANS for refrigeration (WALK-IN)
Commercial | Com ¦ Condensing Unit Heaters or other Efficient Unit Heating System | 2023 | SC A | GWh | After Competition Groups | 12.6733 | 22198.9357 | 0.022199 | 3047.6708 | 0.0041583 | 26 | Commercial_2023_SC A_GWh_After Competition Groups_26 | Condensing Unit Heaters or other Efficient Unit Heating System | 0.4158% | 0.022199 | 12.6733 | Commercial_2023_SC A_GWh_After Competition Groups_Condensing Unit Heaters or other Efficient Unit Heating System
Commercial | Com ¦ Refrigerated Display Case LED | 2023 | SC A | GWh | After Competition Groups | 12.2272 | 742931.3726 | 0.74293 | 3047.6708 | 0.004012 | 27 | Commercial_2023_SC A_GWh_After Competition Groups_27 | Refrigerated Display Case LED | 0.4012% | 0.74293 | 12.2272 | Commercial_2023_SC A_GWh_After Competition Groups_Refrigerated Display Case LED
Commercial | Com ¦ Evaporator Fan Controls | 2023 | SC A | GWh | After Competition Groups | 10.4919 | 115280.1367 | 0.11528 | 3047.6708 | 0.0034426 | 28 | Commercial_2023_SC A_GWh_After Competition Groups_28 | Evaporator Fan Controls | 0.3443% | 0.11528 | 10.4919 | Commercial_2023_SC A_GWh_After Competition Groups_Evaporator Fan Controls
Commercial | Com ¦ Demand Control Kitchen Ventilation | 2023 | SC A | GWh | After Competition Groups | 10.3436 | 59127.7135 | 0.059128 | 3047.6708 | 0.003394 | 29 | Commercial_2023_SC A_GWh_After Competition Groups_29 | Demand Control Kitchen Ventilation | 0.3394% | 0.059128 | 10.3436 | Commercial_2023_SC A_GWh_After Competition Groups_Demand Control Kitchen Ventilation
Commercial | Com ¦ ENERGY STAR Griddle (74% eff) | 2023 | SC A | GWh | After Competition Groups | 10.1714 | 209524.4338 | 0.20952 | 3047.6708 | 0.0033374 | 30 | Commercial_2023_SC A_GWh_After Competition Groups_30 | ENERGY STAR Griddle (74% eff) | 0.3337% | 0.20952 | 10.1714 | Commercial_2023_SC A_GWh_After Competition Groups_ENERGY STAR Griddle (74% eff)
Commercial | Com ¦ Freezer Case Light Sensor | 2023 | SC A | GWh | After Competition Groups | 8.9584 | 802604.3026 | 0.8026 | 3047.6708 | 0.0029394 | 31 | Commercial_2023_SC A_GWh_After Competition Groups_31 | Freezer Case Light Sensor | 0.2939% | 0.8026 | 8.9584 | Commercial_2023_SC A_GWh_After Competition Groups_Freezer Case Light Sensor
Commercial | Com ¦ Occupancy Sensors | 2023 | SC A | GWh | After Competition Groups | 7.8803 | 3827.65 | 0.0038277 | 3047.6708 | 0.0025857 | 32 | Commercial_2023_SC A_GWh_After Competition Groups_32 | Occupancy Sensors | 0.2586% | 0.0038277 | 7.8803 | Commercial_2023_SC A_GWh_After Competition Groups_Occupancy Sensors
Commercial | Com ¦ Chilled Water Optimization | 2023 | SC A | GWh | After Competition Groups | 6.3539 | 398500.8441 | 0.3985 | 3047.6708 | 0.0020848 | 33 | Commercial_2023_SC A_GWh_After Competition Groups_33 | Chilled Water Optimization | 0.2085% | 0.3985 | 6.3539 | Commercial_2023_SC A_GWh_After Competition Groups_Chilled Water Optimization
Commercial | Com ¦ Unitary Air-Conditioning Unit | 2023 | SC A | GWh | After Competition Groups | 6.2812 | 409905.2695 | 0.40991 | 3047.6708 | 0.002061 | 34 | Commercial_2023_SC A_GWh_After Competition Groups_34 | Unitary Air-Conditioning Unit | 0.2061% | 0.40991 | 6.2812 | Commercial_2023_SC A_GWh_After Competition Groups_Unitary Air-Conditioning Unit
Commercial | Com ¦ Temperature Adjustment in Commercial Freezers | 2023 | SC A | GWh | After Competition Groups | 4.0161 | 0 | 0 | 3047.6708 | 0.0013178 | 35 | Commercial_2023_SC A_GWh_After Competition Groups_35 | Temperature Adjustment in Commercial Freezers | 0.1318% | 0 | 4.0161 | Commercial_2023_SC A_GWh_After Competition Groups_Temperature Adjustment in Commercial Freezers
Commercial | Com ¦ Elec Storage WH 2.30 Et | 2023 | SC A | GWh | After Competition Groups | 4.0013 | 387975.5588 | 0.38798 | 3047.6708 | 0.0013129 | 36 | Commercial_2023_SC A_GWh_After Competition Groups_36 | Elec Storage WH 2.30 Et | 0.1313% | 0.38798 | 4.0013 | Commercial_2023_SC A_GWh_After Competition Groups_Elec Storage WH 2.30 Et
Commercial | Com ¦ ENERGY STAR Fryer (84% eff) | 2023 | SC A | GWh | After Competition Groups | 3.6393 | 144238.4976 | 0.14424 | 3047.6708 | 0.0011941 | 37 | Commercial_2023_SC A_GWh_After Competition Groups_37 | ENERGY STAR Fryer (84% eff) | 0.1194% | 0.14424 | 3.6393 | Commercial_2023_SC A_GWh_After Competition Groups_ENERGY STAR Fryer (84% eff)
Commercial | Com ¦ BEVERAGE VENDING MACHINE CONTROLS | 2023 | SC A | GWh | After Competition Groups | 3.3974 | 112187.8304 | 0.11219 | 3047.6708 | 0.0011148 | 38 | Commercial_2023_SC A_GWh_After Competition Groups_38 | BEVERAGE VENDING MACHINE CONTROLS | 0.1115% | 0.11219 | 3.3974 | Commercial_2023_SC A_GWh_After Competition Groups_BEVERAGE VENDING MACHINE CONTROLS
Commercial | Com ¦ CO Sensors for parking garage exhaust fans | 2023 | SC A | GWh | After Competition Groups | 3.281 | 215099.2246 | 0.2151 | 3047.6708 | 0.0010766 | 39 | Commercial_2023_SC A_GWh_After Competition Groups_39 | CO Sensors for parking garage exhaust fans | 0.1077% | 0.2151 | 3.281 | Commercial_2023_SC A_GWh_After Competition Groups_CO Sensors for parking garage exhaust fans
Commercial | Com ¦ Outside Air Economizer | 2023 | SC A | GWh | After Competition Groups | 3.2762 | 79987.7314 | 0.079988 | 3047.6708 | 0.001075 | 40 | Commercial_2023_SC A_GWh_After Competition Groups_40 | Outside Air Economizer | 0.1075% | 0.079988 | 3.2762 | Commercial_2023_SC A_GWh_After Competition Groups_Outside Air Economizer
Commercial | Com ¦ Energy Efficient Laboratory Fume Hood | 2023 | SC A | GWh | After Competition Groups | 3.0965 | 232283.3124 | 0.23228 | 3047.6708 | 0.001016 | 41 | Commercial_2023_SC A_GWh_After Competition Groups_41 | Energy Efficient Laboratory Fume Hood | 0.1016% | 0.23228 | 3.0965 | Commercial_2023_SC A_GWh_After Competition Groups_Energy Efficient Laboratory Fume Hood
Commercial | Com ¦ Door Gasket Freezer/Refrigerator | 2023 | SC A | GWh | After Competition Groups | 3.0828 | 297186.3146 | 0.29719 | 3047.6708 | 0.0010115 | 42 | Commercial_2023_SC A_GWh_After Competition Groups_42 | Door Gasket Freezer/Refrigerator | 0.1012% | 0.29719 | 3.0828 | Commercial_2023_SC A_GWh_After Competition Groups_Door Gasket Freezer/Refrigerator
Commercial | Com ¦ Vertical Night Covers | 2023 | SC A | GWh | After Competition Groups | 3.0502 | 86329.0014 | 0.086329 | 3047.6708 | 0.0010008 | 43 | Commercial_2023_SC A_GWh_After Competition Groups_43 | Vertical Night Covers | 0.1001% | 0.086329 | 3.0502 | Commercial_2023_SC A_GWh_After Competition Groups_Vertical Night Covers
Commercial | Com ¦ Duct Insulation, R8 | 2023 | SC A | GWh | After Competition Groups | 2.7687 | 201550.5303 | 0.20155 | 3047.6708 | 0.00090845 | 44 | Commercial_2023_SC A_GWh_After Competition Groups_44 | Duct Insulation, R8 | 0.09085% | 0.20155 | 2.7687 | Commercial_2023_SC A_GWh_After Competition Groups_Duct Insulation, R8
Commercial | Com ¦ Water Heating (DHW) Pipe Insulation (Add 3/4\ Foam)" | 2023 | SC A | GWh | After Competition Groups | 2.6933 | 157487.5246 | 0.15749 | 3047.6708 | 0.00088374 | 45 | Commercial_2023_SC A_GWh_After Competition Groups_45 | Water Heating (DHW) Pipe Insulation (Add 3/4\ Foam)" | 0.08837% | 0.15749 | 2.6933 | Commercial_2023_SC A_GWh_After Competition Groups_Water Heating (DHW) Pipe Insulation (Add 3/4\ Foam)"
Commercial | Com ¦ Water Source Heat Pump (4 ton) | 2023 | SC A | GWh | After Competition Groups | 1.8464 | 137813.0617 | 0.13781 | 3047.6708 | 0.00060585 | 46 | Commercial_2023_SC A_GWh_After Competition Groups_46 | Water Source Heat Pump (4 ton) | 0.06058% | 0.13781 | 1.8464 | Commercial_2023_SC A_GWh_After Competition Groups_Water Source Heat Pump (4 ton)
Commercial | Com ¦ ENERGY STAR Steam Cookers | 2023 | SC A | GWh | After Competition Groups | 1.7364 | 75873.9741 | 0.075874 | 3047.6708 | 0.00056976 | 47 | Commercial_2023_SC A_GWh_After Competition Groups_47 | ENERGY STAR Steam Cookers | 0.05698% | 0.075874 | 1.7364 | Commercial_2023_SC A_GWh_After Competition Groups_ENERGY STAR Steam Cookers
Commercial | Com ¦ ENERGY STAR Dishwasher | 2023 | SC A | GWh | After Competition Groups | 1.7094 | 26674.8005 | 0.026675 | 3047.6708 | 0.00056088 | 48 | Commercial_2023_SC A_GWh_After Competition Groups_48 | ENERGY STAR Dishwasher | 0.05609% | 0.026675 | 1.7094 | Commercial_2023_SC A_GWh_After Competition Groups_ENERGY STAR Dishwasher
Commercial | Com ¦ Suction Pipe Insulation Freezer/Refrigerator | 2023 | SC A | GWh | After Competition Groups | 1.6513 | 87215.2298 | 0.087215 | 3047.6708 | 0.00054183 | 49 | Commercial_2023_SC A_GWh_After Competition Groups_49 | Suction Pipe Insulation Freezer/Refrigerator | 0.05418% | 0.087215 | 1.6513 | Commercial_2023_SC A_GWh_After Competition Groups_Suction Pipe Insulation Freezer/Refrigerator
Commercial | Com ¦ Thermostat Setback | 2023 | SC A | GWh | After Competition Groups | 1.4639 | 0 | 0 | 3047.6708 | 0.00048033 | 50 | Commercial_2023_SC A_GWh_After Competition Groups_50 | Thermostat Setback | 0.04803% | 0 | 1.4639 | Commercial_2023_SC A_GWh_After Competition Groups_Thermostat Setback
Commercial | Com ¦ Ozone Laundry Treatment | 2023 | SC A | GWh | After Competition Groups | 0.66106 | 41600.9973 | 0.041601 | 3047.6708 | 0.00021691 | 51 | Commercial_2023_SC A_GWh_After Competition Groups_51 | Ozone Laundry Treatment | 0.02169% | 0.041601 | 0.66106 | Commercial_2023_SC A_GWh_After Competition Groups_Ozone Laundry Treatment
Commercial | Com ¦ Demand controlled Circulating Systems | 2023 | SC A | GWh | After Competition Groups | 0.56568 | 0 | 0 | 3047.6708 | 0.00018561 | 52 | Commercial_2023_SC A_GWh_After Competition Groups_52 | Demand controlled Circulating Systems | 0.01856% | 0 | 0.56568 | Commercial_2023_SC A_GWh_After Competition Groups_Demand controlled Circulating Systems
Commercial | Com ¦ ECM MOTORS FOR HVAC APPLICATION (FAN-POWERED VAV BOX) | 2023 | SC A | GWh | After Competition Groups | 0.40997 | 23213.2736 | 0.023213 | 3047.6708 | 0.00013452 | 53 | Commercial_2023_SC A_GWh_After Competition Groups_53 | ECM MOTORS FOR HVAC APPLICATION (FAN-POWERED VAV BOX) | 0.01345% | 0.023213 | 0.40997 | Commercial_2023_SC A_GWh_After Competition Groups_ECM MOTORS FOR HVAC APPLICATION (FAN-POWERED VAV BOX)
Commercial | Com ¦ CEE Tier 2/Energy Star Clothes Washers | 2023 | SC A | GWh | After Competition Groups | 0.34475 | 11346.1082 | 0.011346 | 3047.6708 | 0.00011312 | 54 | Commercial_2023_SC A_GWh_After Competition Groups_54 | CEE Tier 2/Energy Star Clothes Washers | 0.01131% | 0.011346 | 0.34475 | Commercial_2023_SC A_GWh_After Competition Groups_CEE Tier 2/Energy Star Clothes Washers
Commercial | Com ¦ Condensing Make Up Air Unit | 2023 | SC A | GWh | After Competition Groups | 0.24906 | 49720.9967 | 0.049721 | 3047.6708 | 8.1722e-05 | 55 | Commercial_2023_SC A_GWh_After Competition Groups_55 | Condensing Make Up Air Unit | 0.008172% | 0.049721 | 0.24906 | Commercial_2023_SC A_GWh_After Competition Groups_Condensing Make Up Air Unit
Commercial | Com ¦ Low Flow Pre-Rinse Spray Nozzle | 2023 | SC A | GWh | After Competition Groups | 0.19606 | 3217.4659 | 0.0032175 | 3047.6708 | 6.4331e-05 | 56 | Commercial_2023_SC A_GWh_After Competition Groups_56 | Low Flow Pre-Rinse Spray Nozzle | 0.006433% | 0.0032175 | 0.19606 | Commercial_2023_SC A_GWh_After Competition Groups_Low Flow Pre-Rinse Spray Nozzle
Commercial | Com ¦ Auto Off Time Switch or Time Clock control | 2023 | SC A | GWh | After Competition Groups | 0.15642 | 46.9209 | 4.6921e-05 | 3047.6708 | 5.1323e-05 | 57 | Commercial_2023_SC A_GWh_After Competition Groups_57 | Auto Off Time Switch or Time Clock control | 0.005132% | 4.6921e-05 | 0.15642 | Commercial_2023_SC A_GWh_After Competition Groups_Auto Off Time Switch or Time Clock control
Commercial | Com ¦ HVAC Optimization | 2023 | SC A | GWh | After Competition Groups | 0.15253 | 234.0565 | 0.00023406 | 3047.6708 | 5.0046e-05 | 58 | Commercial_2023_SC A_GWh_After Competition Groups_58 | HVAC Optimization | 0.005005% | 0.00023406 | 0.15253 | Commercial_2023_SC A_GWh_After Competition Groups_HVAC Optimization
Commercial | COM ¦ Ductless Mini-Split Heat Pumps | 2023 | SC A | GWh | After Competition Groups | 0.13431 | 100.1723 | 0.00010017 | 3047.6708 | 4.407e-05 | 59 | Commercial_2023_SC A_GWh_After Competition Groups_59 | Ductless Mini-Split Heat Pumps | 0.004407% | 0.00010017 | 0.13431 | Commercial_2023_SC A_GWh_After Competition Groups_Ductless Mini-Split Heat Pumps
Commercial | Com ¦ Notched V belts for HVAC Systems | 2023 | SC A | GWh | After Competition Groups | 0.096356 | 7404.8096 | 0.0074048 | 3047.6708 | 3.1616e-05 | 60 | Commercial_2023_SC A_GWh_After Competition Groups_60 | Notched V belts for HVAC Systems | 0.003162% | 0.0074048 | 0.096356 | Commercial_2023_SC A_GWh_After Competition Groups_Notched V belts for HVAC Systems
Commercial | Com ¦ Solar Water Preheat (Pools/DHW) | 2023 | SC A | GWh | After Competition Groups | 0.066321 | 638.7402 | 0.00063874 | 3047.6708 | 2.1761e-05 | 61 | Commercial_2023_SC A_GWh_After Competition Groups_61 | Solar Water Preheat (Pools/DHW) | 0.002176% | 0.00063874 | 0.066321 | Commercial_2023_SC A_GWh_After Competition Groups_Solar Water Preheat (Pools/DHW)
Commercial | Com ¦ Commercial Hot Food Holding Cabinets | 2023 | SC A | GWh | After Competition Groups | 0.059571 | 1533.813 | 0.0015338 | 3047.6708 | 1.9546e-05 | 62 | Commercial_2023_SC A_GWh_After Competition Groups_62 | Commercial Hot Food Holding Cabinets | 0.001955% | 0.0015338 | 0.059571 | Commercial_2023_SC A_GWh_After Competition Groups_Commercial Hot Food Holding Cabinets
Commercial | Com ¦ PTAC (12 EER/10,000 BTU) | 2023 | SC A | GWh | After Competition Groups | 0.057341 | 3982.5687 | 0.0039826 | 3047.6708 | 1.8815e-05 | 63 | Commercial_2023_SC A_GWh_After Competition Groups_63 | PTAC (12 EER/10,000 BTU) | 0.001881% | 0.0039826 | 0.057341 | Commercial_2023_SC A_GWh_After Competition Groups_PTAC (12 EER/10,000 BTU)
Commercial | Com ¦ Air Curtains | 2023 | SC A | GWh | After Competition Groups | 0.042188 | 2643.6231 | 0.0026436 | 3047.6708 | 1.3843e-05 | 64 | Commercial_2023_SC A_GWh_After Competition Groups_64 | Air Curtains | 0.001384% | 0.0026436 | 0.042188 | Commercial_2023_SC A_GWh_After Competition Groups_Air Curtains
Commercial | Com ¦ Wall Insulation | 2023 | SC A | GWh | After Competition Groups | 0.025097 | 31.4968 | 3.1497e-05 | 3047.6708 | 8.2347e-06 | 65 | Commercial_2023_SC A_GWh_After Competition Groups_65 | Wall Insulation | 0.0008235% | 3.1497e-05 | 0.025097 | Commercial_2023_SC A_GWh_After Competition Groups_Wall Insulation
Commercial | Com ¦ LLLC - Low Impact Application | 2023 | SC A | GWh | After Competition Groups | 0.022912 | 72.0988 | 7.2099e-05 | 3047.6708 | 7.518e-06 | 66 | Commercial_2023_SC A_GWh_After Competition Groups_66 | LLLC - Low Impact Application | 0.0007518% | 7.2099e-05 | 0.022912 | Commercial_2023_SC A_GWh_After Competition Groups_LLLC - Low Impact Application
Commercial | Com ¦ LLLC - High Impact Application | 2023 | SC A | GWh | After Competition Groups | 0.022107 | 655.1534 | 0.00065515 | 3047.6708 | 7.2536e-06 | 67 | Commercial_2023_SC A_GWh_After Competition Groups_67 | LLLC - High Impact Application | 0.0007254% | 0.00065515 | 0.022107 | Commercial_2023_SC A_GWh_After Competition Groups_LLLC - High Impact Application
Commercial | Com ¦ VSD Air Compressor | 2023 | SC A | GWh | After Competition Groups | 0.0089277 | 398.8697 | 0.00039887 | 3047.6708 | 2.9293e-06 | 68 | Commercial_2023_SC A_GWh_After Competition Groups_68 | VSD Air Compressor | 0.0002929% | 0.00039887 | 0.0089277 | Commercial_2023_SC A_GWh_After Competition Groups_VSD Air Compressor
Commercial | Com ¦ Energy Recovery Ventilation and Ventilation (Enhanced) | 2023 | SC A | GWh | After Competition Groups | 0.0084342 | 0 | 0 | 3047.6708 | 2.7674e-06 | 69 | Commercial_2023_SC A_GWh_After Competition Groups_69 | Energy Recovery Ventilation and Ventilation (Enhanced) | 0.0002767% | 0 | 0.0084342 | Commercial_2023_SC A_GWh_After Competition Groups_Energy Recovery Ventilation and Ventilation (Enhanced)
Commercial | Com ¦ EC Plug Fan for Data Center (under cabinet) | 2023 | SC A | GWh | After Competition Groups | 0.0039646 | 379.5931 | 0.00037959 | 3047.6708 | 1.3009e-06 | 70 | Commercial_2023_SC A_GWh_After Competition Groups_70 | EC Plug Fan for Data Center (under cabinet) | 0.0001301% | 0.00037959 | 0.0039646 | Commercial_2023_SC A_GWh_After Competition Groups_EC Plug Fan for Data Center (under cabinet)
Commercial | Com ¦ Room AC (w/ louvered sides) 14 SEER from 12 SEER code | 2023 | SC A | GWh | After Competition Groups | 0.0023601 | 194.3654 | 0.00019437 | 3047.6708 | 7.7438e-07 | 71 | Commercial_2023_SC A_GWh_After Competition Groups_71 | Room AC (w/ louvered sides) 14 SEER from 12 SEER code | 7.744e-05% | 0.00019437 | 0.0023601 | Commercial_2023_SC A_GWh_After Competition Groups_Room AC (w/ louvered sides) 14 SEER from 12 SEER code
Commercial | Com ¦ High Efficiency Chiller (avg of water and air cooled) | 2023 | SC A | GWh | After Competition Groups | 0.0018886 | 153.2533 | 0.00015325 | 3047.6708 | 6.1968e-07 | 72 | Commercial_2023_SC A_GWh_After Competition Groups_72 | High Efficiency Chiller (avg of water and air cooled) | 6.197e-05% | 0.00015325 | 0.0018886 | Commercial_2023_SC A_GWh_After Competition Groups_High Efficiency Chiller (avg of water and air cooled)
Commercial | Com ¦ Electric Convection Combination Ovens | 2023 | SC A | GWh | After Competition Groups | 0.00106 | 3.498 | 3.498e-06 | 3047.6708 | 3.4779e-07 | 73 | Commercial_2023_SC A_GWh_After Competition Groups_73 | Electric Convection Combination Ovens | 3.478e-05% | 3.498e-06 | 0.00106 | Commercial_2023_SC A_GWh_After Competition Groups_Electric Convection Combination Ovens
Commercial | Com ¦ Networked/Connected - High Impact Application | 2023 | SC A | GWh | After Competition Groups | 0.00053286 | 11.9061 | 1.1906e-05 | 3047.6708 | 1.7484e-07 | 74 | Commercial_2023_SC A_GWh_After Competition Groups_74 | Networked/Connected - High Impact Application | 1.748e-05% | 1.1906e-05 | 0.00053286 | Commercial_2023_SC A_GWh_After Competition Groups_Networked/Connected - High Impact Application
Commercial | Com ¦ High Efficiency Small Instantaneous Water Heater | 2023 | SC A | GWh | After Competition Groups | 5.0541e-05 | 4.5746 | 4.5746e-06 | 3047.6708 | 1.6584e-08 | 75 | Commercial_2023_SC A_GWh_After Competition Groups_75 | High Efficiency Small Instantaneous Water Heater | 1.658e-06% | 4.5746e-06 | 5.0541e-05 | Commercial_2023_SC A_GWh_After Competition Groups_High Efficiency Small Instantaneous Water Heater
Commercial | Com ¦ Networked/Connected - Low Impact Application | 2023 | SC A | GWh | After Competition Groups | 2.3769e-05 | 1.7383 | 1.7383e-06 | 3047.6708 | 7.7992e-09 | 76 | Commercial_2023_SC A_GWh_After Competition Groups_76 | Networked/Connected - Low Impact Application | 7.799e-07% | 1.7383e-06 | 2.3769e-05 | Commercial_2023_SC A_GWh_After Competition Groups_Networked/Connected - Low Impact Application
Commercial | Com ¦ Efficient compressor motor | 2023 | SC A | GWh | After Competition Groups | 0 | 0 | 0 | 3047.6708 | 0 | 77 | Commercial_2023_SC A_GWh_After Competition Groups_77 | Efficient compressor motor | 0% | 0 | 0 | Commercial_2023_SC A_GWh_After Competition Groups_Efficient compressor motor
Commercial | Com ¦ Indoor Daylight Sensors/Photocell Dimming Control | 2023 | SC A | GWh | After Competition Groups | 0 | 0 | 0 | 3047.6708 | 0 | 78 | Commercial_2023_SC A_GWh_After Competition Groups_78 | Indoor Daylight Sensors/Photocell Dimming Control | 0% | 0 | 0 | Commercial_2023_SC A_GWh_After Competition Groups_Indoor Daylight Sensors/Photocell Dimming Control
Commercial | Com ¦ LED RECESSED DOWNLIGHTS | 2023 | SC A | GWh | After Competition Groups | 0 | 0 | 0 | 3047.6708 | 0 | 79 | Commercial_2023_SC A_GWh_After Competition Groups_79 | LED RECESSED DOWNLIGHTS | 0% | 0 | 0 | Commercial_2023_SC A_GWh_After Competition Groups_LED RECESSED DOWNLIGHTS
Commercial | Com ¦ Variable Refrigerant Flow Heat Pump | 2023 | SC A | GWh | After Competition Groups | 0 | 0 | 0 | 3047.6708 | 0 | 80 | Commercial_2023_SC A_GWh_After Competition Groups_80 | Variable Refrigerant Flow Heat Pump | 0% | 0 | 0 | Commercial_2023_SC A_GWh_After Competition Groups_Variable Refrigerant Flow Heat Pump
Commercial | Com ¦ ENERGY STAR LED LAMPS (REFLECTOR LAMPs/MR16/PAR 16) | 2023 | SC B | GWh | After Competition Groups | 518.2022 | 5956896.7121 | 5.9569 | 4013.5887 | 0.12911 | 1 | Commercial_2023_SC B_GWh_After Competition Groups_1 | ENERGY STAR LED LAMPS (REFLECTOR LAMPs/MR16/PAR 16) | 12.91% | 5.9569 | 518.2022 | Commercial_2023_SC B_GWh_After Competition Groups_ENERGY STAR LED LAMPS (REFLECTOR LAMPs/MR16/PAR 16)
Commercial | Com ¦ LED EXTERIOR AREA LIGHTS - LED fixture (200W) | 2023 | SC B | GWh | After Competition Groups | 301.0614 | 9210107.5451 | 9.2101 | 4013.5887 | 0.075011 | 2 | Commercial_2023_SC B_GWh_After Competition Groups_2 | LED EXTERIOR AREA LIGHTS - LED fixture (200W) | 7.501% | 9.2101 | 301.0614 | Commercial_2023_SC B_GWh_After Competition Groups_LED EXTERIOR AREA LIGHTS - LED fixture (200W)
Commercial | Com ¦ LED parking lot fixture | 2023 | SC B | GWh | After Competition Groups | 297.8617 | 11580208.8465 | 11.5802 | 4013.5887 | 0.074213 | 3 | Commercial_2023_SC B_GWh_After Competition Groups_3 | LED parking lot fixture | 7.421% | 11.5802 | 297.8617 | Commercial_2023_SC B_GWh_After Competition Groups_LED parking lot fixture
Commercial | Com ¦ LED Troffer/Surface/Suspended | 2023 | SC B | GWh | After Competition Groups | 283.4463 | 66239501.9103 | 66.2395 | 4013.5887 | 0.070622 | 4 | Commercial_2023_SC B_GWh_After Competition Groups_4 | LED Troffer/Surface/Suspended | 7.062% | 66.2395 | 283.4463 | Commercial_2023_SC B_GWh_After Competition Groups_LED Troffer/Surface/Suspended
Commercial | Com ¦ LED Low/High Bay | 2023 | SC B | GWh | After Competition Groups | 268.5932 | 51898390.2879 | 51.8984 | 4013.5887 | 0.066921 | 5 | Commercial_2023_SC B_GWh_After Competition Groups_5 | LED Low/High Bay | 6.692% | 51.8984 | 268.5932 | Commercial_2023_SC B_GWh_After Competition Groups_LED Low/High Bay
Commercial | Com ¦ Education and Capacity Building/Energy Behavior | 2023 | SC B | GWh | After Competition Groups | 244.646 | 3123300.1566 | 3.1233 | 4013.5887 | 0.060954 | 6 | Commercial_2023_SC B_GWh_After Competition Groups_6 | Education and Capacity Building/Energy Behavior | 6.095% | 3.1233 | 244.646 | Commercial_2023_SC B_GWh_After Competition Groups_Education and Capacity Building/Energy Behavior
Commercial | Com ¦ Furnace Tune-Up | 2023 | SC B | GWh | After Competition Groups | 224.2307 | 192020.8501 | 0.19202 | 4013.5887 | 0.055868 | 7 | Commercial_2023_SC B_GWh_After Competition Groups_7 | Furnace Tune-Up | 5.587% | 0.19202 | 224.2307 | Commercial_2023_SC B_GWh_After Competition Groups_Furnace Tune-Up
Commercial | Com ¦ LED Replacement Lamp (Tube) | 2023 | SC B | GWh | After Competition Groups | 223.2325 | 0 | 0 | 4013.5887 | 0.055619 | 8 | Commercial_2023_SC B_GWh_After Competition Groups_8 | LED Replacement Lamp (Tube) | 5.562% | 0 | 223.2325 | Commercial_2023_SC B_GWh_After Competition Groups_LED Replacement Lamp (Tube)
Commercial | Com ¦ Building Recommissioning, Operations and Maintenance (O&M) Improvements | 2023 | SC B | GWh | After Competition Groups | 172.6174 | 1819523.2076 | 1.8195 | 4013.5887 | 0.043008 | 9 | Commercial_2023_SC B_GWh_After Competition Groups_9 | Building Recommissioning, Operations and Maintenance (O&M) Improvements | 4.301% | 1.8195 | 172.6174 | Commercial_2023_SC B_GWh_After Competition Groups_Building Recommissioning, Operations and Maintenance (O&M) Improvements
Commercial | Com ¦ LED street light fixture | 2023 | SC B | GWh | After Competition Groups | 170.6211 | 17614871.7761 | 17.6149 | 4013.5887 | 0.042511 | 10 | Commercial_2023_SC B_GWh_After Competition Groups_10 | LED street light fixture | 4.251% | 17.6149 | 170.6211 | Commercial_2023_SC B_GWh_After Competition Groups_LED street light fixture
Commercial | Com ¦ Data Center Storage/Server Virtualization | 2023 | SC B | GWh | After Competition Groups | 128.3582 | 0 | 0 | 4013.5887 | 0.031981 | 11 | Commercial_2023_SC B_GWh_After Competition Groups_11 | Data Center Storage/Server Virtualization | 3.198% | 0 | 128.3582 | Commercial_2023_SC B_GWh_After Competition Groups_Data Center Storage/Server Virtualization
Commercial | Com ¦ Strip Curtains | 2023 | SC B | GWh | After Competition Groups | 88.3869 | 246676.1513 | 0.24668 | 4013.5887 | 0.022022 | 12 | Commercial_2023_SC B_GWh_After Competition Groups_12 | Strip Curtains | 2.202% | 0.24668 | 88.3869 | Commercial_2023_SC B_GWh_After Competition Groups_Strip Curtains
Commercial | Com ¦ Reach-in Shaded Pole to ECM/PSC Evaporator Fan Motor | 2023 | SC B | GWh | After Competition Groups | 82.5257 | 2583490.5392 | 2.5835 | 4013.5887 | 0.020562 | 13 | Commercial_2023_SC B_GWh_After Competition Groups_13 | Reach-in Shaded Pole to ECM/PSC Evaporator Fan Motor | 2.056% | 2.5835 | 82.5257 | Commercial_2023_SC B_GWh_After Competition Groups_Reach-in Shaded Pole to ECM/PSC Evaporator Fan Motor
Commercial | Com ¦ LED or Equivalent Sign Lighting | 2023 | SC B | GWh | After Competition Groups | 76.8689 | 15338987.466 | 15.339 | 4013.5887 | 0.019152 | 14 | Commercial_2023_SC B_GWh_After Competition Groups_14 | LED or Equivalent Sign Lighting | 1.915% | 15.339 | 76.8689 | Commercial_2023_SC B_GWh_After Competition Groups_LED or Equivalent Sign Lighting
Commercial | Com ¦ Variable Frequency Drive (VFD) | 2023 | SC B | GWh | After Competition Groups | 74.6702 | 3168474.3809 | 3.1685 | 4013.5887 | 0.018604 | 15 | Commercial_2023_SC B_GWh_After Competition Groups_15 | Variable Frequency Drive (VFD) | 1.86% | 3.1685 | 74.6702 | Commercial_2023_SC B_GWh_After Competition Groups_Variable Frequency Drive (VFD)
Commercial | Com ¦ ENERGY STAR LED LAMPS (General Service Lamps) | 2023 | SC B | GWh | After Competition Groups | 74.4805 | 750158.6278 | 0.75016 | 4013.5887 | 0.018557 | 16 | Commercial_2023_SC B_GWh_After Competition Groups_16 | ENERGY STAR LED LAMPS (General Service Lamps) | 1.856% | 0.75016 | 74.4805 | Commercial_2023_SC B_GWh_After Competition Groups_ENERGY STAR LED LAMPS (General Service Lamps)
Commercial | Com ¦ High Efficiency Air Source Heat Pump | 2023 | SC B | GWh | After Competition Groups | 74.1992 | 911463.0582 | 0.91146 | 4013.5887 | 0.018487 | 17 | Commercial_2023_SC B_GWh_After Competition Groups_17 | High Efficiency Air Source Heat Pump | 1.849% | 0.91146 | 74.1992 | Commercial_2023_SC B_GWh_After Competition Groups_High Efficiency Air Source Heat Pump
Commercial | Com ¦ Demand Control Ventilation | 2023 | SC B | GWh | After Competition Groups | 74.1271 | 4984267.7802 | 4.9843 | 4013.5887 | 0.018469 | 18 | Commercial_2023_SC B_GWh_After Competition Groups_18 | Demand Control Ventilation | 1.847% | 4.9843 | 74.1271 | Commercial_2023_SC B_GWh_After Competition Groups_Demand Control Ventilation
Commercial | Com ¦ VFD on Pumps | 2023 | SC B | GWh | After Competition Groups | 69.7443 | 3219388 | 3.2194 | 4013.5887 | 0.017377 | 19 | Commercial_2023_SC B_GWh_After Competition Groups_19 | VFD on Pumps | 1.738% | 3.2194 | 69.7443 | Commercial_2023_SC B_GWh_After Competition Groups_VFD on Pumps
Commercial | Com ¦ Air Handler with Dedicated Outdoor Air Systems | 2023 | SC B | GWh | After Competition Groups | 56.2362 | 0 | 0 | 4013.5887 | 0.014011 | 20 | Commercial_2023_SC B_GWh_After Competition Groups_20 | Air Handler with Dedicated Outdoor Air Systems | 1.401% | 0 | 56.2362 | Commercial_2023_SC B_GWh_After Competition Groups_Air Handler with Dedicated Outdoor Air Systems
Commercial | Com ¦ Centrally controlled desktop PC/NETWORK PC POWER MANAGEMENT SOFTWARE | 2023 | SC B | GWh | After Competition Groups | 55.7753 | 1034973.2128 | 1.035 | 4013.5887 | 0.013897 | 21 | Commercial_2023_SC B_GWh_After Competition Groups_21 | Centrally controlled desktop PC/NETWORK PC POWER MANAGEMENT SOFTWARE | 1.39% | 1.035 | 55.7753 | Commercial_2023_SC B_GWh_After Competition Groups_Centrally controlled desktop PC/NETWORK PC POWER MANAGEMENT SOFTWARE
Commercial | Com ¦ Adaptive Thermostats | 2023 | SC B | GWh | After Competition Groups | 49.1155 | 4848300.9607 | 4.8483 | 4013.5887 | 0.012237 | 22 | Commercial_2023_SC B_GWh_After Competition Groups_22 | Adaptive Thermostats | 1.224% | 4.8483 | 49.1155 | Commercial_2023_SC B_GWh_After Competition Groups_Adaptive Thermostats
Commercial | Com ¦ Refrigerated Display Case Doors | 2023 | SC B | GWh | After Competition Groups | 44.1089 | 11932566.0124 | 11.9326 | 4013.5887 | 0.01099 | 23 | Commercial_2023_SC B_GWh_After Competition Groups_23 | Refrigerated Display Case Doors | 1.099% | 11.9326 | 44.1089 | Commercial_2023_SC B_GWh_After Competition Groups_Refrigerated Display Case Doors
Commercial | Com ¦ Advanced BAS/Controllers | 2023 | SC B | GWh | After Competition Groups | 42.1022 | 423654.9859 | 0.42365 | 4013.5887 | 0.01049 | 24 | Commercial_2023_SC B_GWh_After Competition Groups_24 | Advanced BAS/Controllers | 1.049% | 0.42365 | 42.1022 | Commercial_2023_SC B_GWh_After Competition Groups_Advanced BAS/Controllers
Commercial | Com ¦ ECM MOTORS FOR EVAPORATOR FANS for refrigeration (WALK-IN) | 2023 | SC B | GWh | After Competition Groups | 34.8749 | 1915563.9602 | 1.9156 | 4013.5887 | 0.0086892 | 25 | Commercial_2023_SC B_GWh_After Competition Groups_25 | ECM MOTORS FOR EVAPORATOR FANS for refrigeration (WALK-IN) | 0.8689% | 1.9156 | 34.8749 | Commercial_2023_SC B_GWh_After Competition Groups_ECM MOTORS FOR EVAPORATOR FANS for refrigeration (WALK-IN)
Commercial | Com ¦ Condensing Unit Heaters or other Efficient Unit Heating System | 2023 | SC B | GWh | After Competition Groups | 33.7215 | 57640.541 | 0.057641 | 4013.5887 | 0.0084018 | 26 | Commercial_2023_SC B_GWh_After Competition Groups_26 | Condensing Unit Heaters or other Efficient Unit Heating System | 0.8402% | 0.057641 | 33.7215 | Commercial_2023_SC B_GWh_After Competition Groups_Condensing Unit Heaters or other Efficient Unit Heating System
Commercial | Com ¦ Freezer Case Light Sensor | 2023 | SC B | GWh | After Competition Groups | 28.6355 | 4209043.1509 | 4.209 | 4013.5887 | 0.0071346 | 27 | Commercial_2023_SC B_GWh_After Competition Groups_27 | Freezer Case Light Sensor | 0.7135% | 4.209 | 28.6355 | Commercial_2023_SC B_GWh_After Competition Groups_Freezer Case Light Sensor
Commercial | Com ¦ Evaporator Fan Controls | 2023 | SC B | GWh | After Competition Groups | 27.9337 | 299904.3015 | 0.2999 | 4013.5887 | 0.0069598 | 28 | Commercial_2023_SC B_GWh_After Competition Groups_28 | Evaporator Fan Controls | 0.696% | 0.2999 | 27.9337 | Commercial_2023_SC B_GWh_After Competition Groups_Evaporator Fan Controls
Commercial | Com ¦ Demand Control Kitchen Ventilation | 2023 | SC B | GWh | After Competition Groups | 22.8022 | 134981.069 | 0.13498 | 4013.5887 | 0.0056813 | 29 | Commercial_2023_SC B_GWh_After Competition Groups_29 | Demand Control Kitchen Ventilation | 0.5681% | 0.13498 | 22.8022 | Commercial_2023_SC B_GWh_After Competition Groups_Demand Control Kitchen Ventilation
Commercial | Com ¦ Unitary Air-Conditioning Unit | 2023 | SC B | GWh | After Competition Groups | 18.8658 | 6252799.387 | 6.2528 | 4013.5887 | 0.0047005 | 30 | Commercial_2023_SC B_GWh_After Competition Groups_30 | Unitary Air-Conditioning Unit | 0.47% | 6.2528 | 18.8658 | Commercial_2023_SC B_GWh_After Competition Groups_Unitary Air-Conditioning Unit
Commercial | Com ¦ Refrigerated Display Case LED | 2023 | SC B | GWh | After Competition Groups | 17.2759 | 3628926.4167 | 3.6289 | 4013.5887 | 0.0043044 | 31 | Commercial_2023_SC B_GWh_After Competition Groups_31 | Refrigerated Display Case LED | 0.4304% | 3.6289 | 17.2759 | Commercial_2023_SC B_GWh_After Competition Groups_Refrigerated Display Case LED
Commercial | Com ¦ Temperature Adjustment in Commercial Freezers | 2023 | SC B | GWh | After Competition Groups | 10.6921 | 0 | 0 | 4013.5887 | 0.002664 | 32 | Commercial_2023_SC B_GWh_After Competition Groups_32 | Temperature Adjustment in Commercial Freezers | 0.2664% | 0 | 10.6921 | Commercial_2023_SC B_GWh_After Competition Groups_Temperature Adjustment in Commercial Freezers
Commercial | Com ¦ ENERGY STAR Griddle (74% eff) | 2023 | SC B | GWh | After Competition Groups | 10.1714 | 209502.5748 | 0.2095 | 4013.5887 | 0.0025342 | 33 | Commercial_2023_SC B_GWh_After Competition Groups_33 | ENERGY STAR Griddle (74% eff) | 0.2534% | 0.2095 | 10.1714 | Commercial_2023_SC B_GWh_After Competition Groups_ENERGY STAR Griddle (74% eff)
Commercial | Com ¦ Elec Storage WH 2.30 Et | 2023 | SC B | GWh | After Competition Groups | 9.4123 | 1018610.4575 | 1.0186 | 4013.5887 | 0.0023451 | 34 | Commercial_2023_SC B_GWh_After Competition Groups_34 | Elec Storage WH 2.30 Et | 0.2345% | 1.0186 | 9.4123 | Commercial_2023_SC B_GWh_After Competition Groups_Elec Storage WH 2.30 Et
Commercial | Com ¦ Energy Efficient Laboratory Fume Hood | 2023 | SC B | GWh | After Competition Groups | 8.908 | 1015306.0551 | 1.0153 | 4013.5887 | 0.0022194 | 35 | Commercial_2023_SC B_GWh_After Competition Groups_35 | Energy Efficient Laboratory Fume Hood | 0.2219% | 1.0153 | 8.908 | Commercial_2023_SC B_GWh_After Competition Groups_Energy Efficient Laboratory Fume Hood
Commercial | Com ¦ CO Sensors for parking garage exhaust fans | 2023 | SC B | GWh | After Competition Groups | 8.8672 | 1041447.3038 | 1.0414 | 4013.5887 | 0.0022093 | 36 | Commercial_2023_SC B_GWh_After Competition Groups_36 | CO Sensors for parking garage exhaust fans | 0.2209% | 1.0414 | 8.8672 | Commercial_2023_SC B_GWh_After Competition Groups_CO Sensors for parking garage exhaust fans
Commercial | Com ¦ BEVERAGE VENDING MACHINE CONTROLS | 2023 | SC B | GWh | After Competition Groups | 8.8099 | 367938.4021 | 0.36794 | 4013.5887 | 0.002195 | 37 | Commercial_2023_SC B_GWh_After Competition Groups_37 | BEVERAGE VENDING MACHINE CONTROLS | 0.2195% | 0.36794 | 8.8099 | Commercial_2023_SC B_GWh_After Competition Groups_BEVERAGE VENDING MACHINE CONTROLS
Commercial | Com ¦ Chilled Water Optimization | 2023 | SC B | GWh | After Competition Groups | 8.3278 | 1264900.2189 | 1.2649 | 4013.5887 | 0.0020749 | 38 | Commercial_2023_SC B_GWh_After Competition Groups_38 | Chilled Water Optimization | 0.2075% | 1.2649 | 8.3278 | Commercial_2023_SC B_GWh_After Competition Groups_Chilled Water Optimization
Commercial | Com ¦ Vertical Night Covers | 2023 | SC B | GWh | After Competition Groups | 8.2859 | 290906.7097 | 0.29091 | 4013.5887 | 0.0020645 | 39 | Commercial_2023_SC B_GWh_After Competition Groups_39 | Vertical Night Covers | 0.2064% | 0.29091 | 8.2859 | Commercial_2023_SC B_GWh_After Competition Groups_Vertical Night Covers
Commercial | Com ¦ Door Gasket Freezer/Refrigerator | 2023 | SC B | GWh | After Competition Groups | 7.9577 | 1652798.4713 | 1.6528 | 4013.5887 | 0.0019827 | 40 | Commercial_2023_SC B_GWh_After Competition Groups_40 | Door Gasket Freezer/Refrigerator | 0.1983% | 1.6528 | 7.9577 | Commercial_2023_SC B_GWh_After Competition Groups_Door Gasket Freezer/Refrigerator
Commercial | Com ¦ Occupancy Sensors | 2023 | SC B | GWh | After Competition Groups | 7.8803 | 3827.2667 | 0.0038273 | 4013.5887 | 0.0019634 | 41 | Commercial_2023_SC B_GWh_After Competition Groups_41 | Occupancy Sensors | 0.1963% | 0.0038273 | 7.8803 | Commercial_2023_SC B_GWh_After Competition Groups_Occupancy Sensors
Commercial | Com ¦ Duct Insulation, R8 | 2023 | SC B | GWh | After Competition Groups | 7.5016 | 592286.3998 | 0.59229 | 4013.5887 | 0.0018691 | 42 | Commercial_2023_SC B_GWh_After Competition Groups_42 | Duct Insulation, R8 | 0.1869% | 0.59229 | 7.5016 | Commercial_2023_SC B_GWh_After Competition Groups_Duct Insulation, R8
Commercial | Com ¦ Water Heating (DHW) Pipe Insulation (Add 3/4\ Foam)" | 2023 | SC B | GWh | After Competition Groups | 7.1688 | 409359.8669 | 0.40936 | 4013.5887 | 0.0017861 | 43 | Commercial_2023_SC B_GWh_After Competition Groups_43 | Water Heating (DHW) Pipe Insulation (Add 3/4\ Foam)" | 0.1786% | 0.40936 | 7.1688 | Commercial_2023_SC B_GWh_After Competition Groups_Water Heating (DHW) Pipe Insulation (Add 3/4\ Foam)"
Commercial | Com ¦ Outside Air Economizer | 2023 | SC B | GWh | After Competition Groups | 6.2614 | 158820.6079 | 0.15882 | 4013.5887 | 0.00156 | 44 | Commercial_2023_SC B_GWh_After Competition Groups_44 | Outside Air Economizer | 0.156% | 0.15882 | 6.2614 | Commercial_2023_SC B_GWh_After Competition Groups_Outside Air Economizer
Commercial | Com ¦ Suction Pipe Insulation Freezer/Refrigerator | 2023 | SC B | GWh | After Competition Groups | 4.5359 | 287451.1302 | 0.28745 | 4013.5887 | 0.0011301 | 45 | Commercial_2023_SC B_GWh_After Competition Groups_45 | Suction Pipe Insulation Freezer/Refrigerator | 0.113% | 0.28745 | 4.5359 | Commercial_2023_SC B_GWh_After Competition Groups_Suction Pipe Insulation Freezer/Refrigerator
Commercial | Com ¦ ENERGY STAR Fryer (84% eff) | 2023 | SC B | GWh | After Competition Groups | 3.6393 | 144223.339 | 0.14422 | 4013.5887 | 0.00090674 | 46 | Commercial_2023_SC B_GWh_After Competition Groups_46 | ENERGY STAR Fryer (84% eff) | 0.09067% | 0.14422 | 3.6393 | Commercial_2023_SC B_GWh_After Competition Groups_ENERGY STAR Fryer (84% eff)
Commercial | Com ¦ Water Source Heat Pump (4 ton) | 2023 | SC B | GWh | After Competition Groups | 3.4781 | 776704.4195 | 0.7767 | 4013.5887 | 0.00086658 | 47 | Commercial_2023_SC B_GWh_After Competition Groups_47 | Water Source Heat Pump (4 ton) | 0.08666% | 0.7767 | 3.4781 | Commercial_2023_SC B_GWh_After Competition Groups_Water Source Heat Pump (4 ton)
Commercial | Com ¦ Ozone Laundry Treatment | 2023 | SC B | GWh | After Competition Groups | 2.0359 | 292127.0158 | 0.29213 | 4013.5887 | 0.00050725 | 48 | Commercial_2023_SC B_GWh_After Competition Groups_48 | Ozone Laundry Treatment | 0.05073% | 0.29213 | 2.0359 | Commercial_2023_SC B_GWh_After Competition Groups_Ozone Laundry Treatment
Commercial | Com ¦ ENERGY STAR Dishwasher | 2023 | SC B | GWh | After Competition Groups | 1.9374 | 26671.9285 | 0.026672 | 4013.5887 | 0.00048272 | 49 | Commercial_2023_SC B_GWh_After Competition Groups_49 | ENERGY STAR Dishwasher | 0.04827% | 0.026672 | 1.9374 | Commercial_2023_SC B_GWh_After Competition Groups_ENERGY STAR Dishwasher
Commercial | Com ¦ ENERGY STAR Steam Cookers | 2023 | SC B | GWh | After Competition Groups | 1.7364 | 75865.6357 | 0.075866 | 4013.5887 | 0.00043263 | 50 | Commercial_2023_SC B_GWh_After Competition Groups_50 | ENERGY STAR Steam Cookers | 0.04326% | 0.075866 | 1.7364 | Commercial_2023_SC B_GWh_After Competition Groups_ENERGY STAR Steam Cookers
Commercial | Com ¦ Demand controlled Circulating Systems | 2023 | SC B | GWh | After Competition Groups | 1.5622 | 0 | 0 | 4013.5887 | 0.00038924 | 51 | Commercial_2023_SC B_GWh_After Competition Groups_51 | Demand controlled Circulating Systems | 0.03892% | 0 | 1.5622 | Commercial_2023_SC B_GWh_After Competition Groups_Demand controlled Circulating Systems
Commercial | Com ¦ Thermostat Setback | 2023 | SC B | GWh | After Competition Groups | 1.4847 | 0 | 0 | 4013.5887 | 0.00036992 | 52 | Commercial_2023_SC B_GWh_After Competition Groups_52 | Thermostat Setback | 0.03699% | 0 | 1.4847 | Commercial_2023_SC B_GWh_After Competition Groups_Thermostat Setback
Commercial | Com ¦ ECM MOTORS FOR HVAC APPLICATION (FAN-POWERED VAV BOX) | 2023 | SC B | GWh | After Competition Groups | 0.88083 | 50986.9997 | 0.050987 | 4013.5887 | 0.00021946 | 53 | Commercial_2023_SC B_GWh_After Competition Groups_53 | ECM MOTORS FOR HVAC APPLICATION (FAN-POWERED VAV BOX) | 0.02195% | 0.050987 | 0.88083 | Commercial_2023_SC B_GWh_After Competition Groups_ECM MOTORS FOR HVAC APPLICATION (FAN-POWERED VAV BOX)
Commercial | Com ¦ Condensing Make Up Air Unit | 2023 | SC B | GWh | After Competition Groups | 0.5172 | 278351.5787 | 0.27835 | 4013.5887 | 0.00012886 | 54 | Commercial_2023_SC B_GWh_After Competition Groups_54 | Condensing Make Up Air Unit | 0.01289% | 0.27835 | 0.5172 | Commercial_2023_SC B_GWh_After Competition Groups_Condensing Make Up Air Unit
Commercial | Com ¦ CEE Tier 2/Energy Star Clothes Washers | 2023 | SC B | GWh | After Competition Groups | 0.41089 | 23124.0239 | 0.023124 | 4013.5887 | 0.00010237 | 55 | Commercial_2023_SC B_GWh_After Competition Groups_55 | CEE Tier 2/Energy Star Clothes Washers | 0.01024% | 0.023124 | 0.41089 | Commercial_2023_SC B_GWh_After Competition Groups_CEE Tier 2/Energy Star Clothes Washers
Commercial | Com ¦ Auto Off Time Switch or Time Clock control | 2023 | SC B | GWh | After Competition Groups | 0.39689 | 116.9522 | 0.00011695 | 4013.5887 | 9.8888e-05 | 56 | Commercial_2023_SC B_GWh_After Competition Groups_56 | Auto Off Time Switch or Time Clock control | 0.009889% | 0.00011695 | 0.39689 | Commercial_2023_SC B_GWh_After Competition Groups_Auto Off Time Switch or Time Clock control
Commercial | Com ¦ Low Flow Pre-Rinse Spray Nozzle | 2023 | SC B | GWh | After Competition Groups | 0.24664 | 4636.0587 | 0.0046361 | 4013.5887 | 6.145e-05 | 57 | Commercial_2023_SC B_GWh_After Competition Groups_57 | Low Flow Pre-Rinse Spray Nozzle | 0.006145% | 0.0046361 | 0.24664 | Commercial_2023_SC B_GWh_After Competition Groups_Low Flow Pre-Rinse Spray Nozzle
Commercial | Com ¦ Notched V belts for HVAC Systems | 2023 | SC B | GWh | After Competition Groups | 0.23864 | 37937.8042 | 0.037938 | 4013.5887 | 5.9459e-05 | 58 | Commercial_2023_SC B_GWh_After Competition Groups_58 | Notched V belts for HVAC Systems | 0.005946% | 0.037938 | 0.23864 | Commercial_2023_SC B_GWh_After Competition Groups_Notched V belts for HVAC Systems
Commercial | Com ¦ Solar Water Preheat (Pools/DHW) | 2023 | SC B | GWh | After Competition Groups | 0.17653 | 1703.7416 | 0.0017037 | 4013.5887 | 4.3984e-05 | 59 | Commercial_2023_SC B_GWh_After Competition Groups_59 | Solar Water Preheat (Pools/DHW) | 0.004398% | 0.0017037 | 0.17653 | Commercial_2023_SC B_GWh_After Competition Groups_Solar Water Preheat (Pools/DHW)
Commercial | COM ¦ Ductless Mini-Split Heat Pumps | 2023 | SC B | GWh | After Competition Groups | 0.17606 | 149.1697 | 0.00014917 | 4013.5887 | 4.3866e-05 | 60 | Commercial_2023_SC B_GWh_After Competition Groups_60 | Ductless Mini-Split Heat Pumps | 0.004387% | 0.00014917 | 0.17606 | Commercial_2023_SC B_GWh_After Competition Groups_Ductless Mini-Split Heat Pumps
Commercial | Com ¦ PTAC (12 EER/10,000 BTU) | 2023 | SC B | GWh | After Competition Groups | 0.16274 | 23148.832 | 0.023149 | 4013.5887 | 4.0548e-05 | 61 | Commercial_2023_SC B_GWh_After Competition Groups_61 | PTAC (12 EER/10,000 BTU) | 0.004055% | 0.023149 | 0.16274 | Commercial_2023_SC B_GWh_After Competition Groups_PTAC (12 EER/10,000 BTU)
Commercial | Com ¦ HVAC Optimization | 2023 | SC B | GWh | After Competition Groups | 0.15253 | 234.033 | 0.00023403 | 4013.5887 | 3.8002e-05 | 62 | Commercial_2023_SC B_GWh_After Competition Groups_62 | HVAC Optimization | 0.0038% | 0.00023403 | 0.15253 | Commercial_2023_SC B_GWh_After Competition Groups_HVAC Optimization
Commercial | Com ¦ Commercial Hot Food Holding Cabinets | 2023 | SC B | GWh | After Competition Groups | 0.080607 | 2379.887 | 0.0023799 | 4013.5887 | 2.0084e-05 | 63 | Commercial_2023_SC B_GWh_After Competition Groups_63 | Commercial Hot Food Holding Cabinets | 0.002008% | 0.0023799 | 0.080607 | Commercial_2023_SC B_GWh_After Competition Groups_Commercial Hot Food Holding Cabinets
Commercial | Com ¦ Wall Insulation | 2023 | SC B | GWh | After Competition Groups | 0.067295 | 610.7341 | 0.00061073 | 4013.5887 | 1.6767e-05 | 64 | Commercial_2023_SC B_GWh_After Competition Groups_64 | Wall Insulation | 0.001677% | 0.00061073 | 0.067295 | Commercial_2023_SC B_GWh_After Competition Groups_Wall Insulation
Commercial | Com ¦ Energy Recovery Ventilation and Ventilation (Enhanced) | 2023 | SC B | GWh | After Competition Groups | 0.038717 | 0 | 0 | 4013.5887 | 9.6464e-06 | 65 | Commercial_2023_SC B_GWh_After Competition Groups_65 | Energy Recovery Ventilation and Ventilation (Enhanced) | 0.0009646% | 0 | 0.038717 | Commercial_2023_SC B_GWh_After Competition Groups_Energy Recovery Ventilation and Ventilation (Enhanced)
Commercial | Com ¦ Air Curtains | 2023 | SC B | GWh | After Competition Groups | 0.017447 | 8934.3176 | 0.0089343 | 4013.5887 | 4.3471e-06 | 66 | Commercial_2023_SC B_GWh_After Competition Groups_66 | Air Curtains | 0.0004347% | 0.0089343 | 0.017447 | Commercial_2023_SC B_GWh_After Competition Groups_Air Curtains
Commercial | Com ¦ High Efficiency Chiller (avg of water and air cooled) | 2023 | SC B | GWh | After Competition Groups | 0.013104 | 6882.8201 | 0.0068828 | 4013.5887 | 3.2649e-06 | 67 | Commercial_2023_SC B_GWh_After Competition Groups_67 | High Efficiency Chiller (avg of water and air cooled) | 0.0003265% | 0.0068828 | 0.013104 | Commercial_2023_SC B_GWh_After Competition Groups_High Efficiency Chiller (avg of water and air cooled)
Commercial | Com ¦ High Efficiency Small Instantaneous Water Heater | 2023 | SC B | GWh | After Competition Groups | 0.011422 | 3941.7437 | 0.0039417 | 4013.5887 | 2.8459e-06 | 68 | Commercial_2023_SC B_GWh_After Competition Groups_68 | High Efficiency Small Instantaneous Water Heater | 0.0002846% | 0.0039417 | 0.011422 | Commercial_2023_SC B_GWh_After Competition Groups_High Efficiency Small Instantaneous Water Heater
Commercial | Com ¦ VSD Air Compressor | 2023 | SC B | GWh | After Competition Groups | 0.010387 | 507.9187 | 0.00050792 | 4013.5887 | 2.588e-06 | 69 | Commercial_2023_SC B_GWh_After Competition Groups_69 | VSD Air Compressor | 0.0002588% | 0.00050792 | 0.010387 | Commercial_2023_SC B_GWh_After Competition Groups_VSD Air Compressor
Commercial | Com ¦ Room AC (w/ louvered sides) 14 SEER from 12 SEER code | 2023 | SC B | GWh | After Competition Groups | 0.0084131 | 2194.8494 | 0.0021948 | 4013.5887 | 2.0961e-06 | 70 | Commercial_2023_SC B_GWh_After Competition Groups_70 | Room AC (w/ louvered sides) 14 SEER from 12 SEER code | 0.0002096% | 0.0021948 | 0.0084131 | Commercial_2023_SC B_GWh_After Competition Groups_Room AC (w/ louvered sides) 14 SEER from 12 SEER code
Commercial | Com ¦ EC Plug Fan for Data Center (under cabinet) | 2023 | SC B | GWh | After Competition Groups | 0.0054181 | 739.9199 | 0.00073992 | 4013.5887 | 1.3499e-06 | 71 | Commercial_2023_SC B_GWh_After Competition Groups_71 | EC Plug Fan for Data Center (under cabinet) | 0.000135% | 0.00073992 | 0.0054181 | Commercial_2023_SC B_GWh_After Competition Groups_EC Plug Fan for Data Center (under cabinet)
Commercial | Com ¦ Electric Convection Combination Ovens | 2023 | SC B | GWh | After Competition Groups | 0.0011494 | 3.9889 | 3.9889e-06 | 4013.5887 | 2.8637e-07 | 72 | Commercial_2023_SC B_GWh_After Competition Groups_72 | Electric Convection Combination Ovens | 2.864e-05% | 3.9889e-06 | 0.0011494 | Commercial_2023_SC B_GWh_After Competition Groups_Electric Convection Combination Ovens
Commercial | Com ¦ LLLC - Low Impact Application | 2023 | SC B | GWh | After Competition Groups | 1.6556e-18 | 1.4692e-13 | 1.4692e-19 | 4013.5887 | 4.125e-22 | 73 | Commercial_2023_SC B_GWh_After Competition Groups_73 | LLLC - Low Impact Application | 4.125e-20% | 1.4692e-19 | 1.6556e-18 | Commercial_2023_SC B_GWh_After Competition Groups_LLLC - Low Impact Application
Commercial | Com ¦ LLLC - High Impact Application | 2023 | SC B | GWh | After Competition Groups | 5.6919e-19 | 6.8045e-14 | 6.8045e-20 | 4013.5887 | 1.4181e-22 | 74 | Commercial_2023_SC B_GWh_After Competition Groups_74 | LLLC - High Impact Application | 1.418e-20% | 6.8045e-20 | 5.6919e-19 | Commercial_2023_SC B_GWh_After Competition Groups_LLLC - High Impact Application
Commercial | Com ¦ Networked/Connected - High Impact Application | 2023 | SC B | GWh | After Competition Groups | 5.3612e-21 | 1.025e-15 | 1.025e-21 | 4013.5887 | 1.3358e-24 | 75 | Commercial_2023_SC B_GWh_After Competition Groups_75 | Networked/Connected - High Impact Application | 1.336e-22% | 1.025e-21 | 5.3612e-21 | Commercial_2023_SC B_GWh_After Competition Groups_Networked/Connected - High Impact Application
Commercial | Com ¦ Networked/Connected - Low Impact Application | 2023 | SC B | GWh | After Competition Groups | 2.0522e-21 | 7.001e-16 | 7.001e-22 | 4013.5887 | 5.1133e-25 | 76 | Commercial_2023_SC B_GWh_After Competition Groups_76 | Networked/Connected - Low Impact Application | 5.113e-23% | 7.001e-22 | 2.0522e-21 | Commercial_2023_SC B_GWh_After Competition Groups_Networked/Connected - Low Impact Application
Commercial | Com ¦ Efficient compressor motor | 2023 | SC B | GWh | After Competition Groups | 0 | 0 | 0 | 4013.5887 | 0 | 77 | Commercial_2023_SC B_GWh_After Competition Groups_77 | Efficient compressor motor | 0% | 0 | 0 | Commercial_2023_SC B_GWh_After Competition Groups_Efficient compressor motor
Commercial | Com ¦ Indoor Daylight Sensors/Photocell Dimming Control | 2023 | SC B | GWh | After Competition Groups | 0 | 0 | 0 | 4013.5887 | 0 | 78 | Commercial_2023_SC B_GWh_After Competition Groups_78 | Indoor Daylight Sensors/Photocell Dimming Control | 0% | 0 | 0 | Commercial_2023_SC B_GWh_After Competition Groups_Indoor Daylight Sensors/Photocell Dimming Control
Commercial | Com ¦ LED RECESSED DOWNLIGHTS | 2023 | SC B | GWh | After Competition Groups | 0 | 0 | 0 | 4013.5887 | 0 | 79 | Commercial_2023_SC B_GWh_After Competition Groups_79 | LED RECESSED DOWNLIGHTS | 0% | 0 | 0 | Commercial_2023_SC B_GWh_After Competition Groups_LED RECESSED DOWNLIGHTS
Commercial | Com ¦ Variable Refrigerant Flow Heat Pump | 2023 | SC B | GWh | After Competition Groups | 0 | 0 | 0 | 4013.5887 | 0 | 80 | Commercial_2023_SC B_GWh_After Competition Groups_80 | Variable Refrigerant Flow Heat Pump | 0% | 0 | 0 | Commercial_2023_SC B_GWh_After Competition Groups_Variable Refrigerant Flow Heat Pump
Commercial | Com ¦ ENERGY STAR LED LAMPS (REFLECTOR LAMPs/MR16/PAR 16) | 2023 | SC C | GWh | After Competition Groups | 518.2022 | 5957492.4614 | 5.9575 | 3166.0961 | 0.16367 | 1 | Commercial_2023_SC C_GWh_After Competition Groups_1 | ENERGY STAR LED LAMPS (REFLECTOR LAMPs/MR16/PAR 16) | 16.37% | 5.9575 | 518.2022 | Commercial_2023_SC C_GWh_After Competition Groups_ENERGY STAR LED LAMPS (REFLECTOR LAMPs/MR16/PAR 16)
Commercial | Com ¦ LED EXTERIOR AREA LIGHTS - LED fixture (200W) | 2023 | SC C | GWh | After Competition Groups | 301.0614 | 9211028.6479 | 9.211 | 3166.0961 | 0.095089 | 2 | Commercial_2023_SC C_GWh_After Competition Groups_2 | LED EXTERIOR AREA LIGHTS - LED fixture (200W) | 9.509% | 9.211 | 301.0614 | Commercial_2023_SC C_GWh_After Competition Groups_LED EXTERIOR AREA LIGHTS - LED fixture (200W)
Commercial | Com ¦ LED parking lot fixture | 2023 | SC C | GWh | After Competition Groups | 297.8617 | 11581366.9832 | 11.5814 | 3166.0961 | 0.094079 | 3 | Commercial_2023_SC C_GWh_After Competition Groups_3 | LED parking lot fixture | 9.408% | 11.5814 | 297.8617 | Commercial_2023_SC C_GWh_After Competition Groups_LED parking lot fixture
Commercial | Com ¦ LED Troffer/Surface/Suspended | 2023 | SC C | GWh | After Competition Groups | 281.4413 | 66122420.3783 | 66.1224 | 3166.0961 | 0.088892 | 4 | Commercial_2023_SC C_GWh_After Competition Groups_4 | LED Troffer/Surface/Suspended | 8.889% | 66.1224 | 281.4413 | Commercial_2023_SC C_GWh_After Competition Groups_LED Troffer/Surface/Suspended
Commercial | Com ¦ LED Low/High Bay | 2023 | SC C | GWh | After Competition Groups | 266.7754 | 51818034.1364 | 51.818 | 3166.0961 | 0.08426 | 5 | Commercial_2023_SC C_GWh_After Competition Groups_5 | LED Low/High Bay | 8.426% | 51.818 | 266.7754 | Commercial_2023_SC C_GWh_After Competition Groups_LED Low/High Bay
Commercial | Com ¦ LED Replacement Lamp (Tube) | 2023 | SC C | GWh | After Competition Groups | 223.2325 | 0 | 0 | 3166.0961 | 0.070507 | 6 | Commercial_2023_SC C_GWh_After Competition Groups_6 | LED Replacement Lamp (Tube) | 7.051% | 0 | 223.2325 | Commercial_2023_SC C_GWh_After Competition Groups_LED Replacement Lamp (Tube)
Commercial | Com ¦ LED street light fixture | 2023 | SC C | GWh | After Competition Groups | 170.6211 | 17616633.4395 | 17.6166 | 3166.0961 | 0.05389 | 7 | Commercial_2023_SC C_GWh_After Competition Groups_7 | LED street light fixture | 5.389% | 17.6166 | 170.6211 | Commercial_2023_SC C_GWh_After Competition Groups_LED street light fixture
Commercial | Com ¦ Building Recommissioning, Operations and Maintenance (O&M) Improvements | 2023 | SC C | GWh | After Competition Groups | 132.2641 | 1222697.7507 | 1.2227 | 3166.0961 | 0.041775 | 8 | Commercial_2023_SC C_GWh_After Competition Groups_8 | Building Recommissioning, Operations and Maintenance (O&M) Improvements | 4.178% | 1.2227 | 132.2641 | Commercial_2023_SC C_GWh_After Competition Groups_Building Recommissioning, Operations and Maintenance (O&M) Improvements
Commercial | Com ¦ Data Center Storage/Server Virtualization | 2023 | SC C | GWh | After Competition Groups | 110.3409 | 0 | 0 | 3166.0961 | 0.034851 | 9 | Commercial_2023_SC C_GWh_After Competition Groups_9 | Data Center Storage/Server Virtualization | 3.485% | 0 | 110.3409 | Commercial_2023_SC C_GWh_After Competition Groups_Data Center Storage/Server Virtualization
Commercial | Com ¦ Furnace Tune-Up | 2023 | SC C | GWh | After Competition Groups | 84.2734 | 73956.3981 | 0.073956 | 3166.0961 | 0.026617 | 10 | Commercial_2023_SC C_GWh_After Competition Groups_10 | Furnace Tune-Up | 2.662% | 0.073956 | 84.2734 | Commercial_2023_SC C_GWh_After Competition Groups_Furnace Tune-Up
Commercial | Com ¦ LED or Equivalent Sign Lighting | 2023 | SC C | GWh | After Competition Groups | 76.8689 | 15340521.5181 | 15.3405 | 3166.0961 | 0.024279 | 11 | Commercial_2023_SC C_GWh_After Competition Groups_11 | LED or Equivalent Sign Lighting | 2.428% | 15.3405 | 76.8689 | Commercial_2023_SC C_GWh_After Competition Groups_LED or Equivalent Sign Lighting
Commercial | Com ¦ Reach-in Shaded Pole to ECM/PSC Evaporator Fan Motor | 2023 | SC C | GWh | After Competition Groups | 76.2574 | 2269683.772 | 2.2697 | 3166.0961 | 0.024086 | 12 | Commercial_2023_SC C_GWh_After Competition Groups_12 | Reach-in Shaded Pole to ECM/PSC Evaporator Fan Motor | 2.409% | 2.2697 | 76.2574 | Commercial_2023_SC C_GWh_After Competition Groups_Reach-in Shaded Pole to ECM/PSC Evaporator Fan Motor
Commercial | Com ¦ ENERGY STAR LED LAMPS (General Service Lamps) | 2023 | SC C | GWh | After Competition Groups | 74.4805 | 750233.6512 | 0.75023 | 3166.0961 | 0.023524 | 13 | Commercial_2023_SC C_GWh_After Competition Groups_13 | ENERGY STAR LED LAMPS (General Service Lamps) | 2.352% | 0.75023 | 74.4805 | Commercial_2023_SC C_GWh_After Competition Groups_ENERGY STAR LED LAMPS (General Service Lamps)
Commercial | Com ¦ High Efficiency Air Source Heat Pump | 2023 | SC C | GWh | After Competition Groups | 74.1994 | 911556.9424 | 0.91156 | 3166.0961 | 0.023436 | 14 | Commercial_2023_SC C_GWh_After Competition Groups_14 | High Efficiency Air Source Heat Pump | 2.344% | 0.91156 | 74.1994 | Commercial_2023_SC C_GWh_After Competition Groups_High Efficiency Air Source Heat Pump
Commercial | Com ¦ Education and Capacity Building/Energy Behavior | 2023 | SC C | GWh | After Competition Groups | 48.9292 | 624660.0313 | 0.62466 | 3166.0961 | 0.015454 | 15 | Commercial_2023_SC C_GWh_After Competition Groups_15 | Education and Capacity Building/Energy Behavior | 1.545% | 0.62466 | 48.9292 | Commercial_2023_SC C_GWh_After Competition Groups_Education and Capacity Building/Energy Behavior
Commercial | Com ¦ Strip Curtains | 2023 | SC C | GWh | After Competition Groups | 45.2944 | 113921.7236 | 0.11392 | 3166.0961 | 0.014306 | 16 | Commercial_2023_SC C_GWh_After Competition Groups_16 | Strip Curtains | 1.431% | 0.11392 | 45.2944 | Commercial_2023_SC C_GWh_After Competition Groups_Strip Curtains
Commercial | Com ¦ Advanced BAS/Controllers | 2023 | SC C | GWh | After Competition Groups | 34.3667 | 282230.1109 | 0.28223 | 3166.0961 | 0.010855 | 17 | Commercial_2023_SC C_GWh_After Competition Groups_17 | Advanced BAS/Controllers | 1.085% | 0.28223 | 34.3667 | Commercial_2023_SC C_GWh_After Competition Groups_Advanced BAS/Controllers
Commercial | Com ¦ Refrigerated Display Case Doors | 2023 | SC C | GWh | After Competition Groups | 34.3466 | 8954325.7338 | 8.9543 | 3166.0961 | 0.010848 | 18 | Commercial_2023_SC C_GWh_After Competition Groups_18 | Refrigerated Display Case Doors | 1.085% | 8.9543 | 34.3466 | Commercial_2023_SC C_GWh_After Competition Groups_Refrigerated Display Case Doors
Commercial | Com ¦ Demand Control Ventilation | 2023 | SC C | GWh | After Competition Groups | 30.4103 | 1798359.5265 | 1.7984 | 3166.0961 | 0.009605 | 19 | Commercial_2023_SC C_GWh_After Competition Groups_19 | Demand Control Ventilation | 0.9605% | 1.7984 | 30.4103 | Commercial_2023_SC C_GWh_After Competition Groups_Demand Control Ventilation
Commercial | Com ¦ Centrally controlled desktop PC/NETWORK PC POWER MANAGEMENT SOFTWARE | 2023 | SC C | GWh | After Competition Groups | 29.6621 | 520406.4589 | 0.52041 | 3166.0961 | 0.0093687 | 20 | Commercial_2023_SC C_GWh_After Competition Groups_20 | Centrally controlled desktop PC/NETWORK PC POWER MANAGEMENT SOFTWARE | 0.9369% | 0.52041 | 29.6621 | Commercial_2023_SC C_GWh_After Competition Groups_Centrally controlled desktop PC/NETWORK PC POWER MANAGEMENT SOFTWARE
Commercial | Com ¦ Variable Frequency Drive (VFD) | 2023 | SC C | GWh | After Competition Groups | 28.0702 | 1220325.3676 | 1.2203 | 3166.0961 | 0.0088659 | 21 | Commercial_2023_SC C_GWh_After Competition Groups_21 | Variable Frequency Drive (VFD) | 0.8866% | 1.2203 | 28.0702 | Commercial_2023_SC C_GWh_After Competition Groups_Variable Frequency Drive (VFD)
Commercial | Com ¦ VFD on Pumps | 2023 | SC C | GWh | After Competition Groups | 26.2159 | 1239858.6301 | 1.2399 | 3166.0961 | 0.0082802 | 22 | Commercial_2023_SC C_GWh_After Competition Groups_22 | VFD on Pumps | 0.828% | 1.2399 | 26.2159 | Commercial_2023_SC C_GWh_After Competition Groups_VFD on Pumps
Commercial | Com ¦ Adaptive Thermostats | 2023 | SC C | GWh | After Competition Groups | 23.012 | 2205362.7142 | 2.2054 | 3166.0961 | 0.0072683 | 23 | Commercial_2023_SC C_GWh_After Competition Groups_23 | Adaptive Thermostats | 0.7268% | 2.2054 | 23.012 | Commercial_2023_SC C_GWh_After Competition Groups_Adaptive Thermostats
Commercial | Com ¦ Air Handler with Dedicated Outdoor Air Systems | 2023 | SC C | GWh | After Competition Groups | 15.9139 | 0 | 0 | 3166.0961 | 0.0050264 | 24 | Commercial_2023_SC C_GWh_After Competition Groups_24 | Air Handler with Dedicated Outdoor Air Systems | 0.5026% | 0 | 15.9139 | Commercial_2023_SC C_GWh_After Competition Groups_Air Handler with Dedicated Outdoor Air Systems
Commercial | Com ¦ Refrigerated Display Case LED | 2023 | SC C | GWh | After Competition Groups | 13.5625 | 1815077.0708 | 1.8151 | 3166.0961 | 0.0042837 | 25 | Commercial_2023_SC C_GWh_After Competition Groups_25 | Refrigerated Display Case LED | 0.4284% | 1.8151 | 13.5625 | Commercial_2023_SC C_GWh_After Competition Groups_Refrigerated Display Case LED
Commercial | Com ¦ Unitary Air-Conditioning Unit | 2023 | SC C | GWh | After Competition Groups | 13.2663 | 3814006.3391 | 3.814 | 3166.0961 | 0.0041901 | 26 | Commercial_2023_SC C_GWh_After Competition Groups_26 | Unitary Air-Conditioning Unit | 0.419% | 3.814 | 13.2663 | Commercial_2023_SC C_GWh_After Competition Groups_Unitary Air-Conditioning Unit
Commercial | Com ¦ ECM MOTORS FOR EVAPORATOR FANS for refrigeration (WALK-IN) | 2023 | SC C | GWh | After Competition Groups | 13.1012 | 736695.6466 | 0.7367 | 3166.0961 | 0.004138 | 27 | Commercial_2023_SC C_GWh_After Competition Groups_27 | ECM MOTORS FOR EVAPORATOR FANS for refrigeration (WALK-IN) | 0.4138% | 0.7367 | 13.1012 | Commercial_2023_SC C_GWh_After Competition Groups_ECM MOTORS FOR EVAPORATOR FANS for refrigeration (WALK-IN)
Commercial | Com ¦ Condensing Unit Heaters or other Efficient Unit Heating System | 2023 | SC C | GWh | After Competition Groups | 12.6733 | 22198.9357 | 0.022199 | 3166.0961 | 0.0040028 | 28 | Commercial_2023_SC C_GWh_After Competition Groups_28 | Condensing Unit Heaters or other Efficient Unit Heating System | 0.4003% | 0.022199 | 12.6733 | Commercial_2023_SC C_GWh_After Competition Groups_Condensing Unit Heaters or other Efficient Unit Heating System
Commercial | Com ¦ Freezer Case Light Sensor | 2023 | SC C | GWh | After Competition Groups | 10.7559 | 1617977.5315 | 1.618 | 3166.0961 | 0.0033972 | 29 | Commercial_2023_SC C_GWh_After Competition Groups_29 | Freezer Case Light Sensor | 0.3397% | 1.618 | 10.7559 | Commercial_2023_SC C_GWh_After Competition Groups_Freezer Case Light Sensor
Commercial | Com ¦ Demand Control Kitchen Ventilation | 2023 | SC C | GWh | After Competition Groups | 10.6721 | 82401.5138 | 0.082402 | 3166.0961 | 0.0033707 | 30 | Commercial_2023_SC C_GWh_After Competition Groups_30 | Demand Control Kitchen Ventilation | 0.3371% | 0.082402 | 10.6721 | Commercial_2023_SC C_GWh_After Competition Groups_Demand Control Kitchen Ventilation
Commercial | Com ¦ Evaporator Fan Controls | 2023 | SC C | GWh | After Competition Groups | 10.4919 | 115280.1367 | 0.11528 | 3166.0961 | 0.0033138 | 31 | Commercial_2023_SC C_GWh_After Competition Groups_31 | Evaporator Fan Controls | 0.3314% | 0.11528 | 10.4919 | Commercial_2023_SC C_GWh_After Competition Groups_Evaporator Fan Controls
Commercial | Com ¦ ENERGY STAR Griddle (74% eff) | 2023 | SC C | GWh | After Competition Groups | 10.1714 | 209524.4338 | 0.20952 | 3166.0961 | 0.0032126 | 32 | Commercial_2023_SC C_GWh_After Competition Groups_32 | ENERGY STAR Griddle (74% eff) | 0.3213% | 0.20952 | 10.1714 | Commercial_2023_SC C_GWh_After Competition Groups_ENERGY STAR Griddle (74% eff)
Commercial | Com ¦ Chilled Water Optimization | 2023 | SC C | GWh | After Competition Groups | 8.3281 | 1265064.5019 | 1.2651 | 3166.0961 | 0.0026304 | 33 | Commercial_2023_SC C_GWh_After Competition Groups_33 | Chilled Water Optimization | 0.263% | 1.2651 | 8.3281 | Commercial_2023_SC C_GWh_After Competition Groups_Chilled Water Optimization
Commercial | Com ¦ Occupancy Sensors | 2023 | SC C | GWh | After Competition Groups | 7.8803 | 3827.65 | 0.0038277 | 3166.0961 | 0.0024889 | 34 | Commercial_2023_SC C_GWh_After Competition Groups_34 | Occupancy Sensors | 0.2489% | 0.0038277 | 7.8803 | Commercial_2023_SC C_GWh_After Competition Groups_Occupancy Sensors
Commercial | Com ¦ Temperature Adjustment in Commercial Freezers | 2023 | SC C | GWh | After Competition Groups | 4.0161 | 0 | 0 | 3166.0961 | 0.0012685 | 35 | Commercial_2023_SC C_GWh_After Competition Groups_35 | Temperature Adjustment in Commercial Freezers | 0.1268% | 0 | 4.0161 | Commercial_2023_SC C_GWh_After Competition Groups_Temperature Adjustment in Commercial Freezers
Commercial | Com ¦ Elec Storage WH 2.30 Et | 2023 | SC C | GWh | After Competition Groups | 4.0108 | 393207.1136 | 0.39321 | 3166.0961 | 0.0012668 | 36 | Commercial_2023_SC C_GWh_After Competition Groups_36 | Elec Storage WH 2.30 Et | 0.1267% | 0.39321 | 4.0108 | Commercial_2023_SC C_GWh_After Competition Groups_Elec Storage WH 2.30 Et
Commercial | Com ¦ CO Sensors for parking garage exhaust fans | 2023 | SC C | GWh | After Competition Groups | 3.6652 | 435726.7872 | 0.43573 | 3166.0961 | 0.0011577 | 37 | Commercial_2023_SC C_GWh_After Competition Groups_37 | CO Sensors for parking garage exhaust fans | 0.1158% | 0.43573 | 3.6652 | Commercial_2023_SC C_GWh_After Competition Groups_CO Sensors for parking garage exhaust fans
Commercial | Com ¦ ENERGY STAR Fryer (84% eff) | 2023 | SC C | GWh | After Competition Groups | 3.6393 | 144238.4976 | 0.14424 | 3166.0961 | 0.0011495 | 38 | Commercial_2023_SC C_GWh_After Competition Groups_38 | ENERGY STAR Fryer (84% eff) | 0.1149% | 0.14424 | 3.6393 | Commercial_2023_SC C_GWh_After Competition Groups_ENERGY STAR Fryer (84% eff)
Commercial | Com ¦ BEVERAGE VENDING MACHINE CONTROLS | 2023 | SC C | GWh | After Competition Groups | 3.4517 | 144777.7982 | 0.14478 | 3166.0961 | 0.0010902 | 39 | Commercial_2023_SC C_GWh_After Competition Groups_39 | BEVERAGE VENDING MACHINE CONTROLS | 0.109% | 0.14478 | 3.4517 | Commercial_2023_SC C_GWh_After Competition Groups_BEVERAGE VENDING MACHINE CONTROLS
Commercial | Com ¦ Energy Efficient Laboratory Fume Hood | 2023 | SC C | GWh | After Competition Groups | 3.3436 | 389748.3876 | 0.38975 | 3166.0961 | 0.0010561 | 40 | Commercial_2023_SC C_GWh_After Competition Groups_40 | Energy Efficient Laboratory Fume Hood | 0.1056% | 0.38975 | 3.3436 | Commercial_2023_SC C_GWh_After Competition Groups_Energy Efficient Laboratory Fume Hood
Commercial | Com ¦ Door Gasket Freezer/Refrigerator | 2023 | SC C | GWh | After Competition Groups | 3.343 | 694399.1764 | 0.6944 | 3166.0961 | 0.0010559 | 41 | Commercial_2023_SC C_GWh_After Competition Groups_41 | Door Gasket Freezer/Refrigerator | 0.1056% | 0.6944 | 3.343 | Commercial_2023_SC C_GWh_After Competition Groups_Door Gasket Freezer/Refrigerator
Commercial | Com ¦ Outside Air Economizer | 2023 | SC C | GWh | After Competition Groups | 3.2762 | 79987.7314 | 0.079988 | 3166.0961 | 0.0010348 | 42 | Commercial_2023_SC C_GWh_After Competition Groups_42 | Outside Air Economizer | 0.1035% | 0.079988 | 3.2762 | Commercial_2023_SC C_GWh_After Competition Groups_Outside Air Economizer
Commercial | Com ¦ Vertical Night Covers | 2023 | SC C | GWh | After Competition Groups | 3.1122 | 111822.275 | 0.11182 | 3166.0961 | 0.00098298 | 43 | Commercial_2023_SC C_GWh_After Competition Groups_43 | Vertical Night Covers | 0.0983% | 0.11182 | 3.1122 | Commercial_2023_SC C_GWh_After Competition Groups_Vertical Night Covers
Commercial | Com ¦ Duct Insulation, R8 | 2023 | SC C | GWh | After Competition Groups | 2.8187 | 228287.8427 | 0.22829 | 3166.0961 | 0.00089026 | 44 | Commercial_2023_SC C_GWh_After Competition Groups_44 | Duct Insulation, R8 | 0.08903% | 0.22829 | 2.8187 | Commercial_2023_SC C_GWh_After Competition Groups_Duct Insulation, R8
Commercial | Com ¦ Water Heating (DHW) Pipe Insulation (Add 3/4\ Foam)" | 2023 | SC C | GWh | After Competition Groups | 2.6933 | 157487.5246 | 0.15749 | 3166.0961 | 0.00085068 | 45 | Commercial_2023_SC C_GWh_After Competition Groups_45 | Water Heating (DHW) Pipe Insulation (Add 3/4\ Foam)" | 0.08507% | 0.15749 | 2.6933 | Commercial_2023_SC C_GWh_After Competition Groups_Water Heating (DHW) Pipe Insulation (Add 3/4\ Foam)"
Commercial | Com ¦ Water Source Heat Pump (4 ton) | 2023 | SC C | GWh | After Competition Groups | 2.4478 | 473805.1814 | 0.47381 | 3166.0961 | 0.00077312 | 46 | Commercial_2023_SC C_GWh_After Competition Groups_46 | Water Source Heat Pump (4 ton) | 0.07731% | 0.47381 | 2.4478 | Commercial_2023_SC C_GWh_After Competition Groups_Water Source Heat Pump (4 ton)
Commercial | Com ¦ ENERGY STAR Dishwasher | 2023 | SC C | GWh | After Competition Groups | 1.7924 | 26674.8005 | 0.026675 | 3166.0961 | 0.00056614 | 47 | Commercial_2023_SC C_GWh_After Competition Groups_47 | ENERGY STAR Dishwasher | 0.05661% | 0.026675 | 1.7924 | Commercial_2023_SC C_GWh_After Competition Groups_ENERGY STAR Dishwasher
Commercial | Com ¦ ENERGY STAR Steam Cookers | 2023 | SC C | GWh | After Competition Groups | 1.7364 | 75873.9741 | 0.075874 | 3166.0961 | 0.00054844 | 48 | Commercial_2023_SC C_GWh_After Competition Groups_48 | ENERGY STAR Steam Cookers | 0.05484% | 0.075874 | 1.7364 | Commercial_2023_SC C_GWh_After Competition Groups_ENERGY STAR Steam Cookers
Commercial | Com ¦ Suction Pipe Insulation Freezer/Refrigerator | 2023 | SC C | GWh | After Competition Groups | 1.7039 | 110521.0083 | 0.11052 | 3166.0961 | 0.00053816 | 49 | Commercial_2023_SC C_GWh_After Competition Groups_49 | Suction Pipe Insulation Freezer/Refrigerator | 0.05382% | 0.11052 | 1.7039 | Commercial_2023_SC C_GWh_After Competition Groups_Suction Pipe Insulation Freezer/Refrigerator
Commercial | Com ¦ Thermostat Setback | 2023 | SC C | GWh | After Competition Groups | 1.4639 | 0 | 0 | 3166.0961 | 0.00046236 | 50 | Commercial_2023_SC C_GWh_After Competition Groups_50 | Thermostat Setback | 0.04624% | 0 | 1.4639 | Commercial_2023_SC C_GWh_After Competition Groups_Thermostat Setback
Commercial | Com ¦ Ozone Laundry Treatment | 2023 | SC C | GWh | After Competition Groups | 0.81617 | 120279.6199 | 0.12028 | 3166.0961 | 0.00025778 | 51 | Commercial_2023_SC C_GWh_After Competition Groups_51 | Ozone Laundry Treatment | 0.02578% | 0.12028 | 0.81617 | Commercial_2023_SC C_GWh_After Competition Groups_Ozone Laundry Treatment
Commercial | Com ¦ LLLC - High Impact Application | 2023 | SC C | GWh | After Competition Groups | 0.64649 | 10054.8469 | 0.010055 | 3166.0961 | 0.00020419 | 52 | Commercial_2023_SC C_GWh_After Competition Groups_52 | LLLC - High Impact Application | 0.02042% | 0.010055 | 0.64649 | Commercial_2023_SC C_GWh_After Competition Groups_LLLC - High Impact Application
Commercial | Com ¦ Demand controlled Circulating Systems | 2023 | SC C | GWh | After Competition Groups | 0.57282 | 0 | 0 | 3166.0961 | 0.00018092 | 53 | Commercial_2023_SC C_GWh_After Competition Groups_53 | Demand controlled Circulating Systems | 0.01809% | 0 | 0.57282 | Commercial_2023_SC C_GWh_After Competition Groups_Demand controlled Circulating Systems
Commercial | Com ¦ ECM MOTORS FOR HVAC APPLICATION (FAN-POWERED VAV BOX) | 2023 | SC C | GWh | After Competition Groups | 0.41069 | 23686.7222 | 0.023687 | 3166.0961 | 0.00012971 | 54 | Commercial_2023_SC C_GWh_After Competition Groups_54 | ECM MOTORS FOR HVAC APPLICATION (FAN-POWERED VAV BOX) | 0.01297% | 0.023687 | 0.41069 | Commercial_2023_SC C_GWh_After Competition Groups_ECM MOTORS FOR HVAC APPLICATION (FAN-POWERED VAV BOX)
Commercial | Com ¦ LLLC - Low Impact Application | 2023 | SC C | GWh | After Competition Groups | 0.38882 | 13823.8929 | 0.013824 | 3166.0961 | 0.00012281 | 55 | Commercial_2023_SC C_GWh_After Competition Groups_55 | LLLC - Low Impact Application | 0.01228% | 0.013824 | 0.38882 | Commercial_2023_SC C_GWh_After Competition Groups_LLLC - Low Impact Application
Commercial | Com ¦ CEE Tier 2/Energy Star Clothes Washers | 2023 | SC C | GWh | After Competition Groups | 0.35488 | 18282.0452 | 0.018282 | 3166.0961 | 0.00011209 | 56 | Commercial_2023_SC C_GWh_After Competition Groups_56 | CEE Tier 2/Energy Star Clothes Washers | 0.01121% | 0.018282 | 0.35488 | Commercial_2023_SC C_GWh_After Competition Groups_CEE Tier 2/Energy Star Clothes Washers
Commercial | Com ¦ Condensing Make Up Air Unit | 2023 | SC C | GWh | After Competition Groups | 0.34834 | 185769.5065 | 0.18577 | 3166.0961 | 0.00011002 | 57 | Commercial_2023_SC C_GWh_After Competition Groups_57 | Condensing Make Up Air Unit | 0.011% | 0.18577 | 0.34834 | Commercial_2023_SC C_GWh_After Competition Groups_Condensing Make Up Air Unit
Commercial | Com ¦ Low Flow Pre-Rinse Spray Nozzle | 2023 | SC C | GWh | After Competition Groups | 0.19606 | 3217.4659 | 0.0032175 | 3166.0961 | 6.1924e-05 | 58 | Commercial_2023_SC C_GWh_After Competition Groups_58 | Low Flow Pre-Rinse Spray Nozzle | 0.006192% | 0.0032175 | 0.19606 | Commercial_2023_SC C_GWh_After Competition Groups_Low Flow Pre-Rinse Spray Nozzle
Commercial | Com ¦ Auto Off Time Switch or Time Clock control | 2023 | SC C | GWh | After Competition Groups | 0.15642 | 46.9209 | 4.6921e-05 | 3166.0961 | 4.9403e-05 | 59 | Commercial_2023_SC C_GWh_After Competition Groups_59 | Auto Off Time Switch or Time Clock control | 0.00494% | 4.6921e-05 | 0.15642 | Commercial_2023_SC C_GWh_After Competition Groups_Auto Off Time Switch or Time Clock control
Commercial | Com ¦ HVAC Optimization | 2023 | SC C | GWh | After Competition Groups | 0.15253 | 234.0565 | 0.00023406 | 3166.0961 | 4.8175e-05 | 60 | Commercial_2023_SC C_GWh_After Competition Groups_60 | HVAC Optimization | 0.004817% | 0.00023406 | 0.15253 | Commercial_2023_SC C_GWh_After Competition Groups_HVAC Optimization
Commercial | COM ¦ Ductless Mini-Split Heat Pumps | 2023 | SC C | GWh | After Competition Groups | 0.13431 | 100.1723 | 0.00010017 | 3166.0961 | 4.2421e-05 | 61 | Commercial_2023_SC C_GWh_After Competition Groups_61 | Ductless Mini-Split Heat Pumps | 0.004242% | 0.00010017 | 0.13431 | Commercial_2023_SC C_GWh_After Competition Groups_Ductless Mini-Split Heat Pumps
Commercial | Com ¦ Notched V belts for HVAC Systems | 2023 | SC C | GWh | After Competition Groups | 0.099674 | 16281.8028 | 0.016282 | 3166.0961 | 3.1482e-05 | 62 | Commercial_2023_SC C_GWh_After Competition Groups_62 | Notched V belts for HVAC Systems | 0.003148% | 0.016282 | 0.099674 | Commercial_2023_SC C_GWh_After Competition Groups_Notched V belts for HVAC Systems
Commercial | Com ¦ Solar Water Preheat (Pools/DHW) | 2023 | SC C | GWh | After Competition Groups | 0.066321 | 638.7402 | 0.00063874 | 3166.0961 | 2.0947e-05 | 63 | Commercial_2023_SC C_GWh_After Competition Groups_63 | Solar Water Preheat (Pools/DHW) | 0.002095% | 0.00063874 | 0.066321 | Commercial_2023_SC C_GWh_After Competition Groups_Solar Water Preheat (Pools/DHW)
Commercial | Com ¦ PTAC (12 EER/10,000 BTU) | 2023 | SC C | GWh | After Competition Groups | 0.060909 | 8637.0577 | 0.0086371 | 3166.0961 | 1.9238e-05 | 64 | Commercial_2023_SC C_GWh_After Competition Groups_64 | PTAC (12 EER/10,000 BTU) | 0.001924% | 0.0086371 | 0.060909 | Commercial_2023_SC C_GWh_After Competition Groups_PTAC (12 EER/10,000 BTU)
Commercial | Com ¦ Commercial Hot Food Holding Cabinets | 2023 | SC C | GWh | After Competition Groups | 0.059571 | 1533.813 | 0.0015338 | 3166.0961 | 1.8815e-05 | 65 | Commercial_2023_SC C_GWh_After Competition Groups_65 | Commercial Hot Food Holding Cabinets | 0.001882% | 0.0015338 | 0.059571 | Commercial_2023_SC C_GWh_After Competition Groups_Commercial Hot Food Holding Cabinets
Commercial | Com ¦ Air Curtains | 2023 | SC C | GWh | After Competition Groups | 0.04492 | 4045.0894 | 0.0040451 | 3166.0961 | 1.4188e-05 | 66 | Commercial_2023_SC C_GWh_After Competition Groups_66 | Air Curtains | 0.001419% | 0.0040451 | 0.04492 | Commercial_2023_SC C_GWh_After Competition Groups_Air Curtains
Commercial | Com ¦ Wall Insulation | 2023 | SC C | GWh | After Competition Groups | 0.025294 | 224.5868 | 0.00022459 | 3166.0961 | 7.989e-06 | 67 | Commercial_2023_SC C_GWh_After Competition Groups_67 | Wall Insulation | 0.0007989% | 0.00022459 | 0.025294 | Commercial_2023_SC C_GWh_After Competition Groups_Wall Insulation
Commercial | Com ¦ High Efficiency Chiller (avg of water and air cooled) | 2023 | SC C | GWh | After Competition Groups | 0.013105 | 6884.1137 | 0.0068841 | 3166.0961 | 4.1391e-06 | 68 | Commercial_2023_SC C_GWh_After Competition Groups_68 | High Efficiency Chiller (avg of water and air cooled) | 0.0004139% | 0.0068841 | 0.013105 | Commercial_2023_SC C_GWh_After Competition Groups_High Efficiency Chiller (avg of water and air cooled)
Commercial | Com ¦ Energy Recovery Ventilation and Ventilation (Enhanced) | 2023 | SC C | GWh | After Competition Groups | 0.010096 | 0 | 0 | 3166.0961 | 3.1888e-06 | 69 | Commercial_2023_SC C_GWh_After Competition Groups_69 | Energy Recovery Ventilation and Ventilation (Enhanced) | 0.0003189% | 0 | 0.010096 | Commercial_2023_SC C_GWh_After Competition Groups_Energy Recovery Ventilation and Ventilation (Enhanced)
Commercial | Com ¦ VSD Air Compressor | 2023 | SC C | GWh | After Competition Groups | 0.0089277 | 398.8697 | 0.00039887 | 3166.0961 | 2.8198e-06 | 70 | Commercial_2023_SC C_GWh_After Competition Groups_70 | VSD Air Compressor | 0.000282% | 0.00039887 | 0.0089277 | Commercial_2023_SC C_GWh_After Competition Groups_VSD Air Compressor
Commercial | Com ¦ EC Plug Fan for Data Center (under cabinet) | 2023 | SC C | GWh | After Competition Groups | 0.0041284 | 486.5026 | 0.0004865 | 3166.0961 | 1.3039e-06 | 71 | Commercial_2023_SC C_GWh_After Competition Groups_71 | EC Plug Fan for Data Center (under cabinet) | 0.0001304% | 0.0004865 | 0.0041284 | Commercial_2023_SC C_GWh_After Competition Groups_EC Plug Fan for Data Center (under cabinet)
Commercial | Com ¦ Room AC (w/ louvered sides) 14 SEER from 12 SEER code | 2023 | SC C | GWh | After Competition Groups | 0.0031619 | 823.9866 | 0.00082399 | 3166.0961 | 9.9868e-07 | 72 | Commercial_2023_SC C_GWh_After Competition Groups_72 | Room AC (w/ louvered sides) 14 SEER from 12 SEER code | 9.987e-05% | 0.00082399 | 0.0031619 | Commercial_2023_SC C_GWh_After Competition Groups_Room AC (w/ louvered sides) 14 SEER from 12 SEER code
Commercial | Com ¦ Networked/Connected - High Impact Application | 2023 | SC C | GWh | After Competition Groups | 0.0021317 | 90.1437 | 9.0144e-05 | 3166.0961 | 6.733e-07 | 73 | Commercial_2023_SC C_GWh_After Competition Groups_73 | Networked/Connected - High Impact Application | 6.733e-05% | 9.0144e-05 | 0.0021317 | Commercial_2023_SC C_GWh_After Competition Groups_Networked/Connected - High Impact Application
Commercial | Com ¦ Electric Convection Combination Ovens | 2023 | SC C | GWh | After Competition Groups | 0.00106 | 3.498 | 3.498e-06 | 3166.0961 | 3.3478e-07 | 74 | Commercial_2023_SC C_GWh_After Competition Groups_74 | Electric Convection Combination Ovens | 3.348e-05% | 3.498e-06 | 0.00106 | Commercial_2023_SC C_GWh_After Competition Groups_Electric Convection Combination Ovens
Commercial | Com ¦ Networked/Connected - Low Impact Application | 2023 | SC C | GWh | After Competition Groups | 0.00010117 | 15.0014 | 1.5001e-05 | 3166.0961 | 3.1953e-08 | 75 | Commercial_2023_SC C_GWh_After Competition Groups_75 | Networked/Connected - Low Impact Application | 3.195e-06% | 1.5001e-05 | 0.00010117 | Commercial_2023_SC C_GWh_After Competition Groups_Networked/Connected - Low Impact Application
Commercial | Com ¦ High Efficiency Small Instantaneous Water Heater | 2023 | SC C | GWh | After Competition Groups | 5.2747e-05 | 8.5183 | 8.5183e-06 | 3166.0961 | 1.666e-08 | 76 | Commercial_2023_SC C_GWh_After Competition Groups_76 | High Efficiency Small Instantaneous Water Heater | 1.666e-06% | 8.5183e-06 | 5.2747e-05 | Commercial_2023_SC C_GWh_After Competition Groups_High Efficiency Small Instantaneous Water Heater
Commercial | Com ¦ Efficient compressor motor | 2023 | SC C | GWh | After Competition Groups | 0 | 0 | 0 | 3166.0961 | 0 | 77 | Commercial_2023_SC C_GWh_After Competition Groups_77 | Efficient compressor motor | 0% | 0 | 0 | Commercial_2023_SC C_GWh_After Competition Groups_Efficient compressor motor
Commercial | Com ¦ Indoor Daylight Sensors/Photocell Dimming Control | 2023 | SC C | GWh | After Competition Groups | 0 | 0 | 0 | 3166.0961 | 0 | 78 | Commercial_2023_SC C_GWh_After Competition Groups_78 | Indoor Daylight Sensors/Photocell Dimming Control | 0% | 0 | 0 | Commercial_2023_SC C_GWh_After Competition Groups_Indoor Daylight Sensors/Photocell Dimming Control
Commercial | Com ¦ LED RECESSED DOWNLIGHTS | 2023 | SC C | GWh | After Competition Groups | 0 | 0 | 0 | 3166.0961 | 0 | 79 | Commercial_2023_SC C_GWh_After Competition Groups_79 | LED RECESSED DOWNLIGHTS | 0% | 0 | 0 | Commercial_2023_SC C_GWh_After Competition Groups_LED RECESSED DOWNLIGHTS
Commercial | Com ¦ Variable Refrigerant Flow Heat Pump | 2023 | SC C | GWh | After Competition Groups | 0 | 0 | 0 | 3166.0961 | 0 | 80 | Commercial_2023_SC C_GWh_After Competition Groups_80 | Variable Refrigerant Flow Heat Pump | 0% | 0 | 0 | Commercial_2023_SC C_GWh_After Competition Groups_Variable Refrigerant Flow Heat Pump
Commercial | Com ¦ ENERGY STAR LED LAMPS (REFLECTOR LAMPs/MR16/PAR 16) | 2023 | SC D | GWh | After Competition Groups | 518.1691 | 0 | 0 | 2948.1057 | 0.17576 | 1 | Commercial_2023_SC D_GWh_After Competition Groups_1 | ENERGY STAR LED LAMPS (REFLECTOR LAMPs/MR16/PAR 16) | 17.58% | 0 | 518.1691 | Commercial_2023_SC D_GWh_After Competition Groups_ENERGY STAR LED LAMPS (REFLECTOR LAMPs/MR16/PAR 16)
Commercial | Com ¦ LED parking lot fixture | 2023 | SC D | GWh | After Competition Groups | 297.8617 | 0 | 0 | 2948.1057 | 0.10103 | 2 | Commercial_2023_SC D_GWh_After Competition Groups_2 | LED parking lot fixture | 10.1% | 0 | 297.8617 | Commercial_2023_SC D_GWh_After Competition Groups_LED parking lot fixture
Commercial | Com ¦ LED EXTERIOR AREA LIGHTS - LED fixture (200W) | 2023 | SC D | GWh | After Competition Groups | 288.7468 | 0 | 0 | 2948.1057 | 0.097943 | 3 | Commercial_2023_SC D_GWh_After Competition Groups_3 | LED EXTERIOR AREA LIGHTS - LED fixture (200W) | 9.794% | 0 | 288.7468 | Commercial_2023_SC D_GWh_After Competition Groups_LED EXTERIOR AREA LIGHTS - LED fixture (200W)
Commercial | Com ¦ LED Low/High Bay | 2023 | SC D | GWh | After Competition Groups | 224.794 | 0 | 0 | 2948.1057 | 0.07625 | 4 | Commercial_2023_SC D_GWh_After Competition Groups_4 | LED Low/High Bay | 7.625% | 0 | 224.794 | Commercial_2023_SC D_GWh_After Competition Groups_LED Low/High Bay
Commercial | Com ¦ LED Replacement Lamp (Tube) | 2023 | SC D | GWh | After Competition Groups | 223.2325 | 0 | 0 | 2948.1057 | 0.075721 | 5 | Commercial_2023_SC D_GWh_After Competition Groups_5 | LED Replacement Lamp (Tube) | 7.572% | 0 | 223.2325 | Commercial_2023_SC D_GWh_After Competition Groups_LED Replacement Lamp (Tube)
Commercial | Com ¦ LED Troffer/Surface/Suspended | 2023 | SC D | GWh | After Competition Groups | 216.8464 | 0 | 0 | 2948.1057 | 0.073554 | 6 | Commercial_2023_SC D_GWh_After Competition Groups_6 | LED Troffer/Surface/Suspended | 7.355% | 0 | 216.8464 | Commercial_2023_SC D_GWh_After Competition Groups_LED Troffer/Surface/Suspended
Commercial | Com ¦ Building Recommissioning, Operations and Maintenance (O&M) Improvements | 2023 | SC D | GWh | After Competition Groups | 131.8454 | 0 | 0 | 2948.1057 | 0.044722 | 7 | Commercial_2023_SC D_GWh_After Competition Groups_7 | Building Recommissioning, Operations and Maintenance (O&M) Improvements | 4.472% | 0 | 131.8454 | Commercial_2023_SC D_GWh_After Competition Groups_Building Recommissioning, Operations and Maintenance (O&M) Improvements
Commercial | Com ¦ LED street light fixture | 2023 | SC D | GWh | After Competition Groups | 128.2188 | 0 | 0 | 2948.1057 | 0.043492 | 8 | Commercial_2023_SC D_GWh_After Competition Groups_8 | LED street light fixture | 4.349% | 0 | 128.2188 | Commercial_2023_SC D_GWh_After Competition Groups_LED street light fixture
Commercial | Com ¦ Data Center Storage/Server Virtualization | 2023 | SC D | GWh | After Competition Groups | 110.3409 | 0 | 0 | 2948.1057 | 0.037428 | 9 | Commercial_2023_SC D_GWh_After Competition Groups_9 | Data Center Storage/Server Virtualization | 3.743% | 0 | 110.3409 | Commercial_2023_SC D_GWh_After Competition Groups_Data Center Storage/Server Virtualization
Commercial | Com ¦ Furnace Tune-Up | 2023 | SC D | GWh | After Competition Groups | 84.2605 | 0 | 0 | 2948.1057 | 0.028581 | 10 | Commercial_2023_SC D_GWh_After Competition Groups_10 | Furnace Tune-Up | 2.858% | 0 | 84.2605 | Commercial_2023_SC D_GWh_After Competition Groups_Furnace Tune-Up
Commercial | Com ¦ Reach-in Shaded Pole to ECM/PSC Evaporator Fan Motor | 2023 | SC D | GWh | After Competition Groups | 76.2574 | 0 | 0 | 2948.1057 | 0.025867 | 11 | Commercial_2023_SC D_GWh_After Competition Groups_11 | Reach-in Shaded Pole to ECM/PSC Evaporator Fan Motor | 2.587% | 0 | 76.2574 | Commercial_2023_SC D_GWh_After Competition Groups_Reach-in Shaded Pole to ECM/PSC Evaporator Fan Motor
Commercial | Com ¦ ENERGY STAR LED LAMPS (General Service Lamps) | 2023 | SC D | GWh | After Competition Groups | 74.4778 | 0 | 0 | 2948.1057 | 0.025263 | 12 | Commercial_2023_SC D_GWh_After Competition Groups_12 | ENERGY STAR LED LAMPS (General Service Lamps) | 2.526% | 0 | 74.4778 | Commercial_2023_SC D_GWh_After Competition Groups_ENERGY STAR LED LAMPS (General Service Lamps)
Commercial | Com ¦ High Efficiency Air Source Heat Pump | 2023 | SC D | GWh | After Competition Groups | 74.1994 | 0 | 0 | 2948.1057 | 0.025168 | 13 | Commercial_2023_SC D_GWh_After Competition Groups_13 | High Efficiency Air Source Heat Pump | 2.517% | 0 | 74.1994 | Commercial_2023_SC D_GWh_After Competition Groups_High Efficiency Air Source Heat Pump
Commercial | Com ¦ LED or Equivalent Sign Lighting | 2023 | SC D | GWh | After Competition Groups | 54.1034 | 0 | 0 | 2948.1057 | 0.018352 | 14 | Commercial_2023_SC D_GWh_After Competition Groups_14 | LED or Equivalent Sign Lighting | 1.835% | 0 | 54.1034 | Commercial_2023_SC D_GWh_After Competition Groups_LED or Equivalent Sign Lighting
Commercial | Com ¦ Education and Capacity Building/Energy Behavior | 2023 | SC D | GWh | After Competition Groups | 48.9292 | 0 | 0 | 2948.1057 | 0.016597 | 15 | Commercial_2023_SC D_GWh_After Competition Groups_15 | Education and Capacity Building/Energy Behavior | 1.66% | 0 | 48.9292 | Commercial_2023_SC D_GWh_After Competition Groups_Education and Capacity Building/Energy Behavior
Commercial | Com ¦ Strip Curtains | 2023 | SC D | GWh | After Competition Groups | 45.2744 | 0 | 0 | 2948.1057 | 0.015357 | 16 | Commercial_2023_SC D_GWh_After Competition Groups_16 | Strip Curtains | 1.536% | 0 | 45.2744 | Commercial_2023_SC D_GWh_After Competition Groups_Strip Curtains
Commercial | Com ¦ Advanced BAS/Controllers | 2023 | SC D | GWh | After Competition Groups | 36.1658 | 0 | 0 | 2948.1057 | 0.012267 | 17 | Commercial_2023_SC D_GWh_After Competition Groups_17 | Advanced BAS/Controllers | 1.227% | 0 | 36.1658 | Commercial_2023_SC D_GWh_After Competition Groups_Advanced BAS/Controllers
Commercial | Com ¦ Centrally controlled desktop PC/NETWORK PC POWER MANAGEMENT SOFTWARE | 2023 | SC D | GWh | After Competition Groups | 29.6304 | 0 | 0 | 2948.1057 | 0.010051 | 18 | Commercial_2023_SC D_GWh_After Competition Groups_18 | Centrally controlled desktop PC/NETWORK PC POWER MANAGEMENT SOFTWARE | 1.005% | 0 | 29.6304 | Commercial_2023_SC D_GWh_After Competition Groups_Centrally controlled desktop PC/NETWORK PC POWER MANAGEMENT SOFTWARE
Commercial | Com ¦ Variable Frequency Drive (VFD) | 2023 | SC D | GWh | After Competition Groups | 27.2967 | 0 | 0 | 2948.1057 | 0.0092591 | 19 | Commercial_2023_SC D_GWh_After Competition Groups_19 | Variable Frequency Drive (VFD) | 0.9259% | 0 | 27.2967 | Commercial_2023_SC D_GWh_After Competition Groups_Variable Frequency Drive (VFD)
Commercial | Com ¦ VFD on Pumps | 2023 | SC D | GWh | After Competition Groups | 25.345 | 0 | 0 | 2948.1057 | 0.008597 | 20 | Commercial_2023_SC D_GWh_After Competition Groups_20 | VFD on Pumps | 0.8597% | 0 | 25.345 | Commercial_2023_SC D_GWh_After Competition Groups_VFD on Pumps
Commercial | Com ¦ Refrigerated Display Case Doors | 2023 | SC D | GWh | After Competition Groups | 24.6531 | 0 | 0 | 2948.1057 | 0.0083624 | 21 | Commercial_2023_SC D_GWh_After Competition Groups_21 | Refrigerated Display Case Doors | 0.8362% | 0 | 24.6531 | Commercial_2023_SC D_GWh_After Competition Groups_Refrigerated Display Case Doors
Commercial | Com ¦ Demand Control Ventilation | 2023 | SC D | GWh | After Competition Groups | 23.5533 | 0 | 0 | 2948.1057 | 0.0079893 | 22 | Commercial_2023_SC D_GWh_After Competition Groups_22 | Demand Control Ventilation | 0.7989% | 0 | 23.5533 | Commercial_2023_SC D_GWh_After Competition Groups_Demand Control Ventilation
Commercial | Com ¦ Adaptive Thermostats | 2023 | SC D | GWh | After Competition Groups | 22.0396 | 0 | 0 | 2948.1057 | 0.0074759 | 23 | Commercial_2023_SC D_GWh_After Competition Groups_23 | Adaptive Thermostats | 0.7476% | 0 | 22.0396 | Commercial_2023_SC D_GWh_After Competition Groups_Adaptive Thermostats
Commercial | Com ¦ ECM MOTORS FOR EVAPORATOR FANS for refrigeration (WALK-IN) | 2023 | SC D | GWh | After Competition Groups | 12.9582 | 0 | 0 | 2948.1057 | 0.0043954 | 24 | Commercial_2023_SC D_GWh_After Competition Groups_24 | ECM MOTORS FOR EVAPORATOR FANS for refrigeration (WALK-IN) | 0.4395% | 0 | 12.9582 | Commercial_2023_SC D_GWh_After Competition Groups_ECM MOTORS FOR EVAPORATOR FANS for refrigeration (WALK-IN)
Commercial | Com ¦ Condensing Unit Heaters or other Efficient Unit Heating System | 2023 | SC D | GWh | After Competition Groups | 12.623 | 0 | 0 | 2948.1057 | 0.0042817 | 25 | Commercial_2023_SC D_GWh_After Competition Groups_25 | Condensing Unit Heaters or other Efficient Unit Heating System | 0.4282% | 0 | 12.623 | Commercial_2023_SC D_GWh_After Competition Groups_Condensing Unit Heaters or other Efficient Unit Heating System
Commercial | Com ¦ Refrigerated Display Case LED | 2023 | SC D | GWh | After Competition Groups | 12.3571 | 0 | 0 | 2948.1057 | 0.0041915 | 26 | Commercial_2023_SC D_GWh_After Competition Groups_26 | Refrigerated Display Case LED | 0.4192% | 0 | 12.3571 | Commercial_2023_SC D_GWh_After Competition Groups_Refrigerated Display Case LED
Commercial | Com ¦ Air Handler with Dedicated Outdoor Air Systems | 2023 | SC D | GWh | After Competition Groups | 12.096 | 0 | 0 | 2948.1057 | 0.004103 | 27 | Commercial_2023_SC D_GWh_After Competition Groups_27 | Air Handler with Dedicated Outdoor Air Systems | 0.4103% | 0 | 12.096 | Commercial_2023_SC D_GWh_After Competition Groups_Air Handler with Dedicated Outdoor Air Systems
Commercial | Com ¦ Unitary Air-Conditioning Unit | 2023 | SC D | GWh | After Competition Groups | 11.5254 | 0 | 0 | 2948.1057 | 0.0039094 | 28 | Commercial_2023_SC D_GWh_After Competition Groups_28 | Unitary Air-Conditioning Unit | 0.3909% | 0 | 11.5254 | Commercial_2023_SC D_GWh_After Competition Groups_Unitary Air-Conditioning Unit
Commercial | Com ¦ Evaporator Fan Controls | 2023 | SC D | GWh | After Competition Groups | 10.4919 | 0 | 0 | 2948.1057 | 0.0035589 | 29 | Commercial_2023_SC D_GWh_After Competition Groups_29 | Evaporator Fan Controls | 0.3559% | 0 | 10.4919 | Commercial_2023_SC D_GWh_After Competition Groups_Evaporator Fan Controls
Commercial | Com ¦ ENERGY STAR Griddle (74% eff) | 2023 | SC D | GWh | After Competition Groups | 10.1714 | 0 | 0 | 2948.1057 | 0.0034502 | 30 | Commercial_2023_SC D_GWh_After Competition Groups_30 | ENERGY STAR Griddle (74% eff) | 0.345% | 0 | 10.1714 | Commercial_2023_SC D_GWh_After Competition Groups_ENERGY STAR Griddle (74% eff)
Commercial | Com ¦ Demand Control Kitchen Ventilation | 2023 | SC D | GWh | After Competition Groups | 9.8884 | 0 | 0 | 2948.1057 | 0.0033542 | 31 | Commercial_2023_SC D_GWh_After Competition Groups_31 | Demand Control Kitchen Ventilation | 0.3354% | 0 | 9.8884 | Commercial_2023_SC D_GWh_After Competition Groups_Demand Control Kitchen Ventilation
Commercial | Com ¦ Chilled Water Optimization | 2023 | SC D | GWh | After Competition Groups | 8.3281 | 0 | 0 | 2948.1057 | 0.0028249 | 32 | Commercial_2023_SC D_GWh_After Competition Groups_32 | Chilled Water Optimization | 0.2825% | 0 | 8.3281 | Commercial_2023_SC D_GWh_After Competition Groups_Chilled Water Optimization
Commercial | Com ¦ Occupancy Sensors | 2023 | SC D | GWh | After Competition Groups | 7.8803 | 0 | 0 | 2948.1057 | 0.002673 | 33 | Commercial_2023_SC D_GWh_After Competition Groups_33 | Occupancy Sensors | 0.2673% | 0 | 7.8803 | Commercial_2023_SC D_GWh_After Competition Groups_Occupancy Sensors
Commercial | Com ¦ Freezer Case Light Sensor | 2023 | SC D | GWh | After Competition Groups | 7.62 | 0 | 0 | 2948.1057 | 0.0025847 | 34 | Commercial_2023_SC D_GWh_After Competition Groups_34 | Freezer Case Light Sensor | 0.2585% | 0 | 7.62 | Commercial_2023_SC D_GWh_After Competition Groups_Freezer Case Light Sensor
Commercial | Com ¦ Temperature Adjustment in Commercial Freezers | 2023 | SC D | GWh | After Competition Groups | 4.0161 | 0 | 0 | 2948.1057 | 0.0013623 | 35 | Commercial_2023_SC D_GWh_After Competition Groups_35 | Temperature Adjustment in Commercial Freezers | 0.1362% | 0 | 4.0161 | Commercial_2023_SC D_GWh_After Competition Groups_Temperature Adjustment in Commercial Freezers
Commercial | Com ¦ ENERGY STAR Fryer (84% eff) | 2023 | SC D | GWh | After Competition Groups | 3.6088 | 0 | 0 | 2948.1057 | 0.0012241 | 36 | Commercial_2023_SC D_GWh_After Competition Groups_36 | ENERGY STAR Fryer (84% eff) | 0.1224% | 0 | 3.6088 | Commercial_2023_SC D_GWh_After Competition Groups_ENERGY STAR Fryer (84% eff)
Commercial | Com ¦ Elec Storage WH 2.30 Et | 2023 | SC D | GWh | After Competition Groups | 3.5719 | 0 | 0 | 2948.1057 | 0.0012116 | 37 | Commercial_2023_SC D_GWh_After Competition Groups_37 | Elec Storage WH 2.30 Et | 0.1212% | 0 | 3.5719 | Commercial_2023_SC D_GWh_After Competition Groups_Elec Storage WH 2.30 Et
Commercial | Com ¦ BEVERAGE VENDING MACHINE CONTROLS | 2023 | SC D | GWh | After Competition Groups | 3.3165 | 0 | 0 | 2948.1057 | 0.001125 | 38 | Commercial_2023_SC D_GWh_After Competition Groups_38 | BEVERAGE VENDING MACHINE CONTROLS | 0.1125% | 0 | 3.3165 | Commercial_2023_SC D_GWh_After Competition Groups_BEVERAGE VENDING MACHINE CONTROLS
Commercial | Com ¦ Outside Air Economizer | 2023 | SC D | GWh | After Competition Groups | 3.2762 | 0 | 0 | 2948.1057 | 0.0011113 | 39 | Commercial_2023_SC D_GWh_After Competition Groups_39 | Outside Air Economizer | 0.1111% | 0 | 3.2762 | Commercial_2023_SC D_GWh_After Competition Groups_Outside Air Economizer
Commercial | Com ¦ Door Gasket Freezer/Refrigerator | 2023 | SC D | GWh | After Competition Groups | 2.997 | 0 | 0 | 2948.1057 | 0.0010166 | 40 | Commercial_2023_SC D_GWh_After Competition Groups_40 | Door Gasket Freezer/Refrigerator | 0.1017% | 0 | 2.997 | Commercial_2023_SC D_GWh_After Competition Groups_Door Gasket Freezer/Refrigerator
Commercial | Com ¦ Vertical Night Covers | 2023 | SC D | GWh | After Competition Groups | 2.9705 | 0 | 0 | 2948.1057 | 0.0010076 | 41 | Commercial_2023_SC D_GWh_After Competition Groups_41 | Vertical Night Covers | 0.1008% | 0 | 2.9705 | Commercial_2023_SC D_GWh_After Competition Groups_Vertical Night Covers
Commercial | Com ¦ CO Sensors for parking garage exhaust fans | 2023 | SC D | GWh | After Competition Groups | 2.9244 | 0 | 0 | 2948.1057 | 0.00099195 | 42 | Commercial_2023_SC D_GWh_After Competition Groups_42 | CO Sensors for parking garage exhaust fans | 0.09919% | 0 | 2.9244 | Commercial_2023_SC D_GWh_After Competition Groups_CO Sensors for parking garage exhaust fans
Commercial | Com ¦ Duct Insulation, R8 | 2023 | SC D | GWh | After Competition Groups | 2.8036 | 0 | 0 | 2948.1057 | 0.000951 | 43 | Commercial_2023_SC D_GWh_After Competition Groups_43 | Duct Insulation, R8 | 0.0951% | 0 | 2.8036 | Commercial_2023_SC D_GWh_After Competition Groups_Duct Insulation, R8
Commercial | Com ¦ Energy Efficient Laboratory Fume Hood | 2023 | SC D | GWh | After Competition Groups | 2.7751 | 0 | 0 | 2948.1057 | 0.00094131 | 44 | Commercial_2023_SC D_GWh_After Competition Groups_44 | Energy Efficient Laboratory Fume Hood | 0.09413% | 0 | 2.7751 | Commercial_2023_SC D_GWh_After Competition Groups_Energy Efficient Laboratory Fume Hood
Commercial | Com ¦ Water Heating (DHW) Pipe Insulation (Add 3/4\ Foam)" | 2023 | SC D | GWh | After Competition Groups | 2.5572 | 0 | 0 | 2948.1057 | 0.00086741 | 45 | Commercial_2023_SC D_GWh_After Competition Groups_45 | Water Heating (DHW) Pipe Insulation (Add 3/4\ Foam)" | 0.08674% | 0 | 2.5572 | Commercial_2023_SC D_GWh_After Competition Groups_Water Heating (DHW) Pipe Insulation (Add 3/4\ Foam)"
Commercial | Com ¦ Water Source Heat Pump (4 ton) | 2023 | SC D | GWh | After Competition Groups | 2.0397 | 0 | 0 | 2948.1057 | 0.00069188 | 46 | Commercial_2023_SC D_GWh_After Competition Groups_46 | Water Source Heat Pump (4 ton) | 0.06919% | 0 | 2.0397 | Commercial_2023_SC D_GWh_After Competition Groups_Water Source Heat Pump (4 ton)
Commercial | Com ¦ ENERGY STAR Steam Cookers | 2023 | SC D | GWh | After Competition Groups | 1.7249 | 0 | 0 | 2948.1057 | 0.00058509 | 47 | Commercial_2023_SC D_GWh_After Competition Groups_47 | ENERGY STAR Steam Cookers | 0.05851% | 0 | 1.7249 | Commercial_2023_SC D_GWh_After Competition Groups_ENERGY STAR Steam Cookers
Commercial | Com ¦ ENERGY STAR Dishwasher | 2023 | SC D | GWh | After Competition Groups | 1.59 | 0 | 0 | 2948.1057 | 0.00053932 | 48 | Commercial_2023_SC D_GWh_After Competition Groups_48 | ENERGY STAR Dishwasher | 0.05393% | 0 | 1.59 | Commercial_2023_SC D_GWh_After Competition Groups_ENERGY STAR Dishwasher
Commercial | Com ¦ Suction Pipe Insulation Freezer/Refrigerator | 2023 | SC D | GWh | After Competition Groups | 1.5737 | 0 | 0 | 2948.1057 | 0.00053378 | 49 | Commercial_2023_SC D_GWh_After Competition Groups_49 | Suction Pipe Insulation Freezer/Refrigerator | 0.05338% | 0 | 1.5737 | Commercial_2023_SC D_GWh_After Competition Groups_Suction Pipe Insulation Freezer/Refrigerator
Commercial | Com ¦ Thermostat Setback | 2023 | SC D | GWh | After Competition Groups | 1.4639 | 0 | 0 | 2948.1057 | 0.00049655 | 50 | Commercial_2023_SC D_GWh_After Competition Groups_50 | Thermostat Setback | 0.04966% | 0 | 1.4639 | Commercial_2023_SC D_GWh_After Competition Groups_Thermostat Setback
Commercial | Com ¦ Ozone Laundry Treatment | 2023 | SC D | GWh | After Competition Groups | 0.58317 | 0 | 0 | 2948.1057 | 0.00019781 | 51 | Commercial_2023_SC D_GWh_After Competition Groups_51 | Ozone Laundry Treatment | 0.01978% | 0 | 0.58317 | Commercial_2023_SC D_GWh_After Competition Groups_Ozone Laundry Treatment
Commercial | Com ¦ ECM MOTORS FOR HVAC APPLICATION (FAN-POWERED VAV BOX) | 2023 | SC D | GWh | After Competition Groups | 0.39135 | 0 | 0 | 2948.1057 | 0.00013275 | 52 | Commercial_2023_SC D_GWh_After Competition Groups_52 | ECM MOTORS FOR HVAC APPLICATION (FAN-POWERED VAV BOX) | 0.01327% | 0 | 0.39135 | Commercial_2023_SC D_GWh_After Competition Groups_ECM MOTORS FOR HVAC APPLICATION (FAN-POWERED VAV BOX)
Commercial | Com ¦ CEE Tier 2/Energy Star Clothes Washers | 2023 | SC D | GWh | After Competition Groups | 0.3373 | 0 | 0 | 2948.1057 | 0.00011441 | 53 | Commercial_2023_SC D_GWh_After Competition Groups_53 | CEE Tier 2/Energy Star Clothes Washers | 0.01144% | 0 | 0.3373 | Commercial_2023_SC D_GWh_After Competition Groups_CEE Tier 2/Energy Star Clothes Washers
Commercial | Com ¦ Condensing Make Up Air Unit | 2023 | SC D | GWh | After Competition Groups | 0.21761 | 0 | 0 | 2948.1057 | 7.3812e-05 | 54 | Commercial_2023_SC D_GWh_After Competition Groups_54 | Condensing Make Up Air Unit | 0.007381% | 0 | 0.21761 | Commercial_2023_SC D_GWh_After Competition Groups_Condensing Make Up Air Unit
Commercial | Com ¦ Low Flow Pre-Rinse Spray Nozzle | 2023 | SC D | GWh | After Competition Groups | 0.19546 | 0 | 0 | 2948.1057 | 6.6302e-05 | 55 | Commercial_2023_SC D_GWh_After Competition Groups_55 | Low Flow Pre-Rinse Spray Nozzle | 0.00663% | 0 | 0.19546 | Commercial_2023_SC D_GWh_After Competition Groups_Low Flow Pre-Rinse Spray Nozzle
Commercial | Com ¦ Demand controlled Circulating Systems | 2023 | SC D | GWh | After Competition Groups | 0.17333 | 0 | 0 | 2948.1057 | 5.8793e-05 | 56 | Commercial_2023_SC D_GWh_After Competition Groups_56 | Demand controlled Circulating Systems | 0.005879% | 0 | 0.17333 | Commercial_2023_SC D_GWh_After Competition Groups_Demand controlled Circulating Systems
Commercial | Com ¦ Auto Off Time Switch or Time Clock control | 2023 | SC D | GWh | After Competition Groups | 0.15642 | 0 | 0 | 2948.1057 | 5.3056e-05 | 57 | Commercial_2023_SC D_GWh_After Competition Groups_57 | Auto Off Time Switch or Time Clock control | 0.005306% | 0 | 0.15642 | Commercial_2023_SC D_GWh_After Competition Groups_Auto Off Time Switch or Time Clock control
Commercial | Com ¦ HVAC Optimization | 2023 | SC D | GWh | After Competition Groups | 0.15253 | 0 | 0 | 2948.1057 | 5.1737e-05 | 58 | Commercial_2023_SC D_GWh_After Competition Groups_58 | HVAC Optimization | 0.005174% | 0 | 0.15253 | Commercial_2023_SC D_GWh_After Competition Groups_HVAC Optimization
Commercial | COM ¦ Ductless Mini-Split Heat Pumps | 2023 | SC D | GWh | After Competition Groups | 0.13431 | 0 | 0 | 2948.1057 | 4.5558e-05 | 59 | Commercial_2023_SC D_GWh_After Competition Groups_59 | Ductless Mini-Split Heat Pumps | 0.004556% | 0 | 0.13431 | Commercial_2023_SC D_GWh_After Competition Groups_Ductless Mini-Split Heat Pumps
Commercial | Com ¦ Notched V belts for HVAC Systems | 2023 | SC D | GWh | After Competition Groups | 0.089382 | 0 | 0 | 2948.1057 | 3.0318e-05 | 60 | Commercial_2023_SC D_GWh_After Competition Groups_60 | Notched V belts for HVAC Systems | 0.003032% | 0 | 0.089382 | Commercial_2023_SC D_GWh_After Competition Groups_Notched V belts for HVAC Systems
Commercial | Com ¦ Solar Water Preheat (Pools/DHW) | 2023 | SC D | GWh | After Competition Groups | 0.066321 | 0 | 0 | 2948.1057 | 2.2496e-05 | 61 | Commercial_2023_SC D_GWh_After Competition Groups_61 | Solar Water Preheat (Pools/DHW) | 0.00225% | 0 | 0.066321 | Commercial_2023_SC D_GWh_After Competition Groups_Solar Water Preheat (Pools/DHW)
Commercial | Com ¦ Commercial Hot Food Holding Cabinets | 2023 | SC D | GWh | After Competition Groups | 0.059571 | 0 | 0 | 2948.1057 | 2.0207e-05 | 62 | Commercial_2023_SC D_GWh_After Competition Groups_62 | Commercial Hot Food Holding Cabinets | 0.002021% | 0 | 0.059571 | Commercial_2023_SC D_GWh_After Competition Groups_Commercial Hot Food Holding Cabinets
Commercial | Com ¦ PTAC (12 EER/10,000 BTU) | 2023 | SC D | GWh | After Competition Groups | 0.058938 | 0 | 0 | 2948.1057 | 1.9992e-05 | 63 | Commercial_2023_SC D_GWh_After Competition Groups_63 | PTAC (12 EER/10,000 BTU) | 0.001999% | 0 | 0.058938 | Commercial_2023_SC D_GWh_After Competition Groups_PTAC (12 EER/10,000 BTU)
Commercial | Com ¦ Air Curtains | 2023 | SC D | GWh | After Competition Groups | 0.039568 | 0 | 0 | 2948.1057 | 1.3422e-05 | 64 | Commercial_2023_SC D_GWh_After Competition Groups_64 | Air Curtains | 0.001342% | 0 | 0.039568 | Commercial_2023_SC D_GWh_After Competition Groups_Air Curtains
Commercial | Com ¦ Wall Insulation | 2023 | SC D | GWh | After Competition Groups | 0.022923 | 0 | 0 | 2948.1057 | 7.7753e-06 | 65 | Commercial_2023_SC D_GWh_After Competition Groups_65 | Wall Insulation | 0.0007775% | 0 | 0.022923 | Commercial_2023_SC D_GWh_After Competition Groups_Wall Insulation
Commercial | Com ¦ VSD Air Compressor | 2023 | SC D | GWh | After Competition Groups | 0.0089277 | 0 | 0 | 2948.1057 | 3.0283e-06 | 66 | Commercial_2023_SC D_GWh_After Competition Groups_66 | VSD Air Compressor | 0.0003028% | 0 | 0.0089277 | Commercial_2023_SC D_GWh_After Competition Groups_VSD Air Compressor
Commercial | Com ¦ High Efficiency Chiller (avg of water and air cooled) | 2023 | SC D | GWh | After Competition Groups | 0.0075345 | 0 | 0 | 2948.1057 | 2.5557e-06 | 67 | Commercial_2023_SC D_GWh_After Competition Groups_67 | High Efficiency Chiller (avg of water and air cooled) | 0.0002556% | 0 | 0.0075345 | Commercial_2023_SC D_GWh_After Competition Groups_High Efficiency Chiller (avg of water and air cooled)
Commercial | Com ¦ Energy Recovery Ventilation and Ventilation (Enhanced) | 2023 | SC D | GWh | After Competition Groups | 0.0060758 | 0 | 0 | 2948.1057 | 2.0609e-06 | 68 | Commercial_2023_SC D_GWh_After Competition Groups_68 | Energy Recovery Ventilation and Ventilation (Enhanced) | 0.0002061% | 0 | 0.0060758 | Commercial_2023_SC D_GWh_After Competition Groups_Energy Recovery Ventilation and Ventilation (Enhanced)
Commercial | Com ¦ LLLC - High Impact Application | 2023 | SC D | GWh | After Competition Groups | 0.0059462 | 0 | 0 | 2948.1057 | 2.017e-06 | 69 | Commercial_2023_SC D_GWh_After Competition Groups_69 | LLLC - High Impact Application | 0.0002017% | 0 | 0.0059462 | Commercial_2023_SC D_GWh_After Competition Groups_LLLC - High Impact Application
Commercial | Com ¦ EC Plug Fan for Data Center (under cabinet) | 2023 | SC D | GWh | After Competition Groups | 0.0037035 | 0 | 0 | 2948.1057 | 1.2562e-06 | 70 | Commercial_2023_SC D_GWh_After Competition Groups_70 | EC Plug Fan for Data Center (under cabinet) | 0.0001256% | 0 | 0.0037035 | Commercial_2023_SC D_GWh_After Competition Groups_EC Plug Fan for Data Center (under cabinet)
Commercial | Com ¦ Room AC (w/ louvered sides) 14 SEER from 12 SEER code | 2023 | SC D | GWh | After Competition Groups | 0.0031589 | 0 | 0 | 2948.1057 | 1.0715e-06 | 71 | Commercial_2023_SC D_GWh_After Competition Groups_71 | Room AC (w/ louvered sides) 14 SEER from 12 SEER code | 0.0001072% | 0 | 0.0031589 | Commercial_2023_SC D_GWh_After Competition Groups_Room AC (w/ louvered sides) 14 SEER from 12 SEER code
Commercial | Com ¦ Electric Convection Combination Ovens | 2023 | SC D | GWh | After Competition Groups | 0.00106 | 0 | 0 | 2948.1057 | 3.5954e-07 | 72 | Commercial_2023_SC D_GWh_After Competition Groups_72 | Electric Convection Combination Ovens | 3.595e-05% | 0 | 0.00106 | Commercial_2023_SC D_GWh_After Competition Groups_Electric Convection Combination Ovens
Commercial | Com ¦ LLLC - Low Impact Application | 2023 | SC D | GWh | After Competition Groups | 0.00017403 | 0 | 0 | 2948.1057 | 5.9031e-08 | 73 | Commercial_2023_SC D_GWh_After Competition Groups_73 | LLLC - Low Impact Application | 5.903e-06% | 0 | 0.00017403 | Commercial_2023_SC D_GWh_After Competition Groups_LLLC - Low Impact Application
Commercial | Com ¦ High Efficiency Small Instantaneous Water Heater | 2023 | SC D | GWh | After Competition Groups | 4.8522e-05 | 0 | 0 | 2948.1057 | 1.6459e-08 | 74 | Commercial_2023_SC D_GWh_After Competition Groups_74 | High Efficiency Small Instantaneous Water Heater | 1.646e-06% | 0 | 4.8522e-05 | Commercial_2023_SC D_GWh_After Competition Groups_High Efficiency Small Instantaneous Water Heater
Commercial | Com ¦ Networked/Connected - High Impact Application | 2023 | SC D | GWh | After Competition Groups | 5.4418e-09 | 0 | 0 | 2948.1057 | 1.8459e-12 | 75 | Commercial_2023_SC D_GWh_After Competition Groups_75 | Networked/Connected - High Impact Application | 1.846e-10% | 0 | 5.4418e-09 | Commercial_2023_SC D_GWh_After Competition Groups_Networked/Connected - High Impact Application
Commercial | Com ¦ Networked/Connected - Low Impact Application | 2023 | SC D | GWh | After Competition Groups | 2.3765e-22 | 0 | 0 | 2948.1057 | 8.061e-26 | 76 | Commercial_2023_SC D_GWh_After Competition Groups_76 | Networked/Connected - Low Impact Application | 8.061e-24% | 0 | 2.3765e-22 | Commercial_2023_SC D_GWh_After Competition Groups_Networked/Connected - Low Impact Application
Commercial | Com ¦ Efficient compressor motor | 2023 | SC D | GWh | After Competition Groups | 0 | 0 | 0 | 2948.1057 | 0 | 77 | Commercial_2023_SC D_GWh_After Competition Groups_77 | Efficient compressor motor | 0% | 0 | 0 | Commercial_2023_SC D_GWh_After Competition Groups_Efficient compressor motor
Commercial | Com ¦ Indoor Daylight Sensors/Photocell Dimming Control | 2023 | SC D | GWh | After Competition Groups | 0 | 0 | 0 | 2948.1057 | 0 | 78 | Commercial_2023_SC D_GWh_After Competition Groups_78 | Indoor Daylight Sensors/Photocell Dimming Control | 0% | 0 | 0 | Commercial_2023_SC D_GWh_After Competition Groups_Indoor Daylight Sensors/Photocell Dimming Control
Commercial | Com ¦ LED RECESSED DOWNLIGHTS | 2023 | SC D | GWh | After Competition Groups | 0 | 0 | 0 | 2948.1057 | 0 | 79 | Commercial_2023_SC D_GWh_After Competition Groups_79 | LED RECESSED DOWNLIGHTS | 0% | 0 | 0 | Commercial_2023_SC D_GWh_After Competition Groups_LED RECESSED DOWNLIGHTS
Commercial | Com ¦ Variable Refrigerant Flow Heat Pump | 2023 | SC D | GWh | After Competition Groups | 0 | 0 | 0 | 2948.1057 | 0 | 80 | Commercial_2023_SC D_GWh_After Competition Groups_80 | Variable Refrigerant Flow Heat Pump | 0% | 0 | 0 | Commercial_2023_SC D_GWh_After Competition Groups_Variable Refrigerant Flow Heat Pump
Commercial | Com ¦ Building Recommissioning, Operations and Maintenance (O&M) Improvements | 2023 | Technical | GWh | After Competition Groups | 2348.9016 | 0 | 0 | 15459.5827 | 0.15194 | 1 | Commercial_2023_Technical_GWh_After Competition Groups_1 | Building Recommissioning, Operations and Maintenance (O&M) Improvements | 15.19% | 0 | 2348.9016 | Commercial_2023_Technical_GWh_After Competition Groups_Building Recommissioning, Operations and Maintenance (O&M) Improvements
Commercial | Com ¦ LED Low/High Bay | 2023 | Technical | GWh | After Competition Groups | 1440.0672 | 0 | 0 | 15459.5827 | 0.09315 | 2 | Commercial_2023_Technical_GWh_After Competition Groups_2 | LED Low/High Bay | 9.315% | 0 | 1440.0672 | Commercial_2023_Technical_GWh_After Competition Groups_LED Low/High Bay
Commercial | Com ¦ LED Troffer/Surface/Suspended | 2023 | Technical | GWh | After Competition Groups | 1173.1055 | 0 | 0 | 15459.5827 | 0.075882 | 3 | Commercial_2023_Technical_GWh_After Competition Groups_3 | LED Troffer/Surface/Suspended | 7.588% | 0 | 1173.1055 | Commercial_2023_Technical_GWh_After Competition Groups_LED Troffer/Surface/Suspended
Commercial | Com ¦ ENERGY STAR LED LAMPS (REFLECTOR LAMPs/MR16/PAR 16) | 2023 | Technical | GWh | After Competition Groups | 991.5031 | 0 | 0 | 15459.5827 | 0.064135 | 4 | Commercial_2023_Technical_GWh_After Competition Groups_4 | ENERGY STAR LED LAMPS (REFLECTOR LAMPs/MR16/PAR 16) | 6.414% | 0 | 991.5031 | Commercial_2023_Technical_GWh_After Competition Groups_ENERGY STAR LED LAMPS (REFLECTOR LAMPs/MR16/PAR 16)
Commercial | Com ¦ Education and Capacity Building/Energy Behavior | 2023 | Technical | GWh | After Competition Groups | 883.4718 | 0 | 0 | 15459.5827 | 0.057147 | 5 | Commercial_2023_Technical_GWh_After Competition Groups_5 | Education and Capacity Building/Energy Behavior | 5.715% | 0 | 883.4718 | Commercial_2023_Technical_GWh_After Competition Groups_Education and Capacity Building/Energy Behavior
Commercial | Com ¦ Central Lighting Control System | 2023 | Technical | GWh | After Competition Groups | 761.179 | 0 | 0 | 15459.5827 | 0.049237 | 6 | Commercial_2023_Technical_GWh_After Competition Groups_6 | Central Lighting Control System | 4.924% | 0 | 761.179 | Commercial_2023_Technical_GWh_After Competition Groups_Central Lighting Control System
Commercial | Com ¦ Furnace Tune-Up | 2023 | Technical | GWh | After Competition Groups | 644.9935 | 0 | 0 | 15459.5827 | 0.041721 | 7 | Commercial_2023_Technical_GWh_After Competition Groups_7 | Furnace Tune-Up | 4.172% | 0 | 644.9935 | Commercial_2023_Technical_GWh_After Competition Groups_Furnace Tune-Up
Commercial | Com ¦ LED EXTERIOR AREA LIGHTS - LED fixture (200W) | 2023 | Technical | GWh | After Competition Groups | 540.446 | 0 | 0 | 15459.5827 | 0.034959 | 8 | Commercial_2023_Technical_GWh_After Competition Groups_8 | LED EXTERIOR AREA LIGHTS - LED fixture (200W) | 3.496% | 0 | 540.446 | Commercial_2023_Technical_GWh_After Competition Groups_LED EXTERIOR AREA LIGHTS - LED fixture (200W)
Commercial | Com ¦ LED parking lot fixture | 2023 | Technical | GWh | After Competition Groups | 526.3738 | 0 | 0 | 15459.5827 | 0.034048 | 9 | Commercial_2023_Technical_GWh_After Competition Groups_9 | LED parking lot fixture | 3.405% | 0 | 526.3738 | Commercial_2023_Technical_GWh_After Competition Groups_LED parking lot fixture
Commercial | Com ¦ Variable Refrigerant Flow Heat Pump | 2023 | Technical | GWh | After Competition Groups | 376.6328 | 0 | 0 | 15459.5827 | 0.024362 | 10 | Commercial_2023_Technical_GWh_After Competition Groups_10 | Variable Refrigerant Flow Heat Pump | 2.436% | 0 | 376.6328 | Commercial_2023_Technical_GWh_After Competition Groups_Variable Refrigerant Flow Heat Pump
Commercial | Com ¦ Advanced BAS/Controllers | 2023 | Technical | GWh | After Competition Groups | 316.7234 | 0 | 0 | 15459.5827 | 0.020487 | 11 | Commercial_2023_Technical_GWh_After Competition Groups_11 | Advanced BAS/Controllers | 2.049% | 0 | 316.7234 | Commercial_2023_Technical_GWh_After Competition Groups_Advanced BAS/Controllers
Commercial | Com ¦ Smart Strip Plug Outlets | 2023 | Technical | GWh | After Competition Groups | 313.3948 | 0 | 0 | 15459.5827 | 0.020272 | 12 | Commercial_2023_Technical_GWh_After Competition Groups_12 | Smart Strip Plug Outlets | 2.027% | 0 | 313.3948 | Commercial_2023_Technical_GWh_After Competition Groups_Smart Strip Plug Outlets
Commercial | Com ¦ LED street light fixture | 2023 | Technical | GWh | After Competition Groups | 312.3 | 0 | 0 | 15459.5827 | 0.020201 | 13 | Commercial_2023_Technical_GWh_After Competition Groups_13 | LED street light fixture | 2.02% | 0 | 312.3 | Commercial_2023_Technical_GWh_After Competition Groups_LED street light fixture
Commercial | Com ¦ LED Replacement Lamp (Tube) | 2023 | Technical | GWh | After Competition Groups | 289.6147 | 0 | 0 | 15459.5827 | 0.018734 | 14 | Commercial_2023_Technical_GWh_After Competition Groups_14 | LED Replacement Lamp (Tube) | 1.873% | 0 | 289.6147 | Commercial_2023_Technical_GWh_After Competition Groups_LED Replacement Lamp (Tube)
Commercial | Com ¦ High Efficiency Air Source Heat Pump | 2023 | Technical | GWh | After Competition Groups | 268.5034 | 0 | 0 | 15459.5827 | 0.017368 | 15 | Commercial_2023_Technical_GWh_After Competition Groups_15 | High Efficiency Air Source Heat Pump | 1.737% | 0 | 268.5034 | Commercial_2023_Technical_GWh_After Competition Groups_High Efficiency Air Source Heat Pump
Commercial | Com ¦ Demand Control Ventilation | 2023 | Technical | GWh | After Competition Groups | 240.7999 | 0 | 0 | 15459.5827 | 0.015576 | 16 | Commercial_2023_Technical_GWh_After Competition Groups_16 | Demand Control Ventilation | 1.558% | 0 | 240.7999 | Commercial_2023_Technical_GWh_After Competition Groups_Demand Control Ventilation
Commercial | Com ¦ Data Center Storage/Server Virtualization | 2023 | Technical | GWh | After Competition Groups | 238.0043 | 0 | 0 | 15459.5827 | 0.015395 | 17 | Commercial_2023_Technical_GWh_After Competition Groups_17 | Data Center Storage/Server Virtualization | 1.54% | 0 | 238.0043 | Commercial_2023_Technical_GWh_After Competition Groups_Data Center Storage/Server Virtualization
Commercial | Com ¦ Strip Curtains | 2023 | Technical | GWh | After Competition Groups | 231.6619 | 0 | 0 | 15459.5827 | 0.014985 | 18 | Commercial_2023_Technical_GWh_After Competition Groups_18 | Strip Curtains | 1.499% | 0 | 231.6619 | Commercial_2023_Technical_GWh_After Competition Groups_Strip Curtains
Commercial | Com ¦ Variable Frequency Drive (VFD) | 2023 | Technical | GWh | After Competition Groups | 213.7923 | 0 | 0 | 15459.5827 | 0.013829 | 19 | Commercial_2023_Technical_GWh_After Competition Groups_19 | Variable Frequency Drive (VFD) | 1.383% | 0 | 213.7923 | Commercial_2023_Technical_GWh_After Competition Groups_Variable Frequency Drive (VFD)
Commercial | Com ¦ VFD on Pumps | 2023 | Technical | GWh | After Competition Groups | 200.0842 | 0 | 0 | 15459.5827 | 0.012942 | 20 | Commercial_2023_Technical_GWh_After Competition Groups_20 | VFD on Pumps | 1.294% | 0 | 200.0842 | Commercial_2023_Technical_GWh_After Competition Groups_VFD on Pumps
Commercial | Com ¦ Refrigerated Display Case Doors | 2023 | Technical | GWh | After Competition Groups | 191.5644 | 0 | 0 | 15459.5827 | 0.012391 | 21 | Commercial_2023_Technical_GWh_After Competition Groups_21 | Refrigerated Display Case Doors | 1.239% | 0 | 191.5644 | Commercial_2023_Technical_GWh_After Competition Groups_Refrigerated Display Case Doors
Commercial | Com ¦ Centrally controlled desktop PC/NETWORK PC POWER MANAGEMENT SOFTWARE | 2023 | Technical | GWh | After Competition Groups | 168.1763 | 0 | 0 | 15459.5827 | 0.010878 | 22 | Commercial_2023_Technical_GWh_After Competition Groups_22 | Centrally controlled desktop PC/NETWORK PC POWER MANAGEMENT SOFTWARE | 1.088% | 0 | 168.1763 | Commercial_2023_Technical_GWh_After Competition Groups_Centrally controlled desktop PC/NETWORK PC POWER MANAGEMENT SOFTWARE
Commercial | Com ¦ Air Handler with Dedicated Outdoor Air Systems | 2023 | Technical | GWh | After Competition Groups | 163.1743 | 0 | 0 | 15459.5827 | 0.010555 | 23 | Commercial_2023_Technical_GWh_After Competition Groups_23 | Air Handler with Dedicated Outdoor Air Systems | 1.055% | 0 | 163.1743 | Commercial_2023_Technical_GWh_After Competition Groups_Air Handler with Dedicated Outdoor Air Systems
Commercial | Com ¦ Door Gasket Freezer/Refrigerator | 2023 | Technical | GWh | After Competition Groups | 157.0681 | 0 | 0 | 15459.5827 | 0.01016 | 24 | Commercial_2023_Technical_GWh_After Competition Groups_24 | Door Gasket Freezer/Refrigerator | 1.016% | 0 | 157.0681 | Commercial_2023_Technical_GWh_After Competition Groups_Door Gasket Freezer/Refrigerator
Commercial | Com ¦ LED or Equivalent Sign Lighting | 2023 | Technical | GWh | After Competition Groups | 141.2852 | 0 | 0 | 15459.5827 | 0.009139 | 25 | Commercial_2023_Technical_GWh_After Competition Groups_25 | LED or Equivalent Sign Lighting | 0.9139% | 0 | 141.2852 | Commercial_2023_Technical_GWh_After Competition Groups_LED or Equivalent Sign Lighting
Commercial | Com ¦ Adaptive Thermostats | 2023 | Technical | GWh | After Competition Groups | 135.8797 | 0 | 0 | 15459.5827 | 0.0087894 | 26 | Commercial_2023_Technical_GWh_After Competition Groups_26 | Adaptive Thermostats | 0.8789% | 0 | 135.8797 | Commercial_2023_Technical_GWh_After Competition Groups_Adaptive Thermostats
Commercial | Com ¦ Reach-in Shaded Pole to ECM/PSC Evaporator Fan Motor | 2023 | Technical | GWh | After Competition Groups | 135.1962 | 0 | 0 | 15459.5827 | 0.0087451 | 27 | Commercial_2023_Technical_GWh_After Competition Groups_27 | Reach-in Shaded Pole to ECM/PSC Evaporator Fan Motor | 0.8745% | 0 | 135.1962 | Commercial_2023_Technical_GWh_After Competition Groups_Reach-in Shaded Pole to ECM/PSC Evaporator Fan Motor
Commercial | Com ¦ Refrigeration Optimization | 2023 | Technical | GWh | After Competition Groups | 127.9669 | 0 | 0 | 15459.5827 | 0.0082775 | 28 | Commercial_2023_Technical_GWh_After Competition Groups_28 | Refrigeration Optimization | 0.8278% | 0 | 127.9669 | Commercial_2023_Technical_GWh_After Competition Groups_Refrigeration Optimization
Commercial | Com ¦ ENERGY STAR LED LAMPS (General Service Lamps) | 2023 | Technical | GWh | After Competition Groups | 112.4825 | 0 | 0 | 15459.5827 | 0.0072759 | 29 | Commercial_2023_Technical_GWh_After Competition Groups_29 | ENERGY STAR LED LAMPS (General Service Lamps) | 0.7276% | 0 | 112.4825 | Commercial_2023_Technical_GWh_After Competition Groups_ENERGY STAR LED LAMPS (General Service Lamps)
Commercial | Com ¦ Refrigerated Display Case LED | 2023 | Technical | GWh | After Competition Groups | 108.7784 | 0 | 0 | 15459.5827 | 0.0070363 | 30 | Commercial_2023_Technical_GWh_After Competition Groups_30 | Refrigerated Display Case LED | 0.7036% | 0 | 108.7784 | Commercial_2023_Technical_GWh_After Competition Groups_Refrigerated Display Case LED
Commercial | Com ¦ ECM MOTORS FOR EVAPORATOR FANS for refrigeration (WALK-IN) | 2023 | Technical | GWh | After Competition Groups | 101.2778 | 0 | 0 | 15459.5827 | 0.0065511 | 31 | Commercial_2023_Technical_GWh_After Competition Groups_31 | ECM MOTORS FOR EVAPORATOR FANS for refrigeration (WALK-IN) | 0.6551% | 0 | 101.2778 | Commercial_2023_Technical_GWh_After Competition Groups_ECM MOTORS FOR EVAPORATOR FANS for refrigeration (WALK-IN)
Commercial | Com ¦ Condensing Unit Heaters or other Efficient Unit Heating System | 2023 | Technical | GWh | After Competition Groups | 97.0622 | 0 | 0 | 15459.5827 | 0.0062785 | 32 | Commercial_2023_Technical_GWh_After Competition Groups_32 | Condensing Unit Heaters or other Efficient Unit Heating System | 0.6278% | 0 | 97.0622 | Commercial_2023_Technical_GWh_After Competition Groups_Condensing Unit Heaters or other Efficient Unit Heating System
Commercial | Com ¦ ENERGY STAR FREEZER | 2023 | Technical | GWh | After Competition Groups | 96.5317 | 0 | 0 | 15459.5827 | 0.0062441 | 33 | Commercial_2023_Technical_GWh_After Competition Groups_33 | ENERGY STAR FREEZER | 0.6244% | 0 | 96.5317 | Commercial_2023_Technical_GWh_After Competition Groups_ENERGY STAR FREEZER
Commercial | Com ¦ Indoor Daylight Sensors/Photocell Dimming Control | 2023 | Technical | GWh | After Competition Groups | 92.6206 | 0 | 0 | 15459.5827 | 0.0059911 | 34 | Commercial_2023_Technical_GWh_After Competition Groups_34 | Indoor Daylight Sensors/Photocell Dimming Control | 0.5991% | 0 | 92.6206 | Commercial_2023_Technical_GWh_After Competition Groups_Indoor Daylight Sensors/Photocell Dimming Control
Commercial | Com ¦ High R-Value Glass Doors/no-heat glass door | 2023 | Technical | GWh | After Competition Groups | 89.638 | 0 | 0 | 15459.5827 | 0.0057982 | 35 | Commercial_2023_Technical_GWh_After Competition Groups_35 | High R-Value Glass Doors/no-heat glass door | 0.5798% | 0 | 89.638 | Commercial_2023_Technical_GWh_After Competition Groups_High R-Value Glass Doors/no-heat glass door
Commercial | Com ¦ Freezer Case Light Sensor | 2023 | Technical | GWh | After Competition Groups | 83.4142 | 0 | 0 | 15459.5827 | 0.0053956 | 36 | Commercial_2023_Technical_GWh_After Competition Groups_36 | Freezer Case Light Sensor | 0.5396% | 0 | 83.4142 | Commercial_2023_Technical_GWh_After Competition Groups_Freezer Case Light Sensor
Commercial | Com ¦ Demand Control Kitchen Ventilation | 2023 | Technical | GWh | After Competition Groups | 83.3696 | 0 | 0 | 15459.5827 | 0.0053927 | 37 | Commercial_2023_Technical_GWh_After Competition Groups_37 | Demand Control Kitchen Ventilation | 0.5393% | 0 | 83.3696 | Commercial_2023_Technical_GWh_After Competition Groups_Demand Control Kitchen Ventilation
Commercial | Com ¦ Evaporator Fan Controls | 2023 | Technical | GWh | After Competition Groups | 81.3669 | 0 | 0 | 15459.5827 | 0.0052632 | 38 | Commercial_2023_Technical_GWh_After Competition Groups_38 | Evaporator Fan Controls | 0.5263% | 0 | 81.3669 | Commercial_2023_Technical_GWh_After Competition Groups_Evaporator Fan Controls
Commercial | Com ¦ Adding reflective (White) roof treatment or a green roof | 2023 | Technical | GWh | After Competition Groups | 81.1295 | 0 | 0 | 15459.5827 | 0.0052478 | 39 | Commercial_2023_Technical_GWh_After Competition Groups_39 | Adding reflective (White) roof treatment or a green roof | 0.5248% | 0 | 81.1295 | Commercial_2023_Technical_GWh_After Competition Groups_Adding reflective (White) roof treatment or a green roof
Commercial | Com ¦ Unitary Air-Conditioning Unit | 2023 | Technical | GWh | After Competition Groups | 80.9042 | 0 | 0 | 15459.5827 | 0.0052333 | 40 | Commercial_2023_Technical_GWh_After Competition Groups_40 | Unitary Air-Conditioning Unit | 0.5233% | 0 | 80.9042 | Commercial_2023_Technical_GWh_After Competition Groups_Unitary Air-Conditioning Unit
Commercial | Com ¦ Occupancy Sensors | 2023 | Technical | GWh | After Competition Groups | 70.5602 | 0 | 0 | 15459.5827 | 0.0045642 | 41 | Commercial_2023_Technical_GWh_After Competition Groups_41 | Occupancy Sensors | 0.4564% | 0 | 70.5602 | Commercial_2023_Technical_GWh_After Competition Groups_Occupancy Sensors
Commercial | Com ¦ HOTEL OCCUPANCY CONTROLS (HVAC + LIGHTING) | 2023 | Technical | GWh | After Competition Groups | 64.7621 | 0 | 0 | 15459.5827 | 0.0041891 | 42 | Commercial_2023_Technical_GWh_After Competition Groups_42 | HOTEL OCCUPANCY CONTROLS (HVAC + LIGHTING) | 0.4189% | 0 | 64.7621 | Commercial_2023_Technical_GWh_After Competition Groups_HOTEL OCCUPANCY CONTROLS (HVAC + LIGHTING)
Commercial | Com ¦ ENERGY STAR ICE MACHINES - Ice Making Head | 2023 | Technical | GWh | After Competition Groups | 58.7985 | 0 | 0 | 15459.5827 | 0.0038034 | 43 | Commercial_2023_Technical_GWh_After Competition Groups_43 | ENERGY STAR ICE MACHINES - Ice Making Head | 0.3803% | 0 | 58.7985 | Commercial_2023_Technical_GWh_After Competition Groups_ENERGY STAR ICE MACHINES - Ice Making Head
Commercial | Com ¦ Refrigeration Commissioning | 2023 | Technical | GWh | After Competition Groups | 55.8061 | 0 | 0 | 15459.5827 | 0.0036098 | 44 | Commercial_2023_Technical_GWh_After Competition Groups_44 | Refrigeration Commissioning | 0.361% | 0 | 55.8061 | Commercial_2023_Technical_GWh_After Competition Groups_Refrigeration Commissioning
Commercial | Com ¦ Condensing Make Up Air Unit | 2023 | Technical | GWh | After Competition Groups | 50.7421 | 0 | 0 | 15459.5827 | 0.0032822 | 45 | Commercial_2023_Technical_GWh_After Competition Groups_45 | Condensing Make Up Air Unit | 0.3282% | 0 | 50.7421 | Commercial_2023_Technical_GWh_After Competition Groups_Condensing Make Up Air Unit
Commercial | Com ¦ ENERGY STAR Refrigerator | 2023 | Technical | GWh | After Competition Groups | 47.7656 | 0 | 0 | 15459.5827 | 0.0030897 | 46 | Commercial_2023_Technical_GWh_After Competition Groups_46 | ENERGY STAR Refrigerator | 0.309% | 0 | 47.7656 | Commercial_2023_Technical_GWh_After Competition Groups_ENERGY STAR Refrigerator
Commercial | Com ¦ Super-High Efficiency Furnaces (Emerging Tech) | 2023 | Technical | GWh | After Competition Groups | 45.4354 | 0 | 0 | 15459.5827 | 0.002939 | 47 | Commercial_2023_Technical_GWh_After Competition Groups_47 | Super-High Efficiency Furnaces (Emerging Tech) | 0.2939% | 0 | 45.4354 | Commercial_2023_Technical_GWh_After Competition Groups_Super-High Efficiency Furnaces (Emerging Tech)
Commercial | Com ¦ Elec Storage WH 2.30 Et | 2023 | Technical | GWh | After Competition Groups | 35.6373 | 0 | 0 | 15459.5827 | 0.0023052 | 48 | Commercial_2023_Technical_GWh_After Competition Groups_48 | Elec Storage WH 2.30 Et | 0.2305% | 0 | 35.6373 | Commercial_2023_Technical_GWh_After Competition Groups_Elec Storage WH 2.30 Et
Commercial | Com ¦ BEVERAGE VENDING MACHINE CONTROLS | 2023 | Technical | GWh | After Competition Groups | 34.3974 | 0 | 0 | 15459.5827 | 0.002225 | 49 | Commercial_2023_Technical_GWh_After Competition Groups_49 | BEVERAGE VENDING MACHINE CONTROLS | 0.2225% | 0 | 34.3974 | Commercial_2023_Technical_GWh_After Competition Groups_BEVERAGE VENDING MACHINE CONTROLS
Commercial | Com ¦ Temperature Adjustment in Commercial Freezers | 2023 | Technical | GWh | After Competition Groups | 31.1138 | 0 | 0 | 15459.5827 | 0.0020126 | 50 | Commercial_2023_Technical_GWh_After Competition Groups_50 | Temperature Adjustment in Commercial Freezers | 0.2013% | 0 | 31.1138 | Commercial_2023_Technical_GWh_After Competition Groups_Temperature Adjustment in Commercial Freezers
Commercial | Com ¦ Energy Efficient Laboratory Fume Hood | 2023 | Technical | GWh | After Competition Groups | 27.7115 | 0 | 0 | 15459.5827 | 0.0017925 | 51 | Commercial_2023_Technical_GWh_After Competition Groups_51 | Energy Efficient Laboratory Fume Hood | 0.1793% | 0 | 27.7115 | Commercial_2023_Technical_GWh_After Competition Groups_Energy Efficient Laboratory Fume Hood
Commercial | Com ¦ CO Sensors for parking garage exhaust fans | 2023 | Technical | GWh | After Competition Groups | 27.4115 | 0 | 0 | 15459.5827 | 0.0017731 | 52 | Commercial_2023_Technical_GWh_After Competition Groups_52 | CO Sensors for parking garage exhaust fans | 0.1773% | 0 | 27.4115 | Commercial_2023_Technical_GWh_After Competition Groups_CO Sensors for parking garage exhaust fans
Commercial | Com ¦ Vertical Night Covers | 2023 | Technical | GWh | After Competition Groups | 24.1359 | 0 | 0 | 15459.5827 | 0.0015612 | 53 | Commercial_2023_Technical_GWh_After Competition Groups_53 | Vertical Night Covers | 0.1561% | 0 | 24.1359 | Commercial_2023_Technical_GWh_After Competition Groups_Vertical Night Covers
Commercial | Com ¦ Anti-sweat heat (ASH) controls - Cooler/Freezer | 2023 | Technical | GWh | After Competition Groups | 23.8519 | 0 | 0 | 15459.5827 | 0.0015429 | 54 | Commercial_2023_Technical_GWh_After Competition Groups_54 | Anti-sweat heat (ASH) controls - Cooler/Freezer | 0.1543% | 0 | 23.8519 | Commercial_2023_Technical_GWh_After Competition Groups_Anti-sweat heat (ASH) controls - Cooler/Freezer
Commercial | Com ¦ Duct Insulation, R8 | 2023 | Technical | GWh | After Competition Groups | 21.4874 | 0 | 0 | 15459.5827 | 0.0013899 | 55 | Commercial_2023_Technical_GWh_After Competition Groups_55 | Duct Insulation, R8 | 0.139% | 0 | 21.4874 | Commercial_2023_Technical_GWh_After Competition Groups_Duct Insulation, R8
Commercial | Com ¦ Water Heating (DHW) Pipe Insulation (Add 3/4\ Foam)" | 2023 | Technical | GWh | After Competition Groups | 20.7741 | 0 | 0 | 15459.5827 | 0.0013438 | 56 | Commercial_2023_Technical_GWh_After Competition Groups_56 | Water Heating (DHW) Pipe Insulation (Add 3/4\ Foam)" | 0.1344% | 0 | 20.7741 | Commercial_2023_Technical_GWh_After Competition Groups_Water Heating (DHW) Pipe Insulation (Add 3/4\ Foam)"
Commercial | Com ¦ ENERGY STAR Griddle (74% eff) | 2023 | Technical | GWh | After Competition Groups | 19.3334 | 0 | 0 | 15459.5827 | 0.0012506 | 57 | Commercial_2023_Technical_GWh_After Competition Groups_57 | ENERGY STAR Griddle (74% eff) | 0.1251% | 0 | 19.3334 | Commercial_2023_Technical_GWh_After Competition Groups_ENERGY STAR Griddle (74% eff)
Commercial | Com ¦ Chilled Water Optimization | 2023 | Technical | GWh | After Competition Groups | 19.2343 | 0 | 0 | 15459.5827 | 0.0012442 | 58 | Commercial_2023_Technical_GWh_After Competition Groups_58 | Chilled Water Optimization | 0.1244% | 0 | 19.2343 | Commercial_2023_Technical_GWh_After Competition Groups_Chilled Water Optimization
Commercial | Com ¦ Outside Air Economizer | 2023 | Technical | GWh | After Competition Groups | 16.0938 | 0 | 0 | 15459.5827 | 0.001041 | 59 | Commercial_2023_Technical_GWh_After Competition Groups_59 | Outside Air Economizer | 0.1041% | 0 | 16.0938 | Commercial_2023_Technical_GWh_After Competition Groups_Outside Air Economizer
Commercial | Com ¦ Water Source Heat Pump (4 ton) | 2023 | Technical | GWh | After Competition Groups | 14.746 | 0 | 0 | 15459.5827 | 0.00095384 | 60 | Commercial_2023_Technical_GWh_After Competition Groups_60 | Water Source Heat Pump (4 ton) | 0.09538% | 0 | 14.746 | Commercial_2023_Technical_GWh_After Competition Groups_Water Source Heat Pump (4 ton)
Commercial | Com ¦ Suction Pipe Insulation Freezer/Refrigerator | 2023 | Technical | GWh | After Competition Groups | 13.1912 | 0 | 0 | 15459.5827 | 0.00085327 | 61 | Commercial_2023_Technical_GWh_After Competition Groups_61 | Suction Pipe Insulation Freezer/Refrigerator | 0.08533% | 0 | 13.1912 | Commercial_2023_Technical_GWh_After Competition Groups_Suction Pipe Insulation Freezer/Refrigerator
Commercial | Com ¦ Roof Insulation/Ceiling Insulation (R25 Code to R35) | 2023 | Technical | GWh | After Competition Groups | 12.8252 | 0 | 0 | 15459.5827 | 0.00082959 | 62 | Commercial_2023_Technical_GWh_After Competition Groups_62 | Roof Insulation/Ceiling Insulation (R25 Code to R35) | 0.08296% | 0 | 12.8252 | Commercial_2023_Technical_GWh_After Competition Groups_Roof Insulation/Ceiling Insulation (R25 Code to R35)
Commercial | Com ¦ Evaporator Coil Defrost (Cooler) | 2023 | Technical | GWh | After Competition Groups | 10.8709 | 0 | 0 | 15459.5827 | 0.00070318 | 63 | Commercial_2023_Technical_GWh_After Competition Groups_63 | Evaporator Coil Defrost (Cooler) | 0.07032% | 0 | 10.8709 | Commercial_2023_Technical_GWh_After Competition Groups_Evaporator Coil Defrost (Cooler)
Commercial | Com ¦ ENERGY STAR Dishwasher | 2023 | Technical | GWh | After Competition Groups | 9.3021 | 0 | 0 | 15459.5827 | 0.0006017 | 64 | Commercial_2023_Technical_GWh_After Competition Groups_64 | ENERGY STAR Dishwasher | 0.06017% | 0 | 9.3021 | Commercial_2023_Technical_GWh_After Competition Groups_ENERGY STAR Dishwasher
Commercial | Com ¦ LED RECESSED DOWNLIGHTS | 2023 | Technical | GWh | After Competition Groups | 8.9109 | 0 | 0 | 15459.5827 | 0.0005764 | 65 | Commercial_2023_Technical_GWh_After Competition Groups_65 | LED RECESSED DOWNLIGHTS | 0.05764% | 0 | 8.9109 | Commercial_2023_Technical_GWh_After Competition Groups_LED RECESSED DOWNLIGHTS
Commercial | Com ¦ ENERGY STAR Fryer (84% eff) | 2023 | Technical | GWh | After Competition Groups | 6.7712 | 0 | 0 | 15459.5827 | 0.000438 | 66 | Commercial_2023_Technical_GWh_After Competition Groups_66 | ENERGY STAR Fryer (84% eff) | 0.0438% | 0 | 6.7712 | Commercial_2023_Technical_GWh_After Competition Groups_ENERGY STAR Fryer (84% eff)
Commercial | Com ¦ Ozone Laundry Treatment | 2023 | Technical | GWh | After Competition Groups | 6.1202 | 0 | 0 | 15459.5827 | 0.00039589 | 67 | Commercial_2023_Technical_GWh_After Competition Groups_67 | Ozone Laundry Treatment | 0.03959% | 0 | 6.1202 | Commercial_2023_Technical_GWh_After Competition Groups_Ozone Laundry Treatment
Commercial | Com ¦ SYNCHRONOUS BELT | 2023 | Technical | GWh | After Competition Groups | 5.194 | 0 | 0 | 15459.5827 | 0.00033597 | 68 | Commercial_2023_Technical_GWh_After Competition Groups_68 | SYNCHRONOUS BELT | 0.0336% | 0 | 5.194 | Commercial_2023_Technical_GWh_After Competition Groups_SYNCHRONOUS BELT
Commercial | Com ¦ Efficient compressor motor | 2023 | Technical | GWh | After Competition Groups | 5.0997 | 0 | 0 | 15459.5827 | 0.00032987 | 69 | Commercial_2023_Technical_GWh_After Competition Groups_69 | Efficient compressor motor | 0.03299% | 0 | 5.0997 | Commercial_2023_Technical_GWh_After Competition Groups_Efficient compressor motor
Commercial | Com ¦ Demand controlled Circulating Systems | 2023 | Technical | GWh | After Competition Groups | 4.4517 | 0 | 0 | 15459.5827 | 0.00028796 | 70 | Commercial_2023_Technical_GWh_After Competition Groups_70 | Demand controlled Circulating Systems | 0.0288% | 0 | 4.4517 | Commercial_2023_Technical_GWh_After Competition Groups_Demand controlled Circulating Systems
Commercial | Com ¦ Ground Source Heat Pump | 2023 | Technical | GWh | After Competition Groups | 3.8548 | 0 | 0 | 15459.5827 | 0.00024935 | 71 | Commercial_2023_Technical_GWh_After Competition Groups_71 | Ground Source Heat Pump | 0.02493% | 0 | 3.8548 | Commercial_2023_Technical_GWh_After Competition Groups_Ground Source Heat Pump
Commercial | Com ¦ ENERGY STAR Steam Cookers | 2023 | Technical | GWh | After Competition Groups | 3.3173 | 0 | 0 | 15459.5827 | 0.00021458 | 72 | Commercial_2023_Technical_GWh_After Competition Groups_72 | ENERGY STAR Steam Cookers | 0.02146% | 0 | 3.3173 | Commercial_2023_Technical_GWh_After Competition Groups_ENERGY STAR Steam Cookers
Commercial | Com ¦ Wall Insulation | 2023 | Technical | GWh | After Competition Groups | 2.5855 | 0 | 0 | 15459.5827 | 0.00016724 | 73 | Commercial_2023_Technical_GWh_After Competition Groups_73 | Wall Insulation | 0.01672% | 0 | 2.5855 | Commercial_2023_Technical_GWh_After Competition Groups_Wall Insulation
Commercial | Com ¦ ECM MOTORS FOR HVAC APPLICATION (FAN-POWERED VAV BOX) | 2023 | Technical | GWh | After Competition Groups | 2.5724 | 0 | 0 | 15459.5827 | 0.0001664 | 74 | Commercial_2023_Technical_GWh_After Competition Groups_74 | ECM MOTORS FOR HVAC APPLICATION (FAN-POWERED VAV BOX) | 0.01664% | 0 | 2.5724 | Commercial_2023_Technical_GWh_After Competition Groups_ECM MOTORS FOR HVAC APPLICATION (FAN-POWERED VAV BOX)
Commercial | Com ¦ Solar Preheat Make up Air | 2023 | Technical | GWh | After Competition Groups | 2.5532 | 0 | 0 | 15459.5827 | 0.00016516 | 75 | Commercial_2023_Technical_GWh_After Competition Groups_75 | Solar Preheat Make up Air | 0.01652% | 0 | 2.5532 | Commercial_2023_Technical_GWh_After Competition Groups_Solar Preheat Make up Air
Commercial | Com ¦ Thermostat Setback | 2023 | Technical | GWh | After Competition Groups | 1.7344 | 0 | 0 | 15459.5827 | 0.00011219 | 76 | Commercial_2023_Technical_GWh_After Competition Groups_76 | Thermostat Setback | 0.01122% | 0 | 1.7344 | Commercial_2023_Technical_GWh_After Competition Groups_Thermostat Setback
Commercial | Com ¦ Solar Water Preheat (Pools/DHW) | 2023 | Technical | GWh | After Competition Groups | 1.5357 | 0 | 0 | 15459.5827 | 9.9335e-05 | 77 | Commercial_2023_Technical_GWh_After Competition Groups_77 | Solar Water Preheat (Pools/DHW) | 0.009934% | 0 | 1.5357 | Commercial_2023_Technical_GWh_After Competition Groups_Solar Water Preheat (Pools/DHW)
Commercial | Com ¦ Room AC (w/ louvered sides) 14 SEER from 12 SEER code | 2023 | Technical | GWh | After Competition Groups | 1.2786 | 0 | 0 | 15459.5827 | 8.2706e-05 | 78 | Commercial_2023_Technical_GWh_After Competition Groups_78 | Room AC (w/ louvered sides) 14 SEER from 12 SEER code | 0.008271% | 0 | 1.2786 | Commercial_2023_Technical_GWh_After Competition Groups_Room AC (w/ louvered sides) 14 SEER from 12 SEER code
Commercial | Com ¦ Auto Off Time Switch or Time Clock control | 2023 | Technical | GWh | After Competition Groups | 1.2642 | 0 | 0 | 15459.5827 | 8.1772e-05 | 79 | Commercial_2023_Technical_GWh_After Competition Groups_79 | Auto Off Time Switch or Time Clock control | 0.008177% | 0 | 1.2642 | Commercial_2023_Technical_GWh_After Competition Groups_Auto Off Time Switch or Time Clock control
Commercial | Com ¦ PTAC (12 EER/10,000 BTU) | 2023 | Technical | GWh | After Competition Groups | 1.2493 | 0 | 0 | 15459.5827 | 8.0812e-05 | 80 | Commercial_2023_Technical_GWh_After Competition Groups_80 | PTAC (12 EER/10,000 BTU) | 0.008081% | 0 | 1.2493 | Commercial_2023_Technical_GWh_After Competition Groups_PTAC (12 EER/10,000 BTU)
Commercial | Com ¦ Commercial Hot Food Holding Cabinets | 2023 | Technical | GWh | After Competition Groups | 0.96773 | 0 | 0 | 15459.5827 | 6.2598e-05 | 81 | Commercial_2023_Technical_GWh_After Competition Groups_81 | Commercial Hot Food Holding Cabinets | 0.00626% | 0 | 0.96773 | Commercial_2023_Technical_GWh_After Competition Groups_Commercial Hot Food Holding Cabinets
Commercial | Com ¦ CEE Tier 2/Energy Star Clothes Washers | 2023 | Technical | GWh | After Competition Groups | 0.81018 | 0 | 0 | 15459.5827 | 5.2406e-05 | 82 | Commercial_2023_Technical_GWh_After Competition Groups_82 | CEE Tier 2/Energy Star Clothes Washers | 0.005241% | 0 | 0.81018 | Commercial_2023_Technical_GWh_After Competition Groups_CEE Tier 2/Energy Star Clothes Washers
Commercial | Com ¦ Low Flow Pre-Rinse Spray Nozzle | 2023 | Technical | GWh | After Competition Groups | 0.60016 | 0 | 0 | 15459.5827 | 3.8821e-05 | 83 | Commercial_2023_Technical_GWh_After Competition Groups_83 | Low Flow Pre-Rinse Spray Nozzle | 0.003882% | 0 | 0.60016 | Commercial_2023_Technical_GWh_After Competition Groups_Low Flow Pre-Rinse Spray Nozzle
Commercial | COM ¦ Ductless Mini-Split Heat Pumps | 2023 | Technical | GWh | After Competition Groups | 0.59547 | 0 | 0 | 15459.5827 | 3.8518e-05 | 84 | Commercial_2023_Technical_GWh_After Competition Groups_84 | Ductless Mini-Split Heat Pumps | 0.003852% | 0 | 0.59547 | Commercial_2023_Technical_GWh_After Competition Groups_Ductless Mini-Split Heat Pumps
Commercial | Com ¦ HVAC Optimization | 2023 | Technical | GWh | After Competition Groups | 0.59542 | 0 | 0 | 15459.5827 | 3.8514e-05 | 85 | Commercial_2023_Technical_GWh_After Competition Groups_85 | HVAC Optimization | 0.003851% | 0 | 0.59542 | Commercial_2023_Technical_GWh_After Competition Groups_HVAC Optimization
Commercial | Com ¦ Heat Pump Water Heater (50 Gallons) | 2023 | Technical | GWh | After Competition Groups | 0.40846 | 0 | 0 | 15459.5827 | 2.6421e-05 | 86 | Commercial_2023_Technical_GWh_After Competition Groups_86 | Heat Pump Water Heater (50 Gallons) | 0.002642% | 0 | 0.40846 | Commercial_2023_Technical_GWh_After Competition Groups_Heat Pump Water Heater (50 Gallons)
Commercial | Com ¦ High Efficiency Chiller (avg of water and air cooled) | 2023 | Technical | GWh | After Competition Groups | 0.26058 | 0 | 0 | 15459.5827 | 1.6856e-05 | 87 | Commercial_2023_Technical_GWh_After Competition Groups_87 | High Efficiency Chiller (avg of water and air cooled) | 0.001686% | 0 | 0.26058 | Commercial_2023_Technical_GWh_After Competition Groups_High Efficiency Chiller (avg of water and air cooled)
Commercial | Com ¦ EC Plug Fan for Data Center (under cabinet) | 2023 | Technical | GWh | After Competition Groups | 0.17781 | 0 | 0 | 15459.5827 | 1.1501e-05 | 88 | Commercial_2023_Technical_GWh_After Competition Groups_88 | EC Plug Fan for Data Center (under cabinet) | 0.00115% | 0 | 0.17781 | Commercial_2023_Technical_GWh_After Competition Groups_EC Plug Fan for Data Center (under cabinet)
Commercial | Com ¦ eCube | 2023 | Technical | GWh | After Competition Groups | 0.090285 | 0 | 0 | 15459.5827 | 5.84e-06 | 89 | Commercial_2023_Technical_GWh_After Competition Groups_89 | eCube | 0.000584% | 0 | 0.090285 | Commercial_2023_Technical_GWh_After Competition Groups_eCube
Commercial | Com ¦ Exterior Photocell | 2023 | Technical | GWh | After Competition Groups | 0.073848 | 0 | 0 | 15459.5827 | 4.7768e-06 | 90 | Commercial_2023_Technical_GWh_After Competition Groups_90 | Exterior Photocell | 0.0004777% | 0 | 0.073848 | Commercial_2023_Technical_GWh_After Competition Groups_Exterior Photocell
Commercial | Com ¦ Air Curtains | 2023 | Technical | GWh | After Competition Groups | 0.050604 | 0 | 0 | 15459.5827 | 3.2733e-06 | 91 | Commercial_2023_Technical_GWh_After Competition Groups_91 | Air Curtains | 0.0003273% | 0 | 0.050604 | Commercial_2023_Technical_GWh_After Competition Groups_Air Curtains
Commercial | Com ¦ VSD Air Compressor | 2023 | Technical | GWh | After Competition Groups | 0.023113 | 0 | 0 | 15459.5827 | 1.4951e-06 | 92 | Commercial_2023_Technical_GWh_After Competition Groups_92 | VSD Air Compressor | 0.0001495% | 0 | 0.023113 | Commercial_2023_Technical_GWh_After Competition Groups_VSD Air Compressor
Commercial | Com ¦ High Efficiency Induction Cooking | 2023 | Technical | GWh | After Competition Groups | 0.0064806 | 0 | 0 | 15459.5827 | 4.192e-07 | 93 | Commercial_2023_Technical_GWh_After Competition Groups_93 | High Efficiency Induction Cooking | 4.192e-05% | 0 | 0.0064806 | Commercial_2023_Technical_GWh_After Competition Groups_High Efficiency Induction Cooking
Commercial | Com ¦ Electric Convection Combination Ovens | 2023 | Technical | GWh | After Competition Groups | 0.001788 | 0 | 0 | 15459.5827 | 1.1566e-07 | 94 | Commercial_2023_Technical_GWh_After Competition Groups_94 | Electric Convection Combination Ovens | 1.157e-05% | 0 | 0.001788 | Commercial_2023_Technical_GWh_After Competition Groups_Electric Convection Combination Ovens
Commercial | Com ¦ Building Recommissioning, Operations and Maintenance (O&M) Improvements | 2024 | Economic | GWh | After Competition Groups | 2301.6887 | 0 | 0 | 12358.7268 | 0.18624 | 1 | Commercial_2024_Economic_GWh_After Competition Groups_1 | Building Recommissioning, Operations and Maintenance (O&M) Improvements | 18.62% | 0 | 2301.6887 | Commercial_2024_Economic_GWh_After Competition Groups_Building Recommissioning, Operations and Maintenance (O&M) Improvements
Commercial | Com ¦ LED Low/High Bay | 2024 | Economic | GWh | After Competition Groups | 1033.4983 | 0 | 0 | 12358.7268 | 0.083625 | 2 | Commercial_2024_Economic_GWh_After Competition Groups_2 | LED Low/High Bay | 8.362% | 0 | 1033.4983 | Commercial_2024_Economic_GWh_After Competition Groups_LED Low/High Bay
Commercial | Com ¦ LED Troffer/Surface/Suspended | 2024 | Economic | GWh | After Competition Groups | 1015.0596 | 0 | 0 | 12358.7268 | 0.082133 | 3 | Commercial_2024_Economic_GWh_After Competition Groups_3 | LED Troffer/Surface/Suspended | 8.213% | 0 | 1015.0596 | Commercial_2024_Economic_GWh_After Competition Groups_LED Troffer/Surface/Suspended
Commercial | Com ¦ ENERGY STAR LED LAMPS (REFLECTOR LAMPs/MR16/PAR 16) | 2024 | Economic | GWh | After Competition Groups | 895.6794 | 0 | 0 | 12358.7268 | 0.072473 | 4 | Commercial_2024_Economic_GWh_After Competition Groups_4 | ENERGY STAR LED LAMPS (REFLECTOR LAMPs/MR16/PAR 16) | 7.247% | 0 | 895.6794 | Commercial_2024_Economic_GWh_After Competition Groups_ENERGY STAR LED LAMPS (REFLECTOR LAMPs/MR16/PAR 16)
Commercial | Com ¦ Education and Capacity Building/Energy Behavior | 2024 | Economic | GWh | After Competition Groups | 857.9704 | 0 | 0 | 12358.7268 | 0.069422 | 5 | Commercial_2024_Economic_GWh_After Competition Groups_5 | Education and Capacity Building/Energy Behavior | 6.942% | 0 | 857.9704 | Commercial_2024_Economic_GWh_After Competition Groups_Education and Capacity Building/Energy Behavior
Commercial | Com ¦ Furnace Tune-Up | 2024 | Economic | GWh | After Competition Groups | 632.0291 | 0 | 0 | 12358.7268 | 0.05114 | 6 | Commercial_2024_Economic_GWh_After Competition Groups_6 | Furnace Tune-Up | 5.114% | 0 | 632.0291 | Commercial_2024_Economic_GWh_After Competition Groups_Furnace Tune-Up
Commercial | Com ¦ LED EXTERIOR AREA LIGHTS - LED fixture (200W) | 2024 | Economic | GWh | After Competition Groups | 562.4798 | 0 | 0 | 12358.7268 | 0.045513 | 7 | Commercial_2024_Economic_GWh_After Competition Groups_7 | LED EXTERIOR AREA LIGHTS - LED fixture (200W) | 4.551% | 0 | 562.4798 | Commercial_2024_Economic_GWh_After Competition Groups_LED EXTERIOR AREA LIGHTS - LED fixture (200W)
Commercial | Com ¦ LED parking lot fixture | 2024 | Economic | GWh | After Competition Groups | 546.0392 | 0 | 0 | 12358.7268 | 0.044182 | 8 | Commercial_2024_Economic_GWh_After Competition Groups_8 | LED parking lot fixture | 4.418% | 0 | 546.0392 | Commercial_2024_Economic_GWh_After Competition Groups_LED parking lot fixture
Commercial | Com ¦ LED Replacement Lamp (Tube) | 2024 | Economic | GWh | After Competition Groups | 337.931 | 0 | 0 | 12358.7268 | 0.027344 | 9 | Commercial_2024_Economic_GWh_After Competition Groups_9 | LED Replacement Lamp (Tube) | 2.734% | 0 | 337.931 | Commercial_2024_Economic_GWh_After Competition Groups_LED Replacement Lamp (Tube)
Commercial | Com ¦ LED street light fixture | 2024 | Economic | GWh | After Competition Groups | 326.9281 | 0 | 0 | 12358.7268 | 0.026453 | 10 | Commercial_2024_Economic_GWh_After Competition Groups_10 | LED street light fixture | 2.645% | 0 | 326.9281 | Commercial_2024_Economic_GWh_After Competition Groups_LED street light fixture
Commercial | Com ¦ Advanced BAS/Controllers | 2024 | Economic | GWh | After Competition Groups | 318.2077 | 0 | 0 | 12358.7268 | 0.025748 | 11 | Commercial_2024_Economic_GWh_After Competition Groups_11 | Advanced BAS/Controllers | 2.575% | 0 | 318.2077 | Commercial_2024_Economic_GWh_After Competition Groups_Advanced BAS/Controllers
Commercial | Com ¦ High Efficiency Air Source Heat Pump | 2024 | Economic | GWh | After Competition Groups | 313.5925 | 0 | 0 | 12358.7268 | 0.025374 | 12 | Commercial_2024_Economic_GWh_After Competition Groups_12 | High Efficiency Air Source Heat Pump | 2.537% | 0 | 313.5925 | Commercial_2024_Economic_GWh_After Competition Groups_High Efficiency Air Source Heat Pump
Commercial | Com ¦ Data Center Storage/Server Virtualization | 2024 | Economic | GWh | After Competition Groups | 256.5174 | 0 | 0 | 12358.7268 | 0.020756 | 13 | Commercial_2024_Economic_GWh_After Competition Groups_13 | Data Center Storage/Server Virtualization | 2.076% | 0 | 256.5174 | Commercial_2024_Economic_GWh_After Competition Groups_Data Center Storage/Server Virtualization
Commercial | Com ¦ Demand Control Ventilation | 2024 | Economic | GWh | After Competition Groups | 246.4221 | 0 | 0 | 12358.7268 | 0.019939 | 14 | Commercial_2024_Economic_GWh_After Competition Groups_14 | Demand Control Ventilation | 1.994% | 0 | 246.4221 | Commercial_2024_Economic_GWh_After Competition Groups_Demand Control Ventilation
Commercial | Com ¦ Strip Curtains | 2024 | Economic | GWh | After Competition Groups | 233.411 | 0 | 0 | 12358.7268 | 0.018886 | 15 | Commercial_2024_Economic_GWh_After Competition Groups_15 | Strip Curtains | 1.889% | 0 | 233.411 | Commercial_2024_Economic_GWh_After Competition Groups_Strip Curtains
Commercial | Com ¦ Variable Frequency Drive (VFD) | 2024 | Economic | GWh | After Competition Groups | 209.4951 | 0 | 0 | 12358.7268 | 0.016951 | 16 | Commercial_2024_Economic_GWh_After Competition Groups_16 | Variable Frequency Drive (VFD) | 1.695% | 0 | 209.4951 | Commercial_2024_Economic_GWh_After Competition Groups_Variable Frequency Drive (VFD)
Commercial | Com ¦ VFD on Pumps | 2024 | Economic | GWh | After Competition Groups | 196.0625 | 0 | 0 | 12358.7268 | 0.015864 | 17 | Commercial_2024_Economic_GWh_After Competition Groups_17 | VFD on Pumps | 1.586% | 0 | 196.0625 | Commercial_2024_Economic_GWh_After Competition Groups_VFD on Pumps
Commercial | Com ¦ Centrally controlled desktop PC/NETWORK PC POWER MANAGEMENT SOFTWARE | 2024 | Economic | GWh | After Competition Groups | 175.4411 | 0 | 0 | 12358.7268 | 0.014196 | 18 | Commercial_2024_Economic_GWh_After Competition Groups_18 | Centrally controlled desktop PC/NETWORK PC POWER MANAGEMENT SOFTWARE | 1.42% | 0 | 175.4411 | Commercial_2024_Economic_GWh_After Competition Groups_Centrally controlled desktop PC/NETWORK PC POWER MANAGEMENT SOFTWARE
Commercial | Com ¦ Air Handler with Dedicated Outdoor Air Systems | 2024 | Economic | GWh | After Competition Groups | 159.8945 | 0 | 0 | 12358.7268 | 0.012938 | 19 | Commercial_2024_Economic_GWh_After Competition Groups_19 | Air Handler with Dedicated Outdoor Air Systems | 1.294% | 0 | 159.8945 | Commercial_2024_Economic_GWh_After Competition Groups_Air Handler with Dedicated Outdoor Air Systems
Commercial | Com ¦ Reach-in Shaded Pole to ECM/PSC Evaporator Fan Motor | 2024 | Economic | GWh | After Competition Groups | 157.8124 | 0 | 0 | 12358.7268 | 0.012769 | 20 | Commercial_2024_Economic_GWh_After Competition Groups_20 | Reach-in Shaded Pole to ECM/PSC Evaporator Fan Motor | 1.277% | 0 | 157.8124 | Commercial_2024_Economic_GWh_After Competition Groups_Reach-in Shaded Pole to ECM/PSC Evaporator Fan Motor
Commercial | Com ¦ LED or Equivalent Sign Lighting | 2024 | Economic | GWh | After Competition Groups | 147.6375 | 0 | 0 | 12358.7268 | 0.011946 | 21 | Commercial_2024_Economic_GWh_After Competition Groups_21 | LED or Equivalent Sign Lighting | 1.195% | 0 | 147.6375 | Commercial_2024_Economic_GWh_After Competition Groups_LED or Equivalent Sign Lighting
Commercial | Com ¦ Adaptive Thermostats | 2024 | Economic | GWh | After Competition Groups | 137.1032 | 0 | 0 | 12358.7268 | 0.011094 | 22 | Commercial_2024_Economic_GWh_After Competition Groups_22 | Adaptive Thermostats | 1.109% | 0 | 137.1032 | Commercial_2024_Economic_GWh_After Competition Groups_Adaptive Thermostats
Commercial | Com ¦ Refrigerated Display Case Doors | 2024 | Economic | GWh | After Competition Groups | 117.9943 | 0 | 0 | 12358.7268 | 0.0095474 | 23 | Commercial_2024_Economic_GWh_After Competition Groups_23 | Refrigerated Display Case Doors | 0.9547% | 0 | 117.9943 | Commercial_2024_Economic_GWh_After Competition Groups_Refrigerated Display Case Doors
Commercial | Com ¦ ENERGY STAR LED LAMPS (General Service Lamps) | 2024 | Economic | GWh | After Competition Groups | 113.4616 | 0 | 0 | 12358.7268 | 0.0091807 | 24 | Commercial_2024_Economic_GWh_After Competition Groups_24 | ENERGY STAR LED LAMPS (General Service Lamps) | 0.9181% | 0 | 113.4616 | Commercial_2024_Economic_GWh_After Competition Groups_ENERGY STAR LED LAMPS (General Service Lamps)
Commercial | Com ¦ ECM MOTORS FOR EVAPORATOR FANS for refrigeration (WALK-IN) | 2024 | Economic | GWh | After Competition Groups | 99.2421 | 0 | 0 | 12358.7268 | 0.0080301 | 25 | Commercial_2024_Economic_GWh_After Competition Groups_25 | ECM MOTORS FOR EVAPORATOR FANS for refrigeration (WALK-IN) | 0.803% | 0 | 99.2421 | Commercial_2024_Economic_GWh_After Competition Groups_ECM MOTORS FOR EVAPORATOR FANS for refrigeration (WALK-IN)
Commercial | Com ¦ Condensing Unit Heaters or other Efficient Unit Heating System | 2024 | Economic | GWh | After Competition Groups | 95.1113 | 0 | 0 | 12358.7268 | 0.0076959 | 26 | Commercial_2024_Economic_GWh_After Competition Groups_26 | Condensing Unit Heaters or other Efficient Unit Heating System | 0.7696% | 0 | 95.1113 | Commercial_2024_Economic_GWh_After Competition Groups_Condensing Unit Heaters or other Efficient Unit Heating System
Commercial | Com ¦ Unitary Air-Conditioning Unit | 2024 | Economic | GWh | After Competition Groups | 93.5631 | 0 | 0 | 12358.7268 | 0.0075706 | 27 | Commercial_2024_Economic_GWh_After Competition Groups_27 | Unitary Air-Conditioning Unit | 0.7571% | 0 | 93.5631 | Commercial_2024_Economic_GWh_After Competition Groups_Unitary Air-Conditioning Unit
Commercial | Com ¦ Freezer Case Light Sensor | 2024 | Economic | GWh | After Competition Groups | 81.7376 | 0 | 0 | 12358.7268 | 0.0066138 | 28 | Commercial_2024_Economic_GWh_After Competition Groups_28 | Freezer Case Light Sensor | 0.6614% | 0 | 81.7376 | Commercial_2024_Economic_GWh_After Competition Groups_Freezer Case Light Sensor
Commercial | Com ¦ Refrigerated Display Case LED | 2024 | Economic | GWh | After Competition Groups | 81.6873 | 0 | 0 | 12358.7268 | 0.0066097 | 29 | Commercial_2024_Economic_GWh_After Competition Groups_29 | Refrigerated Display Case LED | 0.661% | 0 | 81.6873 | Commercial_2024_Economic_GWh_After Competition Groups_Refrigerated Display Case LED
Commercial | Com ¦ Evaporator Fan Controls | 2024 | Economic | GWh | After Competition Groups | 79.7314 | 0 | 0 | 12358.7268 | 0.0064514 | 30 | Commercial_2024_Economic_GWh_After Competition Groups_30 | Evaporator Fan Controls | 0.6451% | 0 | 79.7314 | Commercial_2024_Economic_GWh_After Competition Groups_Evaporator Fan Controls
Commercial | Com ¦ Demand Control Kitchen Ventilation | 2024 | Economic | GWh | After Competition Groups | 77.4785 | 0 | 0 | 12358.7268 | 0.0062691 | 31 | Commercial_2024_Economic_GWh_After Competition Groups_31 | Demand Control Kitchen Ventilation | 0.6269% | 0 | 77.4785 | Commercial_2024_Economic_GWh_After Competition Groups_Demand Control Kitchen Ventilation
Commercial | Com ¦ Occupancy Sensors | 2024 | Economic | GWh | After Competition Groups | 71.1985 | 0 | 0 | 12358.7268 | 0.005761 | 32 | Commercial_2024_Economic_GWh_After Competition Groups_32 | Occupancy Sensors | 0.5761% | 0 | 71.1985 | Commercial_2024_Economic_GWh_After Competition Groups_Occupancy Sensors
Commercial | Com ¦ Elec Storage WH 2.30 Et | 2024 | Economic | GWh | After Competition Groups | 37.3825 | 0 | 0 | 12358.7268 | 0.0030248 | 33 | Commercial_2024_Economic_GWh_After Competition Groups_33 | Elec Storage WH 2.30 Et | 0.3025% | 0 | 37.3825 | Commercial_2024_Economic_GWh_After Competition Groups_Elec Storage WH 2.30 Et
Commercial | Com ¦ BEVERAGE VENDING MACHINE CONTROLS | 2024 | Economic | GWh | After Competition Groups | 35.8662 | 0 | 0 | 12358.7268 | 0.0029021 | 34 | Commercial_2024_Economic_GWh_After Competition Groups_34 | BEVERAGE VENDING MACHINE CONTROLS | 0.2902% | 0 | 35.8662 | Commercial_2024_Economic_GWh_After Competition Groups_BEVERAGE VENDING MACHINE CONTROLS
Commercial | Com ¦ Temperature Adjustment in Commercial Freezers | 2024 | Economic | GWh | After Competition Groups | 30.4884 | 0 | 0 | 12358.7268 | 0.002467 | 35 | Commercial_2024_Economic_GWh_After Competition Groups_35 | Temperature Adjustment in Commercial Freezers | 0.2467% | 0 | 30.4884 | Commercial_2024_Economic_GWh_After Competition Groups_Temperature Adjustment in Commercial Freezers
Commercial | Com ¦ CO Sensors for parking garage exhaust fans | 2024 | Economic | GWh | After Competition Groups | 27.6902 | 0 | 0 | 12358.7268 | 0.0022405 | 36 | Commercial_2024_Economic_GWh_After Competition Groups_36 | CO Sensors for parking garage exhaust fans | 0.2241% | 0 | 27.6902 | Commercial_2024_Economic_GWh_After Competition Groups_CO Sensors for parking garage exhaust fans
Commercial | Com ¦ Energy Efficient Laboratory Fume Hood | 2024 | Economic | GWh | After Competition Groups | 27.1545 | 0 | 0 | 12358.7268 | 0.0021972 | 37 | Commercial_2024_Economic_GWh_After Competition Groups_37 | Energy Efficient Laboratory Fume Hood | 0.2197% | 0 | 27.1545 | Commercial_2024_Economic_GWh_After Competition Groups_Energy Efficient Laboratory Fume Hood
Commercial | Com ¦ Vertical Night Covers | 2024 | Economic | GWh | After Competition Groups | 23.6507 | 0 | 0 | 12358.7268 | 0.0019137 | 38 | Commercial_2024_Economic_GWh_After Competition Groups_38 | Vertical Night Covers | 0.1914% | 0 | 23.6507 | Commercial_2024_Economic_GWh_After Competition Groups_Vertical Night Covers
Commercial | Com ¦ Door Gasket Freezer/Refrigerator | 2024 | Economic | GWh | After Competition Groups | 23.3527 | 0 | 0 | 12358.7268 | 0.0018896 | 39 | Commercial_2024_Economic_GWh_After Competition Groups_39 | Door Gasket Freezer/Refrigerator | 0.189% | 0 | 23.3527 | Commercial_2024_Economic_GWh_After Competition Groups_Door Gasket Freezer/Refrigerator
Commercial | Com ¦ Chilled Water Optimization | 2024 | Economic | GWh | After Competition Groups | 22.5171 | 0 | 0 | 12358.7268 | 0.001822 | 40 | Commercial_2024_Economic_GWh_After Competition Groups_40 | Chilled Water Optimization | 0.1822% | 0 | 22.5171 | Commercial_2024_Economic_GWh_After Competition Groups_Chilled Water Optimization
Commercial | Com ¦ ENERGY STAR Griddle (74% eff) | 2024 | Economic | GWh | After Competition Groups | 22.3924 | 0 | 0 | 12358.7268 | 0.0018119 | 41 | Commercial_2024_Economic_GWh_After Competition Groups_41 | ENERGY STAR Griddle (74% eff) | 0.1812% | 0 | 22.3924 | Commercial_2024_Economic_GWh_After Competition Groups_ENERGY STAR Griddle (74% eff)
Commercial | Com ¦ Duct Insulation, R8 | 2024 | Economic | GWh | After Competition Groups | 21.0555 | 0 | 0 | 12358.7268 | 0.0017037 | 42 | Commercial_2024_Economic_GWh_After Competition Groups_42 | Duct Insulation, R8 | 0.1704% | 0 | 21.0555 | Commercial_2024_Economic_GWh_After Competition Groups_Duct Insulation, R8
Commercial | Com ¦ Water Heating (DHW) Pipe Insulation (Add 3/4\ Foam)" | 2024 | Economic | GWh | After Competition Groups | 20.3565 | 0 | 0 | 12358.7268 | 0.0016471 | 43 | Commercial_2024_Economic_GWh_After Competition Groups_43 | Water Heating (DHW) Pipe Insulation (Add 3/4\ Foam)" | 0.1647% | 0 | 20.3565 | Commercial_2024_Economic_GWh_After Competition Groups_Water Heating (DHW) Pipe Insulation (Add 3/4\ Foam)"
Commercial | Com ¦ Water Source Heat Pump (4 ton) | 2024 | Economic | GWh | After Competition Groups | 17.1797 | 0 | 0 | 12358.7268 | 0.0013901 | 44 | Commercial_2024_Economic_GWh_After Competition Groups_44 | Water Source Heat Pump (4 ton) | 0.139% | 0 | 17.1797 | Commercial_2024_Economic_GWh_After Competition Groups_Water Source Heat Pump (4 ton)
Commercial | Com ¦ Outside Air Economizer | 2024 | Economic | GWh | After Competition Groups | 16.2414 | 0 | 0 | 12358.7268 | 0.0013142 | 45 | Commercial_2024_Economic_GWh_After Competition Groups_45 | Outside Air Economizer | 0.1314% | 0 | 16.2414 | Commercial_2024_Economic_GWh_After Competition Groups_Outside Air Economizer
Commercial | Com ¦ Suction Pipe Insulation Freezer/Refrigerator | 2024 | Economic | GWh | After Competition Groups | 12.9261 | 0 | 0 | 12358.7268 | 0.0010459 | 46 | Commercial_2024_Economic_GWh_After Competition Groups_46 | Suction Pipe Insulation Freezer/Refrigerator | 0.1046% | 0 | 12.9261 | Commercial_2024_Economic_GWh_After Competition Groups_Suction Pipe Insulation Freezer/Refrigerator
Commercial | Com ¦ ENERGY STAR Dishwasher | 2024 | Economic | GWh | After Competition Groups | 9.6761 | 0 | 0 | 12358.7268 | 0.00078294 | 47 | Commercial_2024_Economic_GWh_After Competition Groups_47 | ENERGY STAR Dishwasher | 0.07829% | 0 | 9.6761 | Commercial_2024_Economic_GWh_After Competition Groups_ENERGY STAR Dishwasher
Commercial | Com ¦ ENERGY STAR Fryer (84% eff) | 2024 | Economic | GWh | After Competition Groups | 7.8704 | 0 | 0 | 12358.7268 | 0.00063683 | 48 | Commercial_2024_Economic_GWh_After Competition Groups_48 | ENERGY STAR Fryer (84% eff) | 0.06368% | 0 | 7.8704 | Commercial_2024_Economic_GWh_After Competition Groups_ENERGY STAR Fryer (84% eff)
Commercial | Com ¦ Ozone Laundry Treatment | 2024 | Economic | GWh | After Competition Groups | 6.1563 | 0 | 0 | 12358.7268 | 0.00049813 | 49 | Commercial_2024_Economic_GWh_After Competition Groups_49 | Ozone Laundry Treatment | 0.04981% | 0 | 6.1563 | Commercial_2024_Economic_GWh_After Competition Groups_Ozone Laundry Treatment
Commercial | Com ¦ Demand controlled Circulating Systems | 2024 | Economic | GWh | After Competition Groups | 4.3622 | 0 | 0 | 12358.7268 | 0.00035297 | 50 | Commercial_2024_Economic_GWh_After Competition Groups_50 | Demand controlled Circulating Systems | 0.0353% | 0 | 4.3622 | Commercial_2024_Economic_GWh_After Competition Groups_Demand controlled Circulating Systems
Commercial | Com ¦ ENERGY STAR Steam Cookers | 2024 | Economic | GWh | After Competition Groups | 3.8558 | 0 | 0 | 12358.7268 | 0.00031199 | 51 | Commercial_2024_Economic_GWh_After Competition Groups_51 | ENERGY STAR Steam Cookers | 0.0312% | 0 | 3.8558 | Commercial_2024_Economic_GWh_After Competition Groups_ENERGY STAR Steam Cookers
Commercial | Com ¦ ECM MOTORS FOR HVAC APPLICATION (FAN-POWERED VAV BOX) | 2024 | Economic | GWh | After Competition Groups | 2.5775 | 0 | 0 | 12358.7268 | 0.00020856 | 52 | Commercial_2024_Economic_GWh_After Competition Groups_52 | ECM MOTORS FOR HVAC APPLICATION (FAN-POWERED VAV BOX) | 0.02086% | 0 | 2.5775 | Commercial_2024_Economic_GWh_After Competition Groups_ECM MOTORS FOR HVAC APPLICATION (FAN-POWERED VAV BOX)
Commercial | Com ¦ Condensing Make Up Air Unit | 2024 | Economic | GWh | After Competition Groups | 1.9528 | 0 | 0 | 12358.7268 | 0.00015801 | 53 | Commercial_2024_Economic_GWh_After Competition Groups_53 | Condensing Make Up Air Unit | 0.0158% | 0 | 1.9528 | Commercial_2024_Economic_GWh_After Competition Groups_Condensing Make Up Air Unit
Commercial | Com ¦ Thermostat Setback | 2024 | Economic | GWh | After Competition Groups | 1.8999 | 0 | 0 | 12358.7268 | 0.00015373 | 54 | Commercial_2024_Economic_GWh_After Competition Groups_54 | Thermostat Setback | 0.01537% | 0 | 1.8999 | Commercial_2024_Economic_GWh_After Competition Groups_Thermostat Setback
Commercial | Com ¦ Notched V belts for HVAC Systems | 2024 | Economic | GWh | After Competition Groups | 1.8947 | 0 | 0 | 12358.7268 | 0.00015331 | 55 | Commercial_2024_Economic_GWh_After Competition Groups_55 | Notched V belts for HVAC Systems | 0.01533% | 0 | 1.8947 | Commercial_2024_Economic_GWh_After Competition Groups_Notched V belts for HVAC Systems
Commercial | Com ¦ Solar Water Preheat (Pools/DHW) | 2024 | Economic | GWh | After Competition Groups | 1.7998 | 0 | 0 | 12358.7268 | 0.00014563 | 56 | Commercial_2024_Economic_GWh_After Competition Groups_56 | Solar Water Preheat (Pools/DHW) | 0.01456% | 0 | 1.7998 | Commercial_2024_Economic_GWh_After Competition Groups_Solar Water Preheat (Pools/DHW)
Commercial | Com ¦ PTAC (12 EER/10,000 BTU) | 2024 | Economic | GWh | After Competition Groups | 1.3701 | 0 | 0 | 12358.7268 | 0.00011086 | 57 | Commercial_2024_Economic_GWh_After Competition Groups_57 | PTAC (12 EER/10,000 BTU) | 0.01109% | 0 | 1.3701 | Commercial_2024_Economic_GWh_After Competition Groups_PTAC (12 EER/10,000 BTU)
Commercial | Com ¦ Auto Off Time Switch or Time Clock control | 2024 | Economic | GWh | After Competition Groups | 1.2751 | 0 | 0 | 12358.7268 | 0.00010318 | 58 | Commercial_2024_Economic_GWh_After Competition Groups_58 | Auto Off Time Switch or Time Clock control | 0.01032% | 0 | 1.2751 | Commercial_2024_Economic_GWh_After Competition Groups_Auto Off Time Switch or Time Clock control
Commercial | Com ¦ CEE Tier 2/Energy Star Clothes Washers | 2024 | Economic | GWh | After Competition Groups | 0.91948 | 0 | 0 | 12358.7268 | 7.4399e-05 | 59 | Commercial_2024_Economic_GWh_After Competition Groups_59 | CEE Tier 2/Energy Star Clothes Washers | 0.00744% | 0 | 0.91948 | Commercial_2024_Economic_GWh_After Competition Groups_CEE Tier 2/Energy Star Clothes Washers
Commercial | COM ¦ Ductless Mini-Split Heat Pumps | 2024 | Economic | GWh | After Competition Groups | 0.69529 | 0 | 0 | 12358.7268 | 5.6259e-05 | 60 | Commercial_2024_Economic_GWh_After Competition Groups_60 | Ductless Mini-Split Heat Pumps | 0.005626% | 0 | 0.69529 | Commercial_2024_Economic_GWh_After Competition Groups_Ductless Mini-Split Heat Pumps
Commercial | Com ¦ Low Flow Pre-Rinse Spray Nozzle | 2024 | Economic | GWh | After Competition Groups | 0.65866 | 0 | 0 | 12358.7268 | 5.3295e-05 | 61 | Commercial_2024_Economic_GWh_After Competition Groups_61 | Low Flow Pre-Rinse Spray Nozzle | 0.00533% | 0 | 0.65866 | Commercial_2024_Economic_GWh_After Competition Groups_Low Flow Pre-Rinse Spray Nozzle
Commercial | Com ¦ HVAC Optimization | 2024 | Economic | GWh | After Competition Groups | 0.35349 | 0 | 0 | 12358.7268 | 2.8602e-05 | 62 | Commercial_2024_Economic_GWh_After Competition Groups_62 | HVAC Optimization | 0.00286% | 0 | 0.35349 | Commercial_2024_Economic_GWh_After Competition Groups_HVAC Optimization
Commercial | Com ¦ Commercial Hot Food Holding Cabinets | 2024 | Economic | GWh | After Competition Groups | 0.3404 | 0 | 0 | 12358.7268 | 2.7543e-05 | 63 | Commercial_2024_Economic_GWh_After Competition Groups_63 | Commercial Hot Food Holding Cabinets | 0.002754% | 0 | 0.3404 | Commercial_2024_Economic_GWh_After Competition Groups_Commercial Hot Food Holding Cabinets
Commercial | Com ¦ Energy Recovery Ventilation and Ventilation (Enhanced) | 2024 | Economic | GWh | After Competition Groups | 0.29367 | 0 | 0 | 12358.7268 | 2.3762e-05 | 64 | Commercial_2024_Economic_GWh_After Competition Groups_64 | Energy Recovery Ventilation and Ventilation (Enhanced) | 0.002376% | 0 | 0.29367 | Commercial_2024_Economic_GWh_After Competition Groups_Energy Recovery Ventilation and Ventilation (Enhanced)
Commercial | Com ¦ Wall Insulation | 2024 | Economic | GWh | After Competition Groups | 0.19341 | 0 | 0 | 12358.7268 | 1.565e-05 | 65 | Commercial_2024_Economic_GWh_After Competition Groups_65 | Wall Insulation | 0.001565% | 0 | 0.19341 | Commercial_2024_Economic_GWh_After Competition Groups_Wall Insulation
Commercial | Com ¦ Room AC (w/ louvered sides) 14 SEER from 12 SEER code | 2024 | Economic | GWh | After Competition Groups | 0.079259 | 0 | 0 | 12358.7268 | 6.4132e-06 | 66 | Commercial_2024_Economic_GWh_After Competition Groups_66 | Room AC (w/ louvered sides) 14 SEER from 12 SEER code | 0.0006413% | 0 | 0.079259 | Commercial_2024_Economic_GWh_After Competition Groups_Room AC (w/ louvered sides) 14 SEER from 12 SEER code
Commercial | Com ¦ Air Curtains | 2024 | Economic | GWh | After Competition Groups | 0.051336 | 0 | 0 | 12358.7268 | 4.1539e-06 | 67 | Commercial_2024_Economic_GWh_After Competition Groups_67 | Air Curtains | 0.0004154% | 0 | 0.051336 | Commercial_2024_Economic_GWh_After Competition Groups_Air Curtains
Commercial | Com ¦ EC Plug Fan for Data Center (under cabinet) | 2024 | Economic | GWh | After Competition Groups | 0.033391 | 0 | 0 | 12358.7268 | 2.7018e-06 | 68 | Commercial_2024_Economic_GWh_After Competition Groups_68 | EC Plug Fan for Data Center (under cabinet) | 0.0002702% | 0 | 0.033391 | Commercial_2024_Economic_GWh_After Competition Groups_EC Plug Fan for Data Center (under cabinet)
Commercial | Com ¦ High Efficiency Chiller (avg of water and air cooled) | 2024 | Economic | GWh | After Competition Groups | 0.028445 | 0 | 0 | 12358.7268 | 2.3016e-06 | 69 | Commercial_2024_Economic_GWh_After Competition Groups_69 | High Efficiency Chiller (avg of water and air cooled) | 0.0002302% | 0 | 0.028445 | Commercial_2024_Economic_GWh_After Competition Groups_High Efficiency Chiller (avg of water and air cooled)
Commercial | Com ¦ VSD Air Compressor | 2024 | Economic | GWh | After Competition Groups | 0.026816 | 0 | 0 | 12358.7268 | 2.1698e-06 | 70 | Commercial_2024_Economic_GWh_After Competition Groups_70 | VSD Air Compressor | 0.000217% | 0 | 0.026816 | Commercial_2024_Economic_GWh_After Competition Groups_VSD Air Compressor
Commercial | Com ¦ Electric Convection Combination Ovens | 2024 | Economic | GWh | After Competition Groups | 0.0020798 | 0 | 0 | 12358.7268 | 1.6829e-07 | 71 | Commercial_2024_Economic_GWh_After Competition Groups_71 | Electric Convection Combination Ovens | 1.683e-05% | 0 | 0.0020798 | Commercial_2024_Economic_GWh_After Competition Groups_Electric Convection Combination Ovens
Commercial | Com ¦ Efficient compressor motor | 2024 | Economic | GWh | After Competition Groups | 0 | 0 | 0 | 12358.7268 | 0 | 72 | Commercial_2024_Economic_GWh_After Competition Groups_72 | Efficient compressor motor | 0% | 0 | 0 | Commercial_2024_Economic_GWh_After Competition Groups_Efficient compressor motor
Commercial | Com ¦ Indoor Daylight Sensors/Photocell Dimming Control | 2024 | Economic | GWh | After Competition Groups | 0 | 0 | 0 | 12358.7268 | 0 | 73 | Commercial_2024_Economic_GWh_After Competition Groups_73 | Indoor Daylight Sensors/Photocell Dimming Control | 0% | 0 | 0 | Commercial_2024_Economic_GWh_After Competition Groups_Indoor Daylight Sensors/Photocell Dimming Control
Commercial | Com ¦ LED RECESSED DOWNLIGHTS | 2024 | Economic | GWh | After Competition Groups | 0 | 0 | 0 | 12358.7268 | 0 | 74 | Commercial_2024_Economic_GWh_After Competition Groups_74 | LED RECESSED DOWNLIGHTS | 0% | 0 | 0 | Commercial_2024_Economic_GWh_After Competition Groups_LED RECESSED DOWNLIGHTS
Commercial | Com ¦ Variable Refrigerant Flow Heat Pump | 2024 | Economic | GWh | After Competition Groups | 0 | 0 | 0 | 12358.7268 | 0 | 75 | Commercial_2024_Economic_GWh_After Competition Groups_75 | Variable Refrigerant Flow Heat Pump | 0% | 0 | 0 | Commercial_2024_Economic_GWh_After Competition Groups_Variable Refrigerant Flow Heat Pump
Commercial | Com ¦ ENERGY STAR LED LAMPS (REFLECTOR LAMPs/MR16/PAR 16) | 2024 | SC A | GWh | After Competition Groups | 585.5917 | 5310567.5143 | 5.3106 | 3673.581 | 0.15941 | 1 | Commercial_2024_SC A_GWh_After Competition Groups_1 | ENERGY STAR LED LAMPS (REFLECTOR LAMPs/MR16/PAR 16) | 15.94% | 5.3106 | 585.5917 | Commercial_2024_SC A_GWh_After Competition Groups_ENERGY STAR LED LAMPS (REFLECTOR LAMPs/MR16/PAR 16)
Commercial | Com ¦ LED EXTERIOR AREA LIGHTS - LED fixture (200W) | 2024 | SC A | GWh | After Competition Groups | 350.7746 | 9288972.6783 | 9.289 | 3673.581 | 0.095486 | 2 | Commercial_2024_SC A_GWh_After Competition Groups_2 | LED EXTERIOR AREA LIGHTS - LED fixture (200W) | 9.549% | 9.289 | 350.7746 | Commercial_2024_SC A_GWh_After Competition Groups_LED EXTERIOR AREA LIGHTS - LED fixture (200W)
Commercial | Com ¦ LED parking lot fixture | 2024 | SC A | GWh | After Competition Groups | 344.5954 | 12105762.523 | 12.1058 | 3673.581 | 0.093804 | 3 | Commercial_2024_SC A_GWh_After Competition Groups_3 | LED parking lot fixture | 9.38% | 12.1058 | 344.5954 | Commercial_2024_SC A_GWh_After Competition Groups_LED parking lot fixture
Commercial | Com ¦ LED Troffer/Surface/Suspended | 2024 | SC A | GWh | After Competition Groups | 327.3822 | 49898668.6419 | 49.8987 | 3673.581 | 0.089118 | 4 | Commercial_2024_SC A_GWh_After Competition Groups_4 | LED Troffer/Surface/Suspended | 8.912% | 49.8987 | 327.3822 | Commercial_2024_SC A_GWh_After Competition Groups_LED Troffer/Surface/Suspended
Commercial | Com ¦ LED Low/High Bay | 2024 | SC A | GWh | After Competition Groups | 311.2513 | 32605099.4096 | 32.6051 | 3673.581 | 0.084727 | 5 | Commercial_2024_SC A_GWh_After Competition Groups_5 | LED Low/High Bay | 8.473% | 32.6051 | 311.2513 | Commercial_2024_SC A_GWh_After Competition Groups_LED Low/High Bay
Commercial | Com ¦ LED Replacement Lamp (Tube) | 2024 | SC A | GWh | After Competition Groups | 265.0391 | 0 | 0 | 3673.581 | 0.072147 | 6 | Commercial_2024_SC A_GWh_After Competition Groups_6 | LED Replacement Lamp (Tube) | 7.215% | 0 | 265.0391 | Commercial_2024_SC A_GWh_After Competition Groups_LED Replacement Lamp (Tube)
Commercial | Com ¦ LED street light fixture | 2024 | SC A | GWh | After Competition Groups | 197.4303 | 12683697.0346 | 12.6837 | 3673.581 | 0.053743 | 7 | Commercial_2024_SC A_GWh_After Competition Groups_7 | LED street light fixture | 5.374% | 12.6837 | 197.4303 | Commercial_2024_SC A_GWh_After Competition Groups_LED street light fixture
Commercial | Com ¦ Building Recommissioning, Operations and Maintenance (O&M) Improvements | 2024 | SC A | GWh | After Competition Groups | 162.7304 | 990498.8145 | 0.9905 | 3673.581 | 0.044297 | 8 | Commercial_2024_SC A_GWh_After Competition Groups_8 | Building Recommissioning, Operations and Maintenance (O&M) Improvements | 4.43% | 0.9905 | 162.7304 | Commercial_2024_SC A_GWh_After Competition Groups_Building Recommissioning, Operations and Maintenance (O&M) Improvements
Commercial | Com ¦ Data Center Storage/Server Virtualization | 2024 | SC A | GWh | After Competition Groups | 126.8331 | 0 | 0 | 3673.581 | 0.034526 | 9 | Commercial_2024_SC A_GWh_After Competition Groups_9 | Data Center Storage/Server Virtualization | 3.453% | 0 | 126.8331 | Commercial_2024_SC A_GWh_After Competition Groups_Data Center Storage/Server Virtualization
Commercial | Com ¦ Furnace Tune-Up | 2024 | SC A | GWh | After Competition Groups | 106.5595 | 82171.0336 | 0.082171 | 3673.581 | 0.029007 | 10 | Commercial_2024_SC A_GWh_After Competition Groups_10 | Furnace Tune-Up | 2.901% | 0.082171 | 106.5595 | Commercial_2024_SC A_GWh_After Competition Groups_Furnace Tune-Up
Commercial | Com ¦ Reach-in Shaded Pole to ECM/PSC Evaporator Fan Motor | 2024 | SC A | GWh | After Competition Groups | 92.4311 | 2357766.3267 | 2.3578 | 3673.581 | 0.025161 | 11 | Commercial_2024_SC A_GWh_After Competition Groups_11 | Reach-in Shaded Pole to ECM/PSC Evaporator Fan Motor | 2.516% | 2.3578 | 92.4311 | Commercial_2024_SC A_GWh_After Competition Groups_Reach-in Shaded Pole to ECM/PSC Evaporator Fan Motor
Commercial | Com ¦ High Efficiency Air Source Heat Pump | 2024 | SC A | GWh | After Competition Groups | 90.0021 | 967922.5085 | 0.96792 | 3673.581 | 0.0245 | 12 | Commercial_2024_SC A_GWh_After Competition Groups_12 | High Efficiency Air Source Heat Pump | 2.45% | 0.96792 | 90.0021 | Commercial_2024_SC A_GWh_After Competition Groups_High Efficiency Air Source Heat Pump
Commercial | Com ¦ ENERGY STAR LED LAMPS (General Service Lamps) | 2024 | SC A | GWh | After Competition Groups | 80.2731 | 701804.4812 | 0.7018 | 3673.581 | 0.021851 | 13 | Commercial_2024_SC A_GWh_After Competition Groups_13 | ENERGY STAR LED LAMPS (General Service Lamps) | 2.185% | 0.7018 | 80.2731 | Commercial_2024_SC A_GWh_After Competition Groups_ENERGY STAR LED LAMPS (General Service Lamps)
Commercial | Com ¦ LED or Equivalent Sign Lighting | 2024 | SC A | GWh | After Competition Groups | 67.6677 | 3465438.085 | 3.4654 | 3673.581 | 0.01842 | 14 | Commercial_2024_SC A_GWh_After Competition Groups_14 | LED or Equivalent Sign Lighting | 1.842% | 3.4654 | 67.6677 | Commercial_2024_SC A_GWh_After Competition Groups_LED or Equivalent Sign Lighting
Commercial | Com ¦ Education and Capacity Building/Energy Behavior | 2024 | SC A | GWh | After Competition Groups | 59.6905 | 730395.1683 | 0.7304 | 3673.581 | 0.016249 | 15 | Commercial_2024_SC A_GWh_After Competition Groups_15 | Education and Capacity Building/Energy Behavior | 1.625% | 0.7304 | 59.6905 | Commercial_2024_SC A_GWh_After Competition Groups_Education and Capacity Building/Energy Behavior
Commercial | Com ¦ Strip Curtains | 2024 | SC A | GWh | After Competition Groups | 55.7925 | 125359.2385 | 0.12536 | 3673.581 | 0.015188 | 16 | Commercial_2024_SC A_GWh_After Competition Groups_16 | Strip Curtains | 1.519% | 0.12536 | 55.7925 | Commercial_2024_SC A_GWh_After Competition Groups_Strip Curtains
Commercial | Com ¦ Advanced BAS/Controllers | 2024 | SC A | GWh | After Competition Groups | 40.8549 | 195152.2788 | 0.19515 | 3673.581 | 0.011121 | 17 | Commercial_2024_SC A_GWh_After Competition Groups_17 | Advanced BAS/Controllers | 1.112% | 0.19515 | 40.8549 | Commercial_2024_SC A_GWh_After Competition Groups_Advanced BAS/Controllers
Commercial | Com ¦ Refrigerated Display Case Doors | 2024 | SC A | GWh | After Competition Groups | 39.482 | 3028180.8377 | 3.0282 | 3673.581 | 0.010748 | 18 | Commercial_2024_SC A_GWh_After Competition Groups_18 | Refrigerated Display Case Doors | 1.075% | 3.0282 | 39.482 | Commercial_2024_SC A_GWh_After Competition Groups_Refrigerated Display Case Doors
Commercial | Com ¦ Centrally controlled desktop PC/NETWORK PC POWER MANAGEMENT SOFTWARE | 2024 | SC A | GWh | After Competition Groups | 37.5763 | 582529.9866 | 0.58253 | 3673.581 | 0.010229 | 19 | Commercial_2024_SC A_GWh_After Competition Groups_19 | Centrally controlled desktop PC/NETWORK PC POWER MANAGEMENT SOFTWARE | 1.023% | 0.58253 | 37.5763 | Commercial_2024_SC A_GWh_After Competition Groups_Centrally controlled desktop PC/NETWORK PC POWER MANAGEMENT SOFTWARE
Commercial | Com ¦ Variable Frequency Drive (VFD) | 2024 | SC A | GWh | After Competition Groups | 35.5 | 1355865.1428 | 1.3559 | 3673.581 | 0.0096636 | 20 | Commercial_2024_SC A_GWh_After Competition Groups_20 | Variable Frequency Drive (VFD) | 0.9664% | 1.3559 | 35.5 | Commercial_2024_SC A_GWh_After Competition Groups_Variable Frequency Drive (VFD)
Commercial | Com ¦ VFD on Pumps | 2024 | SC A | GWh | After Competition Groups | 32.975 | 1295185.4283 | 1.2952 | 3673.581 | 0.0089763 | 21 | Commercial_2024_SC A_GWh_After Competition Groups_21 | VFD on Pumps | 0.8976% | 1.2952 | 32.975 | Commercial_2024_SC A_GWh_After Competition Groups_VFD on Pumps
Commercial | Com ¦ Demand Control Ventilation | 2024 | SC A | GWh | After Competition Groups | 32.7309 | 232731.6935 | 0.23273 | 3673.581 | 0.0089098 | 22 | Commercial_2024_SC A_GWh_After Competition Groups_22 | Demand Control Ventilation | 0.891% | 0.23273 | 32.7309 | Commercial_2024_SC A_GWh_After Competition Groups_Demand Control Ventilation
Commercial | Com ¦ Adaptive Thermostats | 2024 | SC A | GWh | After Competition Groups | 26.086 | 1247913.0808 | 1.2479 | 3673.581 | 0.007101 | 23 | Commercial_2024_SC A_GWh_After Competition Groups_23 | Adaptive Thermostats | 0.7101% | 1.2479 | 26.086 | Commercial_2024_SC A_GWh_After Competition Groups_Adaptive Thermostats
Commercial | Com ¦ Air Handler with Dedicated Outdoor Air Systems | 2024 | SC A | GWh | After Competition Groups | 17.425 | 0 | 0 | 3673.581 | 0.0047433 | 24 | Commercial_2024_SC A_GWh_After Competition Groups_24 | Air Handler with Dedicated Outdoor Air Systems | 0.4743% | 0 | 17.425 | Commercial_2024_SC A_GWh_After Competition Groups_Air Handler with Dedicated Outdoor Air Systems
Commercial | Com ¦ ECM MOTORS FOR EVAPORATOR FANS for refrigeration (WALK-IN) | 2024 | SC A | GWh | After Competition Groups | 16.5592 | 818146.9257 | 0.81815 | 3673.581 | 0.0045076 | 25 | Commercial_2024_SC A_GWh_After Competition Groups_25 | ECM MOTORS FOR EVAPORATOR FANS for refrigeration (WALK-IN) | 0.4508% | 0.81815 | 16.5592 | Commercial_2024_SC A_GWh_After Competition Groups_ECM MOTORS FOR EVAPORATOR FANS for refrigeration (WALK-IN)
Commercial | Com ¦ Condensing Unit Heaters or other Efficient Unit Heating System | 2024 | SC A | GWh | After Competition Groups | 16.0241 | 24664.249 | 0.024664 | 3673.581 | 0.004362 | 26 | Commercial_2024_SC A_GWh_After Competition Groups_26 | Condensing Unit Heaters or other Efficient Unit Heating System | 0.4362% | 0.024664 | 16.0241 | Commercial_2024_SC A_GWh_After Competition Groups_Condensing Unit Heaters or other Efficient Unit Heating System
Commercial | Com ¦ Refrigerated Display Case LED | 2024 | SC A | GWh | After Competition Groups | 15.2633 | 755105.4983 | 0.75511 | 3673.581 | 0.0041549 | 27 | Commercial_2024_SC A_GWh_After Competition Groups_27 | Refrigerated Display Case LED | 0.4155% | 0.75511 | 15.2633 | Commercial_2024_SC A_GWh_After Competition Groups_Refrigerated Display Case LED
Commercial | Com ¦ Demand Control Kitchen Ventilation | 2024 | SC A | GWh | After Competition Groups | 13.3192 | 70869.8403 | 0.07087 | 3673.581 | 0.0036257 | 28 | Commercial_2024_SC A_GWh_After Competition Groups_28 | Demand Control Kitchen Ventilation | 0.3626% | 0.07087 | 13.3192 | Commercial_2024_SC A_GWh_After Competition Groups_Demand Control Kitchen Ventilation
Commercial | Com ¦ Evaporator Fan Controls | 2024 | SC A | GWh | After Competition Groups | 13.2596 | 128006.1319 | 0.12801 | 3673.581 | 0.0036094 | 29 | Commercial_2024_SC A_GWh_After Competition Groups_29 | Evaporator Fan Controls | 0.3609% | 0.12801 | 13.2596 | Commercial_2024_SC A_GWh_After Competition Groups_Evaporator Fan Controls
Commercial | Com ¦ ENERGY STAR Griddle (74% eff) | 2024 | SC A | GWh | After Competition Groups | 12.1501 | 213820.3083 | 0.21382 | 3673.581 | 0.0033074 | 30 | Commercial_2024_SC A_GWh_After Competition Groups_30 | ENERGY STAR Griddle (74% eff) | 0.3307% | 0.21382 | 12.1501 | Commercial_2024_SC A_GWh_After Competition Groups_ENERGY STAR Griddle (74% eff)
Commercial | Com ¦ Freezer Case Light Sensor | 2024 | SC A | GWh | After Competition Groups | 11.2455 | 888009.3562 | 0.88801 | 3673.581 | 0.0030612 | 31 | Commercial_2024_SC A_GWh_After Competition Groups_31 | Freezer Case Light Sensor | 0.3061% | 0.88801 | 11.2455 | Commercial_2024_SC A_GWh_After Competition Groups_Freezer Case Light Sensor
Commercial | Com ¦ Occupancy Sensors | 2024 | SC A | GWh | After Competition Groups | 9.6738 | 4169.4203 | 0.0041694 | 3673.581 | 0.0026333 | 32 | Commercial_2024_SC A_GWh_After Competition Groups_32 | Occupancy Sensors | 0.2633% | 0.0041694 | 9.6738 | Commercial_2024_SC A_GWh_After Competition Groups_Occupancy Sensors
Commercial | Com ¦ Unitary Air-Conditioning Unit | 2024 | SC A | GWh | After Competition Groups | 8.3784 | 509078.8505 | 0.50908 | 3673.581 | 0.0022807 | 33 | Commercial_2024_SC A_GWh_After Competition Groups_33 | Unitary Air-Conditioning Unit | 0.2281% | 0.50908 | 8.3784 | Commercial_2024_SC A_GWh_After Competition Groups_Unitary Air-Conditioning Unit
Commercial | Com ¦ Chilled Water Optimization | 2024 | SC A | GWh | After Competition Groups | 7.7456 | 425833.0863 | 0.42583 | 3673.581 | 0.0021085 | 34 | Commercial_2024_SC A_GWh_After Competition Groups_34 | Chilled Water Optimization | 0.2108% | 0.42583 | 7.7456 | Commercial_2024_SC A_GWh_After Competition Groups_Chilled Water Optimization
Commercial | Com ¦ Door Gasket Freezer/Refrigerator | 2024 | SC A | GWh | After Competition Groups | 6.6441 | 350174.2389 | 0.35017 | 3673.581 | 0.0018086 | 35 | Commercial_2024_SC A_GWh_After Competition Groups_35 | Door Gasket Freezer/Refrigerator | 0.1809% | 0.35017 | 6.6441 | Commercial_2024_SC A_GWh_After Competition Groups_Door Gasket Freezer/Refrigerator
Commercial | Com ¦ Elec Storage WH 2.30 Et | 2024 | SC A | GWh | After Competition Groups | 5.1737 | 428737.6599 | 0.42874 | 3673.581 | 0.0014083 | 36 | Commercial_2024_SC A_GWh_After Competition Groups_36 | Elec Storage WH 2.30 Et | 0.1408% | 0.42874 | 5.1737 | Commercial_2024_SC A_GWh_After Competition Groups_Elec Storage WH 2.30 Et
Commercial | Com ¦ Temperature Adjustment in Commercial Freezers | 2024 | SC A | GWh | After Competition Groups | 5.0757 | 0 | 0 | 3673.581 | 0.0013817 | 37 | Commercial_2024_SC A_GWh_After Competition Groups_37 | Temperature Adjustment in Commercial Freezers | 0.1382% | 0 | 5.0757 | Commercial_2024_SC A_GWh_After Competition Groups_Temperature Adjustment in Commercial Freezers
Commercial | Com ¦ BEVERAGE VENDING MACHINE CONTROLS | 2024 | SC A | GWh | After Competition Groups | 4.5042 | 132250.7667 | 0.13225 | 3673.581 | 0.0012261 | 38 | Commercial_2024_SC A_GWh_After Competition Groups_38 | BEVERAGE VENDING MACHINE CONTROLS | 0.1226% | 0.13225 | 4.5042 | Commercial_2024_SC A_GWh_After Competition Groups_BEVERAGE VENDING MACHINE CONTROLS
Commercial | Com ¦ ENERGY STAR Fryer (84% eff) | 2024 | SC A | GWh | After Competition Groups | 4.364 | 147479.5671 | 0.14748 | 3673.581 | 0.0011879 | 39 | Commercial_2024_SC A_GWh_After Competition Groups_39 | ENERGY STAR Fryer (84% eff) | 0.1188% | 0.14748 | 4.364 | Commercial_2024_SC A_GWh_After Competition Groups_ENERGY STAR Fryer (84% eff)
Commercial | Com ¦ CO Sensors for parking garage exhaust fans | 2024 | SC A | GWh | After Competition Groups | 4.1661 | 243090.4841 | 0.24309 | 3673.581 | 0.0011341 | 40 | Commercial_2024_SC A_GWh_After Competition Groups_40 | CO Sensors for parking garage exhaust fans | 0.1134% | 0.24309 | 4.1661 | Commercial_2024_SC A_GWh_After Competition Groups_CO Sensors for parking garage exhaust fans
Commercial | Com ¦ Outside Air Economizer | 2024 | SC A | GWh | After Competition Groups | 4.0422 | 86981.3412 | 0.086981 | 3673.581 | 0.0011004 | 41 | Commercial_2024_SC A_GWh_After Competition Groups_41 | Outside Air Economizer | 0.11% | 0.086981 | 4.0422 | Commercial_2024_SC A_GWh_After Competition Groups_Outside Air Economizer
Commercial | Com ¦ Energy Efficient Laboratory Fume Hood | 2024 | SC A | GWh | After Competition Groups | 3.9676 | 257903.5101 | 0.2579 | 3673.581 | 0.00108 | 42 | Commercial_2024_SC A_GWh_After Competition Groups_42 | Energy Efficient Laboratory Fume Hood | 0.108% | 0.2579 | 3.9676 | Commercial_2024_SC A_GWh_After Competition Groups_Energy Efficient Laboratory Fume Hood
Commercial | Com ¦ Vertical Night Covers | 2024 | SC A | GWh | After Competition Groups | 3.852 | 95801.9361 | 0.095802 | 3673.581 | 0.0010486 | 43 | Commercial_2024_SC A_GWh_After Competition Groups_43 | Vertical Night Covers | 0.1049% | 0.095802 | 3.852 | Commercial_2024_SC A_GWh_After Competition Groups_Vertical Night Covers
Commercial | Com ¦ Duct Insulation, R8 | 2024 | SC A | GWh | After Competition Groups | 3.499 | 223890.1445 | 0.22389 | 3673.581 | 0.00095246 | 44 | Commercial_2024_SC A_GWh_After Competition Groups_44 | Duct Insulation, R8 | 0.09525% | 0.22389 | 3.499 | Commercial_2024_SC A_GWh_After Competition Groups_Duct Insulation, R8
Commercial | Com ¦ Water Heating (DHW) Pipe Insulation (Add 3/4\ Foam)" | 2024 | SC A | GWh | After Competition Groups | 3.4045 | 174918.5506 | 0.17492 | 3673.581 | 0.00092676 | 45 | Commercial_2024_SC A_GWh_After Competition Groups_45 | Water Heating (DHW) Pipe Insulation (Add 3/4\ Foam)" | 0.09268% | 0.17492 | 3.4045 | Commercial_2024_SC A_GWh_After Competition Groups_Water Heating (DHW) Pipe Insulation (Add 3/4\ Foam)"
Commercial | Com ¦ Water Source Heat Pump (4 ton) | 2024 | SC A | GWh | After Competition Groups | 2.4523 | 166403.6506 | 0.1664 | 3673.581 | 0.00066754 | 46 | Commercial_2024_SC A_GWh_After Competition Groups_46 | Water Source Heat Pump (4 ton) | 0.06675% | 0.1664 | 2.4523 | Commercial_2024_SC A_GWh_After Competition Groups_Water Source Heat Pump (4 ton)
Commercial | Com ¦ Suction Pipe Insulation Freezer/Refrigerator | 2024 | SC A | GWh | After Competition Groups | 2.0846 | 96761.4292 | 0.096761 | 3673.581 | 0.00056747 | 47 | Commercial_2024_SC A_GWh_After Competition Groups_47 | Suction Pipe Insulation Freezer/Refrigerator | 0.05675% | 0.096761 | 2.0846 | Commercial_2024_SC A_GWh_After Competition Groups_Suction Pipe Insulation Freezer/Refrigerator
Commercial | Com ¦ ENERGY STAR Steam Cookers | 2024 | SC A | GWh | After Competition Groups | 2.0826 | 77638.8468 | 0.077639 | 3673.581 | 0.00056691 | 48 | Commercial_2024_SC A_GWh_After Competition Groups_48 | ENERGY STAR Steam Cookers | 0.05669% | 0.077639 | 2.0826 | Commercial_2024_SC A_GWh_After Competition Groups_ENERGY STAR Steam Cookers
Commercial | Com ¦ ENERGY STAR Dishwasher | 2024 | SC A | GWh | After Competition Groups | 2.0668 | 27948.7228 | 0.027949 | 3673.581 | 0.00056261 | 49 | Commercial_2024_SC A_GWh_After Competition Groups_49 | ENERGY STAR Dishwasher | 0.05626% | 0.027949 | 2.0668 | Commercial_2024_SC A_GWh_After Competition Groups_ENERGY STAR Dishwasher
Commercial | Com ¦ Thermostat Setback | 2024 | SC A | GWh | After Competition Groups | 1.6134 | 0 | 0 | 3673.581 | 0.0004392 | 50 | Commercial_2024_SC A_GWh_After Competition Groups_50 | Thermostat Setback | 0.04392% | 0 | 1.6134 | Commercial_2024_SC A_GWh_After Competition Groups_Thermostat Setback
Commercial | Com ¦ Ozone Laundry Treatment | 2024 | SC A | GWh | After Competition Groups | 0.83681 | 46837.9435 | 0.046838 | 3673.581 | 0.00022779 | 51 | Commercial_2024_SC A_GWh_After Competition Groups_51 | Ozone Laundry Treatment | 0.02278% | 0.046838 | 0.83681 | Commercial_2024_SC A_GWh_After Competition Groups_Ozone Laundry Treatment
Commercial | Com ¦ Demand controlled Circulating Systems | 2024 | SC A | GWh | After Competition Groups | 0.71304 | 0 | 0 | 3673.581 | 0.0001941 | 52 | Commercial_2024_SC A_GWh_After Competition Groups_52 | Demand controlled Circulating Systems | 0.01941% | 0 | 0.71304 | Commercial_2024_SC A_GWh_After Competition Groups_Demand controlled Circulating Systems
Commercial | Com ¦ ECM MOTORS FOR HVAC APPLICATION (FAN-POWERED VAV BOX) | 2024 | SC A | GWh | After Competition Groups | 0.51786 | 26337.4136 | 0.026337 | 3673.581 | 0.00014097 | 53 | Commercial_2024_SC A_GWh_After Competition Groups_53 | ECM MOTORS FOR HVAC APPLICATION (FAN-POWERED VAV BOX) | 0.0141% | 0.026337 | 0.51786 | Commercial_2024_SC A_GWh_After Competition Groups_ECM MOTORS FOR HVAC APPLICATION (FAN-POWERED VAV BOX)
Commercial | Com ¦ Condensing Make Up Air Unit | 2024 | SC A | GWh | After Competition Groups | 0.4303 | 58713.5017 | 0.058714 | 3673.581 | 0.00011713 | 54 | Commercial_2024_SC A_GWh_After Competition Groups_54 | Condensing Make Up Air Unit | 0.01171% | 0.058714 | 0.4303 | Commercial_2024_SC A_GWh_After Competition Groups_Condensing Make Up Air Unit
Commercial | Com ¦ CEE Tier 2/Energy Star Clothes Washers | 2024 | SC A | GWh | After Competition Groups | 0.41882 | 11853.3712 | 0.011853 | 3673.581 | 0.00011401 | 55 | Commercial_2024_SC A_GWh_After Competition Groups_55 | CEE Tier 2/Energy Star Clothes Washers | 0.0114% | 0.011853 | 0.41882 | Commercial_2024_SC A_GWh_After Competition Groups_CEE Tier 2/Energy Star Clothes Washers
Commercial | Com ¦ Low Flow Pre-Rinse Spray Nozzle | 2024 | SC A | GWh | After Competition Groups | 0.23512 | 3277.2157 | 0.0032772 | 3673.581 | 6.4002e-05 | 56 | Commercial_2024_SC A_GWh_After Competition Groups_56 | Low Flow Pre-Rinse Spray Nozzle | 0.0064% | 0.0032772 | 0.23512 | Commercial_2024_SC A_GWh_After Competition Groups_Low Flow Pre-Rinse Spray Nozzle
Commercial | Com ¦ Auto Off Time Switch or Time Clock control | 2024 | SC A | GWh | After Competition Groups | 0.19976 | 53.1093 | 5.3109e-05 | 3673.581 | 5.4377e-05 | 57 | Commercial_2024_SC A_GWh_After Competition Groups_57 | Auto Off Time Switch or Time Clock control | 0.005438% | 5.3109e-05 | 0.19976 | Commercial_2024_SC A_GWh_After Competition Groups_Auto Off Time Switch or Time Clock control
Commercial | COM ¦ Ductless Mini-Split Heat Pumps | 2024 | SC A | GWh | After Competition Groups | 0.17439 | 116.2829 | 0.00011628 | 3673.581 | 4.7472e-05 | 58 | Commercial_2024_SC A_GWh_After Competition Groups_58 | Ductless Mini-Split Heat Pumps | 0.004747% | 0.00011628 | 0.17439 | Commercial_2024_SC A_GWh_After Competition Groups_Ductless Mini-Split Heat Pumps
Commercial | Com ¦ HVAC Optimization | 2024 | SC A | GWh | After Competition Groups | 0.17381 | 224.3758 | 0.00022438 | 3673.581 | 4.7312e-05 | 59 | Commercial_2024_SC A_GWh_After Competition Groups_59 | HVAC Optimization | 0.004731% | 0.00022438 | 0.17381 | Commercial_2024_SC A_GWh_After Competition Groups_HVAC Optimization
Commercial | Com ¦ Notched V belts for HVAC Systems | 2024 | SC A | GWh | After Competition Groups | 0.15747 | 8522.2816 | 0.0085223 | 3673.581 | 4.2866e-05 | 60 | Commercial_2024_SC A_GWh_After Competition Groups_60 | Notched V belts for HVAC Systems | 0.004287% | 0.0085223 | 0.15747 | Commercial_2024_SC A_GWh_After Competition Groups_Notched V belts for HVAC Systems
Commercial | Com ¦ Solar Water Preheat (Pools/DHW) | 2024 | SC A | GWh | After Competition Groups | 0.10551 | 871.1051 | 0.00087111 | 3673.581 | 2.8723e-05 | 61 | Commercial_2024_SC A_GWh_After Competition Groups_61 | Solar Water Preheat (Pools/DHW) | 0.002872% | 0.00087111 | 0.10551 | Commercial_2024_SC A_GWh_After Competition Groups_Solar Water Preheat (Pools/DHW)
Commercial | Com ¦ PTAC (12 EER/10,000 BTU) | 2024 | SC A | GWh | After Competition Groups | 0.086336 | 5102.5658 | 0.0051026 | 3673.581 | 2.3502e-05 | 62 | Commercial_2024_SC A_GWh_After Competition Groups_62 | PTAC (12 EER/10,000 BTU) | 0.00235% | 0.0051026 | 0.086336 | Commercial_2024_SC A_GWh_After Competition Groups_PTAC (12 EER/10,000 BTU)
Commercial | Com ¦ Commercial Hot Food Holding Cabinets | 2024 | SC A | GWh | After Competition Groups | 0.077376 | 1786.6062 | 0.0017866 | 3673.581 | 2.1063e-05 | 63 | Commercial_2024_SC A_GWh_After Competition Groups_63 | Commercial Hot Food Holding Cabinets | 0.002106% | 0.0017866 | 0.077376 | Commercial_2024_SC A_GWh_After Competition Groups_Commercial Hot Food Holding Cabinets
Commercial | Com ¦ Air Curtains | 2024 | SC A | GWh | After Competition Groups | 0.052929 | 2954.2682 | 0.0029543 | 3673.581 | 1.4408e-05 | 64 | Commercial_2024_SC A_GWh_After Competition Groups_64 | Air Curtains | 0.001441% | 0.0029543 | 0.052929 | Commercial_2024_SC A_GWh_After Competition Groups_Air Curtains
Commercial | Com ¦ Wall Insulation | 2024 | SC A | GWh | After Competition Groups | 0.03175 | 34.9514 | 3.4951e-05 | 3673.581 | 8.6427e-06 | 65 | Commercial_2024_SC A_GWh_After Competition Groups_65 | Wall Insulation | 0.0008643% | 3.4951e-05 | 0.03175 | Commercial_2024_SC A_GWh_After Competition Groups_Wall Insulation
Commercial | Com ¦ LLLC - Low Impact Application | 2024 | SC A | GWh | After Competition Groups | 0.023859 | 344.5412 | 0.00034454 | 3673.581 | 6.4948e-06 | 66 | Commercial_2024_SC A_GWh_After Competition Groups_66 | LLLC - Low Impact Application | 0.0006495% | 0.00034454 | 0.023859 | Commercial_2024_SC A_GWh_After Competition Groups_LLLC - Low Impact Application
Commercial | Com ¦ LLLC - High Impact Application | 2024 | SC A | GWh | After Competition Groups | 0.022669 | 218.5778 | 0.00021858 | 3673.581 | 6.1709e-06 | 67 | Commercial_2024_SC A_GWh_After Competition Groups_67 | LLLC - High Impact Application | 0.0006171% | 0.00021858 | 0.022669 | Commercial_2024_SC A_GWh_After Competition Groups_LLLC - High Impact Application
Commercial | Com ¦ Energy Recovery Ventilation and Ventilation (Enhanced) | 2024 | SC A | GWh | After Competition Groups | 0.012288 | 0 | 0 | 3673.581 | 3.3449e-06 | 68 | Commercial_2024_SC A_GWh_After Competition Groups_68 | Energy Recovery Ventilation and Ventilation (Enhanced) | 0.0003345% | 0 | 0.012288 | Commercial_2024_SC A_GWh_After Competition Groups_Energy Recovery Ventilation and Ventilation (Enhanced)
Commercial | Com ¦ VSD Air Compressor | 2024 | SC A | GWh | After Competition Groups | 0.011094 | 434.5153 | 0.00043452 | 3673.581 | 3.02e-06 | 69 | Commercial_2024_SC A_GWh_After Competition Groups_69 | VSD Air Compressor | 0.000302% | 0.00043452 | 0.011094 | Commercial_2024_SC A_GWh_After Competition Groups_VSD Air Compressor
Commercial | Com ¦ EC Plug Fan for Data Center (under cabinet) | 2024 | SC A | GWh | After Competition Groups | 0.0053945 | 463.2321 | 0.00046323 | 3673.581 | 1.4685e-06 | 70 | Commercial_2024_SC A_GWh_After Competition Groups_70 | EC Plug Fan for Data Center (under cabinet) | 0.0001468% | 0.00046323 | 0.0053945 | Commercial_2024_SC A_GWh_After Competition Groups_EC Plug Fan for Data Center (under cabinet)
Commercial | Com ¦ Room AC (w/ louvered sides) 14 SEER from 12 SEER code | 2024 | SC A | GWh | After Competition Groups | 0.0037257 | 265.4502 | 0.00026545 | 3673.581 | 1.0142e-06 | 71 | Commercial_2024_SC A_GWh_After Competition Groups_71 | Room AC (w/ louvered sides) 14 SEER from 12 SEER code | 0.0001014% | 0.00026545 | 0.0037257 | Commercial_2024_SC A_GWh_After Competition Groups_Room AC (w/ louvered sides) 14 SEER from 12 SEER code
Commercial | Com ¦ High Efficiency Chiller (avg of water and air cooled) | 2024 | SC A | GWh | After Competition Groups | 0.0023044 | 168.5596 | 0.00016856 | 3673.581 | 6.273e-07 | 72 | Commercial_2024_SC A_GWh_After Competition Groups_72 | High Efficiency Chiller (avg of water and air cooled) | 6.273e-05% | 0.00016856 | 0.0023044 | Commercial_2024_SC A_GWh_After Competition Groups_High Efficiency Chiller (avg of water and air cooled)
Commercial | Com ¦ Electric Convection Combination Ovens | 2024 | SC A | GWh | After Competition Groups | 0.0012814 | 3.6028 | 3.6028e-06 | 3673.581 | 3.4883e-07 | 73 | Commercial_2024_SC A_GWh_After Competition Groups_73 | Electric Convection Combination Ovens | 3.488e-05% | 3.6028e-06 | 0.0012814 | Commercial_2024_SC A_GWh_After Competition Groups_Electric Convection Combination Ovens
Commercial | Com ¦ Networked/Connected - High Impact Application | 2024 | SC A | GWh | After Competition Groups | 0.00054424 | 4.057 | 4.057e-06 | 3673.581 | 1.4815e-07 | 74 | Commercial_2024_SC A_GWh_After Competition Groups_74 | Networked/Connected - High Impact Application | 1.481e-05% | 4.057e-06 | 0.00054424 | Commercial_2024_SC A_GWh_After Competition Groups_Networked/Connected - High Impact Application
Commercial | Com ¦ High Efficiency Small Instantaneous Water Heater | 2024 | SC A | GWh | After Competition Groups | 7.4527e-05 | 5.6918 | 5.6918e-06 | 3673.581 | 2.0287e-08 | 75 | Commercial_2024_SC A_GWh_After Competition Groups_75 | High Efficiency Small Instantaneous Water Heater | 2.029e-06% | 5.6918e-06 | 7.4527e-05 | Commercial_2024_SC A_GWh_After Competition Groups_High Efficiency Small Instantaneous Water Heater
Commercial | Com ¦ Networked/Connected - Low Impact Application | 2024 | SC A | GWh | After Competition Groups | 2.4854e-05 | 0.35994 | 3.5994e-07 | 3673.581 | 6.7657e-09 | 76 | Commercial_2024_SC A_GWh_After Competition Groups_76 | Networked/Connected - Low Impact Application | 6.766e-07% | 3.5994e-07 | 2.4854e-05 | Commercial_2024_SC A_GWh_After Competition Groups_Networked/Connected - Low Impact Application
Commercial | Com ¦ Efficient compressor motor | 2024 | SC A | GWh | After Competition Groups | 0 | 0 | 0 | 3673.581 | 0 | 77 | Commercial_2024_SC A_GWh_After Competition Groups_77 | Efficient compressor motor | 0% | 0 | 0 | Commercial_2024_SC A_GWh_After Competition Groups_Efficient compressor motor
Commercial | Com ¦ Indoor Daylight Sensors/Photocell Dimming Control | 2024 | SC A | GWh | After Competition Groups | 0 | 0 | 0 | 3673.581 | 0 | 78 | Commercial_2024_SC A_GWh_After Competition Groups_78 | Indoor Daylight Sensors/Photocell Dimming Control | 0% | 0 | 0 | Commercial_2024_SC A_GWh_After Competition Groups_Indoor Daylight Sensors/Photocell Dimming Control
Commercial | Com ¦ LED RECESSED DOWNLIGHTS | 2024 | SC A | GWh | After Competition Groups | 0 | 0 | 0 | 3673.581 | 0 | 79 | Commercial_2024_SC A_GWh_After Competition Groups_79 | LED RECESSED DOWNLIGHTS | 0% | 0 | 0 | Commercial_2024_SC A_GWh_After Competition Groups_LED RECESSED DOWNLIGHTS
Commercial | Com ¦ Variable Refrigerant Flow Heat Pump | 2024 | SC A | GWh | After Competition Groups | 0 | 0 | 0 | 3673.581 | 0 | 80 | Commercial_2024_SC A_GWh_After Competition Groups_80 | Variable Refrigerant Flow Heat Pump | 0% | 0 | 0 | Commercial_2024_SC A_GWh_After Competition Groups_Variable Refrigerant Flow Heat Pump
Commercial | Com ¦ ENERGY STAR LED LAMPS (REFLECTOR LAMPs/MR16/PAR 16) | 2024 | SC B | GWh | After Competition Groups | 585.5917 | 5310036.4575 | 5.31 | 4899.2142 | 0.11953 | 1 | Commercial_2024_SC B_GWh_After Competition Groups_1 | ENERGY STAR LED LAMPS (REFLECTOR LAMPs/MR16/PAR 16) | 11.95% | 5.31 | 585.5917 | Commercial_2024_SC B_GWh_After Competition Groups_ENERGY STAR LED LAMPS (REFLECTOR LAMPs/MR16/PAR 16)
Commercial | Com ¦ LED Troffer/Surface/Suspended | 2024 | SC B | GWh | After Competition Groups | 367.5218 | 68822652.7788 | 68.8227 | 4899.2142 | 0.075016 | 2 | Commercial_2024_SC B_GWh_After Competition Groups_2 | LED Troffer/Surface/Suspended | 7.502% | 68.8227 | 367.5218 | Commercial_2024_SC B_GWh_After Competition Groups_LED Troffer/Surface/Suspended
Commercial | Com ¦ LED Low/High Bay | 2024 | SC B | GWh | After Competition Groups | 351.9899 | 54068306.0443 | 54.0683 | 4899.2142 | 0.071846 | 3 | Commercial_2024_SC B_GWh_After Competition Groups_3 | LED Low/High Bay | 7.185% | 54.0683 | 351.9899 | Commercial_2024_SC B_GWh_After Competition Groups_LED Low/High Bay
Commercial | Com ¦ LED EXTERIOR AREA LIGHTS - LED fixture (200W) | 2024 | SC B | GWh | After Competition Groups | 350.8009 | 9288306.0227 | 9.2883 | 4899.2142 | 0.071604 | 4 | Commercial_2024_SC B_GWh_After Competition Groups_4 | LED EXTERIOR AREA LIGHTS - LED fixture (200W) | 7.16% | 9.2883 | 350.8009 | Commercial_2024_SC B_GWh_After Competition Groups_LED EXTERIOR AREA LIGHTS - LED fixture (200W)
Commercial | Com ¦ LED parking lot fixture | 2024 | SC B | GWh | After Competition Groups | 344.5954 | 12104551.9467 | 12.1046 | 4899.2142 | 0.070337 | 5 | Commercial_2024_SC B_GWh_After Competition Groups_5 | LED parking lot fixture | 7.034% | 12.1046 | 344.5954 | Commercial_2024_SC B_GWh_After Competition Groups_LED parking lot fixture
Commercial | Com ¦ Education and Capacity Building/Energy Behavior | 2024 | SC B | GWh | After Competition Groups | 298.4526 | 3651975.8416 | 3.652 | 4899.2142 | 0.060918 | 6 | Commercial_2024_SC B_GWh_After Competition Groups_6 | Education and Capacity Building/Energy Behavior | 6.092% | 3.652 | 298.4526 | Commercial_2024_SC B_GWh_After Competition Groups_Education and Capacity Building/Energy Behavior
Commercial | Com ¦ Furnace Tune-Up | 2024 | SC B | GWh | After Competition Groups | 278.6254 | 200561.0348 | 0.20056 | 4899.2142 | 0.056871 | 7 | Commercial_2024_SC B_GWh_After Competition Groups_7 | Furnace Tune-Up | 5.687% | 0.20056 | 278.6254 | Commercial_2024_SC B_GWh_After Competition Groups_Furnace Tune-Up
Commercial | Com ¦ LED Replacement Lamp (Tube) | 2024 | SC B | GWh | After Competition Groups | 265.0391 | 0 | 0 | 4899.2142 | 0.054098 | 8 | Commercial_2024_SC B_GWh_After Competition Groups_8 | LED Replacement Lamp (Tube) | 5.41% | 0 | 265.0391 | Commercial_2024_SC B_GWh_After Competition Groups_LED Replacement Lamp (Tube)
Commercial | Com ¦ Building Recommissioning, Operations and Maintenance (O&M) Improvements | 2024 | SC B | GWh | After Competition Groups | 229.1794 | 2188527.7085 | 2.1885 | 4899.2142 | 0.046779 | 9 | Commercial_2024_SC B_GWh_After Competition Groups_9 | Building Recommissioning, Operations and Maintenance (O&M) Improvements | 4.678% | 2.1885 | 229.1794 | Commercial_2024_SC B_GWh_After Competition Groups_Building Recommissioning, Operations and Maintenance (O&M) Improvements
Commercial | Com ¦ LED street light fixture | 2024 | SC B | GWh | After Competition Groups | 201.0631 | 17437097.4965 | 17.4371 | 4899.2142 | 0.04104 | 10 | Commercial_2024_SC B_GWh_After Competition Groups_10 | LED street light fixture | 4.104% | 17.4371 | 201.0631 | Commercial_2024_SC B_GWh_After Competition Groups_LED street light fixture
Commercial | Com ¦ Data Center Storage/Server Virtualization | 2024 | SC B | GWh | After Competition Groups | 149.6714 | 0 | 0 | 4899.2142 | 0.03055 | 11 | Commercial_2024_SC B_GWh_After Competition Groups_11 | Data Center Storage/Server Virtualization | 3.055% | 0 | 149.6714 | Commercial_2024_SC B_GWh_After Competition Groups_Data Center Storage/Server Virtualization
Commercial | Com ¦ Strip Curtains | 2024 | SC B | GWh | After Competition Groups | 109.0245 | 260966.1059 | 0.26097 | 4899.2142 | 0.022253 | 12 | Commercial_2024_SC B_GWh_After Competition Groups_12 | Strip Curtains | 2.225% | 0.26097 | 109.0245 | Commercial_2024_SC B_GWh_After Competition Groups_Strip Curtains
Commercial | Com ¦ Reach-in Shaded Pole to ECM/PSC Evaporator Fan Motor | 2024 | SC B | GWh | After Competition Groups | 100.9214 | 2681409.2548 | 2.6814 | 4899.2142 | 0.0206 | 13 | Commercial_2024_SC B_GWh_After Competition Groups_13 | Reach-in Shaded Pole to ECM/PSC Evaporator Fan Motor | 2.06% | 2.6814 | 100.9214 | Commercial_2024_SC B_GWh_After Competition Groups_Reach-in Shaded Pole to ECM/PSC Evaporator Fan Motor
Commercial | Com ¦ Demand Control Ventilation | 2024 | SC B | GWh | After Competition Groups | 94.8464 | 5436053.835 | 5.4361 | 4899.2142 | 0.01936 | 14 | Commercial_2024_SC B_GWh_After Competition Groups_14 | Demand Control Ventilation | 1.936% | 5.4361 | 94.8464 | Commercial_2024_SC B_GWh_After Competition Groups_Demand Control Ventilation
Commercial | Com ¦ Variable Frequency Drive (VFD) | 2024 | SC B | GWh | After Competition Groups | 92.7774 | 3309433.2797 | 3.3094 | 4899.2142 | 0.018937 | 15 | Commercial_2024_SC B_GWh_After Competition Groups_15 | Variable Frequency Drive (VFD) | 1.894% | 3.3094 | 92.7774 | Commercial_2024_SC B_GWh_After Competition Groups_Variable Frequency Drive (VFD)
Commercial | Com ¦ LED or Equivalent Sign Lighting | 2024 | SC B | GWh | After Competition Groups | 90.4551 | 15857656.0364 | 15.8577 | 4899.2142 | 0.018463 | 16 | Commercial_2024_SC B_GWh_After Competition Groups_16 | LED or Equivalent Sign Lighting | 1.846% | 15.8577 | 90.4551 | Commercial_2024_SC B_GWh_After Competition Groups_LED or Equivalent Sign Lighting
Commercial | Com ¦ High Efficiency Air Source Heat Pump | 2024 | SC B | GWh | After Competition Groups | 90.0019 | 967822.8733 | 0.96782 | 4899.2142 | 0.018371 | 17 | Commercial_2024_SC B_GWh_After Competition Groups_17 | High Efficiency Air Source Heat Pump | 1.837% | 0.96782 | 90.0019 | Commercial_2024_SC B_GWh_After Competition Groups_High Efficiency Air Source Heat Pump
Commercial | Com ¦ VFD on Pumps | 2024 | SC B | GWh | After Competition Groups | 86.6597 | 3362755.5091 | 3.3628 | 4899.2142 | 0.017688 | 18 | Commercial_2024_SC B_GWh_After Competition Groups_18 | VFD on Pumps | 1.769% | 3.3628 | 86.6597 | Commercial_2024_SC B_GWh_After Competition Groups_VFD on Pumps
Commercial | Com ¦ ENERGY STAR LED LAMPS (General Service Lamps) | 2024 | SC B | GWh | After Competition Groups | 80.2731 | 701804.791 | 0.7018 | 4899.2142 | 0.016385 | 19 | Commercial_2024_SC B_GWh_After Competition Groups_19 | ENERGY STAR LED LAMPS (General Service Lamps) | 1.638% | 0.7018 | 80.2731 | Commercial_2024_SC B_GWh_After Competition Groups_ENERGY STAR LED LAMPS (General Service Lamps)
Commercial | Com ¦ Centrally controlled desktop PC/NETWORK PC POWER MANAGEMENT SOFTWARE | 2024 | SC B | GWh | After Competition Groups | 71.0772 | 1126191.2446 | 1.1262 | 4899.2142 | 0.014508 | 20 | Commercial_2024_SC B_GWh_After Competition Groups_20 | Centrally controlled desktop PC/NETWORK PC POWER MANAGEMENT SOFTWARE | 1.451% | 1.1262 | 71.0772 | Commercial_2024_SC B_GWh_After Competition Groups_Centrally controlled desktop PC/NETWORK PC POWER MANAGEMENT SOFTWARE
Commercial | Com ¦ Air Handler with Dedicated Outdoor Air Systems | 2024 | SC B | GWh | After Competition Groups | 69.9038 | 0 | 0 | 4899.2142 | 0.014268 | 21 | Commercial_2024_SC B_GWh_After Competition Groups_21 | Air Handler with Dedicated Outdoor Air Systems | 1.427% | 0 | 69.9038 | Commercial_2024_SC B_GWh_After Competition Groups_Air Handler with Dedicated Outdoor Air Systems
Commercial | Com ¦ Refrigerated Display Case Doors | 2024 | SC B | GWh | After Competition Groups | 65.9562 | 13221255.2856 | 13.2213 | 4899.2142 | 0.013463 | 22 | Commercial_2024_SC B_GWh_After Competition Groups_22 | Refrigerated Display Case Doors | 1.346% | 13.2213 | 65.9562 | Commercial_2024_SC B_GWh_After Competition Groups_Refrigerated Display Case Doors
Commercial | Com ¦ Adaptive Thermostats | 2024 | SC B | GWh | After Competition Groups | 61.1237 | 5123904.8872 | 5.1239 | 4899.2142 | 0.012476 | 23 | Commercial_2024_SC B_GWh_After Competition Groups_23 | Adaptive Thermostats | 1.248% | 5.1239 | 61.1237 | Commercial_2024_SC B_GWh_After Competition Groups_Adaptive Thermostats
Commercial | Com ¦ Advanced BAS/Controllers | 2024 | SC B | GWh | After Competition Groups | 53.8177 | 509787.6239 | 0.50979 | 4899.2142 | 0.010985 | 24 | Commercial_2024_SC B_GWh_After Competition Groups_24 | Advanced BAS/Controllers | 1.098% | 0.50979 | 53.8177 | Commercial_2024_SC B_GWh_After Competition Groups_Advanced BAS/Controllers
Commercial | Com ¦ ECM MOTORS FOR EVAPORATOR FANS for refrigeration (WALK-IN) | 2024 | SC B | GWh | After Competition Groups | 43.3409 | 2002780.3353 | 2.0028 | 4899.2142 | 0.0088465 | 25 | Commercial_2024_SC B_GWh_After Competition Groups_25 | ECM MOTORS FOR EVAPORATOR FANS for refrigeration (WALK-IN) | 0.8847% | 2.0028 | 43.3409 | Commercial_2024_SC B_GWh_After Competition Groups_ECM MOTORS FOR EVAPORATOR FANS for refrigeration (WALK-IN)
Commercial | Com ¦ Condensing Unit Heaters or other Efficient Unit Heating System | 2024 | SC B | GWh | After Competition Groups | 41.9019 | 60206.3314 | 0.060206 | 4899.2142 | 0.0085528 | 26 | Commercial_2024_SC B_GWh_After Competition Groups_26 | Condensing Unit Heaters or other Efficient Unit Heating System | 0.8553% | 0.060206 | 41.9019 | Commercial_2024_SC B_GWh_After Competition Groups_Condensing Unit Heaters or other Efficient Unit Heating System
Commercial | Com ¦ Freezer Case Light Sensor | 2024 | SC B | GWh | After Competition Groups | 35.5884 | 4402178.0362 | 4.4022 | 4899.2142 | 0.0072641 | 27 | Commercial_2024_SC B_GWh_After Competition Groups_27 | Freezer Case Light Sensor | 0.7264% | 4.4022 | 35.5884 | Commercial_2024_SC B_GWh_After Competition Groups_Freezer Case Light Sensor
Commercial | Com ¦ Evaporator Fan Controls | 2024 | SC B | GWh | After Competition Groups | 34.7162 | 313664.2251 | 0.31366 | 4899.2142 | 0.0070861 | 28 | Commercial_2024_SC B_GWh_After Competition Groups_28 | Evaporator Fan Controls | 0.7086% | 0.31366 | 34.7162 | Commercial_2024_SC B_GWh_After Competition Groups_Evaporator Fan Controls
Commercial | Com ¦ Demand Control Kitchen Ventilation | 2024 | SC B | GWh | After Competition Groups | 29.2813 | 165123.8575 | 0.16512 | 4899.2142 | 0.0059767 | 29 | Commercial_2024_SC B_GWh_After Competition Groups_29 | Demand Control Kitchen Ventilation | 0.5977% | 0.16512 | 29.2813 | Commercial_2024_SC B_GWh_After Competition Groups_Demand Control Kitchen Ventilation
Commercial | Com ¦ Unitary Air-Conditioning Unit | 2024 | SC B | GWh | After Competition Groups | 26.1406 | 7639069.0087 | 7.6391 | 4899.2142 | 0.0053357 | 30 | Commercial_2024_SC B_GWh_After Competition Groups_30 | Unitary Air-Conditioning Unit | 0.5336% | 7.6391 | 26.1406 | Commercial_2024_SC B_GWh_After Competition Groups_Unitary Air-Conditioning Unit
Commercial | Com ¦ Refrigerated Display Case LED | 2024 | SC B | GWh | After Competition Groups | 24.123 | 3877109.8025 | 3.8771 | 4899.2142 | 0.0049238 | 31 | Commercial_2024_SC B_GWh_After Competition Groups_31 | Refrigerated Display Case LED | 0.4924% | 3.8771 | 24.123 | Commercial_2024_SC B_GWh_After Competition Groups_Refrigerated Display Case LED
Commercial | Com ¦ Door Gasket Freezer/Refrigerator | 2024 | SC B | GWh | After Competition Groups | 17.0182 | 1919479.1643 | 1.9195 | 4899.2142 | 0.0034737 | 32 | Commercial_2024_SC B_GWh_After Competition Groups_32 | Door Gasket Freezer/Refrigerator | 0.3474% | 1.9195 | 17.0182 | Commercial_2024_SC B_GWh_After Competition Groups_Door Gasket Freezer/Refrigerator
Commercial | Com ¦ Temperature Adjustment in Commercial Freezers | 2024 | SC B | GWh | After Competition Groups | 13.288 | 0 | 0 | 4899.2142 | 0.0027123 | 33 | Commercial_2024_SC B_GWh_After Competition Groups_33 | Temperature Adjustment in Commercial Freezers | 0.2712% | 0 | 13.288 | Commercial_2024_SC B_GWh_After Competition Groups_Temperature Adjustment in Commercial Freezers
Commercial | Com ¦ ENERGY STAR Griddle (74% eff) | 2024 | SC B | GWh | After Competition Groups | 12.15 | 213798.0377 | 0.2138 | 4899.2142 | 0.00248 | 34 | Commercial_2024_SC B_GWh_After Competition Groups_34 | ENERGY STAR Griddle (74% eff) | 0.248% | 0.2138 | 12.15 | Commercial_2024_SC B_GWh_After Competition Groups_ENERGY STAR Griddle (74% eff)
Commercial | Com ¦ Elec Storage WH 2.30 Et | 2024 | SC B | GWh | After Competition Groups | 11.922 | 1067621.81 | 1.0676 | 4899.2142 | 0.0024334 | 35 | Commercial_2024_SC B_GWh_After Competition Groups_35 | Elec Storage WH 2.30 Et | 0.2433% | 1.0676 | 11.922 | Commercial_2024_SC B_GWh_After Competition Groups_Elec Storage WH 2.30 Et
Commercial | Com ¦ BEVERAGE VENDING MACHINE CONTROLS | 2024 | SC B | GWh | After Competition Groups | 11.5565 | 416352.24 | 0.41635 | 4899.2142 | 0.0023588 | 36 | Commercial_2024_SC B_GWh_After Competition Groups_36 | BEVERAGE VENDING MACHINE CONTROLS | 0.2359% | 0.41635 | 11.5565 | Commercial_2024_SC B_GWh_After Competition Groups_BEVERAGE VENDING MACHINE CONTROLS
Commercial | Com ¦ Energy Efficient Laboratory Fume Hood | 2024 | SC B | GWh | After Competition Groups | 11.2478 | 1063556.5567 | 1.0636 | 4899.2142 | 0.0022958 | 37 | Commercial_2024_SC B_GWh_After Competition Groups_37 | Energy Efficient Laboratory Fume Hood | 0.2296% | 1.0636 | 11.2478 | Commercial_2024_SC B_GWh_After Competition Groups_Energy Efficient Laboratory Fume Hood
Commercial | Com ¦ CO Sensors for parking garage exhaust fans | 2024 | SC B | GWh | After Competition Groups | 11.1397 | 1115167.9861 | 1.1152 | 4899.2142 | 0.0022738 | 38 | Commercial_2024_SC B_GWh_After Competition Groups_38 | CO Sensors for parking garage exhaust fans | 0.2274% | 1.1152 | 11.1397 | Commercial_2024_SC B_GWh_After Competition Groups_CO Sensors for parking garage exhaust fans
Commercial | Com ¦ Vertical Night Covers | 2024 | SC B | GWh | After Competition Groups | 10.2978 | 304254.0312 | 0.30425 | 4899.2142 | 0.0021019 | 39 | Commercial_2024_SC B_GWh_After Competition Groups_39 | Vertical Night Covers | 0.2102% | 0.30425 | 10.2978 | Commercial_2024_SC B_GWh_After Competition Groups_Vertical Night Covers
Commercial | Com ¦ Chilled Water Optimization | 2024 | SC B | GWh | After Competition Groups | 10.1378 | 1338734.2822 | 1.3387 | 4899.2142 | 0.0020693 | 40 | Commercial_2024_SC B_GWh_After Competition Groups_40 | Chilled Water Optimization | 0.2069% | 1.3387 | 10.1378 | Commercial_2024_SC B_GWh_After Competition Groups_Chilled Water Optimization
Commercial | Com ¦ Occupancy Sensors | 2024 | SC B | GWh | After Competition Groups | 9.6738 | 4169.0027 | 0.004169 | 4899.2142 | 0.0019746 | 41 | Commercial_2024_SC B_GWh_After Competition Groups_41 | Occupancy Sensors | 0.1975% | 0.004169 | 9.6738 | Commercial_2024_SC B_GWh_After Competition Groups_Occupancy Sensors
Commercial | Com ¦ Duct Insulation, R8 | 2024 | SC B | GWh | After Competition Groups | 9.3207 | 618322.4136 | 0.61832 | 4899.2142 | 0.0019025 | 42 | Commercial_2024_SC B_GWh_After Competition Groups_42 | Duct Insulation, R8 | 0.1902% | 0.61832 | 9.3207 | Commercial_2024_SC B_GWh_After Competition Groups_Duct Insulation, R8
Commercial | Com ¦ Water Heating (DHW) Pipe Insulation (Add 3/4\ Foam)" | 2024 | SC B | GWh | After Competition Groups | 8.9088 | 427897.9283 | 0.4279 | 4899.2142 | 0.0018184 | 43 | Commercial_2024_SC B_GWh_After Competition Groups_43 | Water Heating (DHW) Pipe Insulation (Add 3/4\ Foam)" | 0.1818% | 0.4279 | 8.9088 | Commercial_2024_SC B_GWh_After Competition Groups_Water Heating (DHW) Pipe Insulation (Add 3/4\ Foam)"
Commercial | Com ¦ Outside Air Economizer | 2024 | SC B | GWh | After Competition Groups | 7.7302 | 166755.587 | 0.16676 | 4899.2142 | 0.0015778 | 44 | Commercial_2024_SC B_GWh_After Competition Groups_44 | Outside Air Economizer | 0.1578% | 0.16676 | 7.7302 | Commercial_2024_SC B_GWh_After Competition Groups_Outside Air Economizer
Commercial | Com ¦ Suction Pipe Insulation Freezer/Refrigerator | 2024 | SC B | GWh | After Competition Groups | 5.6372 | 300591.6386 | 0.30059 | 4899.2142 | 0.0011506 | 45 | Commercial_2024_SC B_GWh_After Competition Groups_45 | Suction Pipe Insulation Freezer/Refrigerator | 0.1151% | 0.30059 | 5.6372 | Commercial_2024_SC B_GWh_After Competition Groups_Suction Pipe Insulation Freezer/Refrigerator
Commercial | Com ¦ Water Source Heat Pump (4 ton) | 2024 | SC B | GWh | After Competition Groups | 4.8141 | 949043.8957 | 0.94904 | 4899.2142 | 0.00098263 | 46 | Commercial_2024_SC B_GWh_After Competition Groups_46 | Water Source Heat Pump (4 ton) | 0.09826% | 0.94904 | 4.8141 | Commercial_2024_SC B_GWh_After Competition Groups_Water Source Heat Pump (4 ton)
Commercial | Com ¦ ENERGY STAR Fryer (84% eff) | 2024 | SC B | GWh | After Competition Groups | 4.364 | 147464.0984 | 0.14746 | 4899.2142 | 0.00089076 | 47 | Commercial_2024_SC B_GWh_After Competition Groups_47 | ENERGY STAR Fryer (84% eff) | 0.08908% | 0.14746 | 4.364 | Commercial_2024_SC B_GWh_After Competition Groups_ENERGY STAR Fryer (84% eff)
Commercial | Com ¦ Ozone Laundry Treatment | 2024 | SC B | GWh | After Competition Groups | 2.5543 | 311141.2147 | 0.31114 | 4899.2142 | 0.00052138 | 48 | Commercial_2024_SC B_GWh_After Competition Groups_48 | Ozone Laundry Treatment | 0.05214% | 0.31114 | 2.5543 | Commercial_2024_SC B_GWh_After Competition Groups_Ozone Laundry Treatment
Commercial | Com ¦ ENERGY STAR Dishwasher | 2024 | SC B | GWh | After Competition Groups | 2.3449 | 27945.7156 | 0.027946 | 4899.2142 | 0.00047863 | 49 | Commercial_2024_SC B_GWh_After Competition Groups_49 | ENERGY STAR Dishwasher | 0.04786% | 0.027946 | 2.3449 | Commercial_2024_SC B_GWh_After Competition Groups_ENERGY STAR Dishwasher
Commercial | Com ¦ ENERGY STAR Steam Cookers | 2024 | SC B | GWh | After Competition Groups | 2.0826 | 77630.3446 | 0.07763 | 4899.2142 | 0.00042508 | 50 | Commercial_2024_SC B_GWh_After Competition Groups_50 | ENERGY STAR Steam Cookers | 0.04251% | 0.07763 | 2.0826 | Commercial_2024_SC B_GWh_After Competition Groups_ENERGY STAR Steam Cookers
Commercial | Com ¦ Demand controlled Circulating Systems | 2024 | SC B | GWh | After Competition Groups | 1.9409 | 0 | 0 | 4899.2142 | 0.00039617 | 51 | Commercial_2024_SC B_GWh_After Competition Groups_51 | Demand controlled Circulating Systems | 0.03962% | 0 | 1.9409 | Commercial_2024_SC B_GWh_After Competition Groups_Demand controlled Circulating Systems
Commercial | Com ¦ Thermostat Setback | 2024 | SC B | GWh | After Competition Groups | 1.6375 | 0 | 0 | 4899.2142 | 0.00033423 | 52 | Commercial_2024_SC B_GWh_After Competition Groups_52 | Thermostat Setback | 0.03342% | 0 | 1.6375 | Commercial_2024_SC B_GWh_After Competition Groups_Thermostat Setback
Commercial | Com ¦ ECM MOTORS FOR HVAC APPLICATION (FAN-POWERED VAV BOX) | 2024 | SC B | GWh | After Competition Groups | 1.1053 | 58603.9949 | 0.058604 | 4899.2142 | 0.00022561 | 53 | Commercial_2024_SC B_GWh_After Competition Groups_53 | ECM MOTORS FOR HVAC APPLICATION (FAN-POWERED VAV BOX) | 0.02256% | 0.058604 | 1.1053 | Commercial_2024_SC B_GWh_After Competition Groups_ECM MOTORS FOR HVAC APPLICATION (FAN-POWERED VAV BOX)
Commercial | Com ¦ Condensing Make Up Air Unit | 2024 | SC B | GWh | After Competition Groups | 0.89903 | 331383.8289 | 0.33138 | 4899.2142 | 0.0001835 | 54 | Commercial_2024_SC B_GWh_After Competition Groups_54 | Condensing Make Up Air Unit | 0.01835% | 0.33138 | 0.89903 | Commercial_2024_SC B_GWh_After Competition Groups_Condensing Make Up Air Unit
Commercial | Com ¦ CEE Tier 2/Energy Star Clothes Washers | 2024 | SC B | GWh | After Competition Groups | 0.50717 | 24120.5489 | 0.024121 | 4899.2142 | 0.00010352 | 55 | Commercial_2024_SC B_GWh_After Competition Groups_55 | CEE Tier 2/Energy Star Clothes Washers | 0.01035% | 0.024121 | 0.50717 | Commercial_2024_SC B_GWh_After Competition Groups_CEE Tier 2/Energy Star Clothes Washers
Commercial | Com ¦ Auto Off Time Switch or Time Clock control | 2024 | SC B | GWh | After Competition Groups | 0.49911 | 125.3426 | 0.00012534 | 4899.2142 | 0.00010188 | 56 | Commercial_2024_SC B_GWh_After Competition Groups_56 | Auto Off Time Switch or Time Clock control | 0.01019% | 0.00012534 | 0.49911 | Commercial_2024_SC B_GWh_After Competition Groups_Auto Off Time Switch or Time Clock control
Commercial | Com ¦ Notched V belts for HVAC Systems | 2024 | SC B | GWh | After Competition Groups | 0.38071 | 42010.7812 | 0.042011 | 4899.2142 | 7.7709e-05 | 57 | Commercial_2024_SC B_GWh_After Competition Groups_57 | Notched V belts for HVAC Systems | 0.007771% | 0.042011 | 0.38071 | Commercial_2024_SC B_GWh_After Competition Groups_Notched V belts for HVAC Systems
Commercial | Com ¦ Low Flow Pre-Rinse Spray Nozzle | 2024 | SC B | GWh | After Competition Groups | 0.30312 | 4739.0337 | 0.004739 | 4899.2142 | 6.1872e-05 | 58 | Commercial_2024_SC B_GWh_After Competition Groups_58 | Low Flow Pre-Rinse Spray Nozzle | 0.006187% | 0.004739 | 0.30312 | Commercial_2024_SC B_GWh_After Competition Groups_Low Flow Pre-Rinse Spray Nozzle
Commercial | Com ¦ Solar Water Preheat (Pools/DHW) | 2024 | SC B | GWh | After Competition Groups | 0.27968 | 2292.9611 | 0.002293 | 4899.2142 | 5.7086e-05 | 59 | Commercial_2024_SC B_GWh_After Competition Groups_59 | Solar Water Preheat (Pools/DHW) | 0.005709% | 0.002293 | 0.27968 | Commercial_2024_SC B_GWh_After Competition Groups_Solar Water Preheat (Pools/DHW)
Commercial | Com ¦ PTAC (12 EER/10,000 BTU) | 2024 | SC B | GWh | After Competition Groups | 0.24399 | 29159.9975 | 0.02916 | 4899.2142 | 4.9801e-05 | 60 | Commercial_2024_SC B_GWh_After Competition Groups_60 | PTAC (12 EER/10,000 BTU) | 0.00498% | 0.02916 | 0.24399 | Commercial_2024_SC B_GWh_After Competition Groups_PTAC (12 EER/10,000 BTU)
Commercial | COM ¦ Ductless Mini-Split Heat Pumps | 2024 | SC B | GWh | After Competition Groups | 0.23685 | 176.3037 | 0.0001763 | 4899.2142 | 4.8344e-05 | 61 | Commercial_2024_SC B_GWh_After Competition Groups_61 | Ductless Mini-Split Heat Pumps | 0.004834% | 0.0001763 | 0.23685 | Commercial_2024_SC B_GWh_After Competition Groups_Ductless Mini-Split Heat Pumps
Commercial | Com ¦ HVAC Optimization | 2024 | SC B | GWh | After Competition Groups | 0.17381 | 224.3533 | 0.00022435 | 4899.2142 | 3.5476e-05 | 62 | Commercial_2024_SC B_GWh_After Competition Groups_62 | HVAC Optimization | 0.003548% | 0.00022435 | 0.17381 | Commercial_2024_SC B_GWh_After Competition Groups_HVAC Optimization
Commercial | Com ¦ Commercial Hot Food Holding Cabinets | 2024 | SC B | GWh | After Competition Groups | 0.10873 | 2821.9094 | 0.0028219 | 4899.2142 | 2.2194e-05 | 63 | Commercial_2024_SC B_GWh_After Competition Groups_63 | Commercial Hot Food Holding Cabinets | 0.002219% | 0.0028219 | 0.10873 | Commercial_2024_SC B_GWh_After Competition Groups_Commercial Hot Food Holding Cabinets
Commercial | Com ¦ Wall Insulation | 2024 | SC B | GWh | After Competition Groups | 0.084003 | 684.448 | 0.00068445 | 4899.2142 | 1.7146e-05 | 64 | Commercial_2024_SC B_GWh_After Competition Groups_64 | Wall Insulation | 0.001715% | 0.00068445 | 0.084003 | Commercial_2024_SC B_GWh_After Competition Groups_Wall Insulation
Commercial | Com ¦ Energy Recovery Ventilation and Ventilation (Enhanced) | 2024 | SC B | GWh | After Competition Groups | 0.056335 | 0 | 0 | 4899.2142 | 1.1499e-05 | 65 | Commercial_2024_SC B_GWh_After Competition Groups_65 | Energy Recovery Ventilation and Ventilation (Enhanced) | 0.00115% | 0 | 0.056335 | Commercial_2024_SC B_GWh_After Competition Groups_Energy Recovery Ventilation and Ventilation (Enhanced)
Commercial | Com ¦ High Efficiency Small Instantaneous Water Heater | 2024 | SC B | GWh | After Competition Groups | 0.03412 | 9608.4752 | 0.0096085 | 4899.2142 | 6.9645e-06 | 66 | Commercial_2024_SC B_GWh_After Competition Groups_66 | High Efficiency Small Instantaneous Water Heater | 0.0006964% | 0.0096085 | 0.03412 | Commercial_2024_SC B_GWh_After Competition Groups_High Efficiency Small Instantaneous Water Heater
Commercial | Com ¦ Air Curtains | 2024 | SC B | GWh | After Competition Groups | 0.02184 | 9523.9727 | 0.009524 | 4899.2142 | 4.4579e-06 | 67 | Commercial_2024_SC B_GWh_After Competition Groups_67 | Air Curtains | 0.0004458% | 0.009524 | 0.02184 | Commercial_2024_SC B_GWh_After Competition Groups_Air Curtains
Commercial | Com ¦ High Efficiency Chiller (avg of water and air cooled) | 2024 | SC B | GWh | After Competition Groups | 0.016781 | 7114.242 | 0.0071142 | 4899.2142 | 3.4252e-06 | 68 | Commercial_2024_SC B_GWh_After Competition Groups_68 | High Efficiency Chiller (avg of water and air cooled) | 0.0003425% | 0.0071142 | 0.016781 | Commercial_2024_SC B_GWh_After Competition Groups_High Efficiency Chiller (avg of water and air cooled)
Commercial | Com ¦ Room AC (w/ louvered sides) 14 SEER from 12 SEER code | 2024 | SC B | GWh | After Competition Groups | 0.013174 | 2924.2189 | 0.0029242 | 4899.2142 | 2.689e-06 | 69 | Commercial_2024_SC B_GWh_After Competition Groups_69 | Room AC (w/ louvered sides) 14 SEER from 12 SEER code | 0.0002689% | 0.0029242 | 0.013174 | Commercial_2024_SC B_GWh_After Competition Groups_Room AC (w/ louvered sides) 14 SEER from 12 SEER code
Commercial | Com ¦ VSD Air Compressor | 2024 | SC B | GWh | After Competition Groups | 0.013163 | 556.7 | 0.0005567 | 4899.2142 | 2.6868e-06 | 70 | Commercial_2024_SC B_GWh_After Competition Groups_70 | VSD Air Compressor | 0.0002687% | 0.0005567 | 0.013163 | Commercial_2024_SC B_GWh_After Competition Groups_VSD Air Compressor
Commercial | Com ¦ EC Plug Fan for Data Center (under cabinet) | 2024 | SC B | GWh | After Competition Groups | 0.0077851 | 942.1891 | 0.00094219 | 4899.2142 | 1.589e-06 | 71 | Commercial_2024_SC B_GWh_After Competition Groups_71 | EC Plug Fan for Data Center (under cabinet) | 0.0001589% | 0.00094219 | 0.0077851 | Commercial_2024_SC B_GWh_After Competition Groups_EC Plug Fan for Data Center (under cabinet)
Commercial | Com ¦ Electric Convection Combination Ovens | 2024 | SC B | GWh | After Competition Groups | 0.0014015 | 4.1004 | 4.1004e-06 | 4899.2142 | 2.8606e-07 | 72 | Commercial_2024_SC B_GWh_After Competition Groups_72 | Electric Convection Combination Ovens | 2.861e-05% | 4.1004e-06 | 0.0014015 | Commercial_2024_SC B_GWh_After Competition Groups_Electric Convection Combination Ovens
Commercial | Com ¦ LLLC - Low Impact Application | 2024 | SC B | GWh | After Competition Groups | 1.9524e-18 | 1.3824e-13 | 1.3824e-19 | 4899.2142 | 3.9851e-22 | 73 | Commercial_2024_SC B_GWh_After Competition Groups_73 | LLLC - Low Impact Application | 3.985e-20% | 1.3824e-19 | 1.9524e-18 | Commercial_2024_SC B_GWh_After Competition Groups_LLLC - Low Impact Application
Commercial | Com ¦ LLLC - High Impact Application | 2024 | SC B | GWh | After Competition Groups | 6.7798e-19 | 6.5126e-14 | 6.5126e-20 | 4899.2142 | 1.3838e-22 | 74 | Commercial_2024_SC B_GWh_After Competition Groups_74 | LLLC - High Impact Application | 1.384e-20% | 6.5126e-20 | 6.7798e-19 | Commercial_2024_SC B_GWh_After Competition Groups_LLLC - High Impact Application
Commercial | Com ¦ Networked/Connected - High Impact Application | 2024 | SC B | GWh | After Competition Groups | 6.9608e-21 | 1.0589e-15 | 1.0589e-21 | 4899.2142 | 1.4208e-24 | 75 | Commercial_2024_SC B_GWh_After Competition Groups_75 | Networked/Connected - High Impact Application | 1.421e-22% | 1.0589e-21 | 6.9608e-21 | Commercial_2024_SC B_GWh_After Competition Groups_Networked/Connected - High Impact Application
Commercial | Com ¦ Networked/Connected - Low Impact Application | 2024 | SC B | GWh | After Competition Groups | 3.1383e-21 | 7.2734e-16 | 7.2734e-22 | 4899.2142 | 6.4058e-25 | 76 | Commercial_2024_SC B_GWh_After Competition Groups_76 | Networked/Connected - Low Impact Application | 6.406e-23% | 7.2734e-22 | 3.1383e-21 | Commercial_2024_SC B_GWh_After Competition Groups_Networked/Connected - Low Impact Application
Commercial | Com ¦ Efficient compressor motor | 2024 | SC B | GWh | After Competition Groups | 0 | 0 | 0 | 4899.2142 | 0 | 77 | Commercial_2024_SC B_GWh_After Competition Groups_77 | Efficient compressor motor | 0% | 0 | 0 | Commercial_2024_SC B_GWh_After Competition Groups_Efficient compressor motor
Commercial | Com ¦ Indoor Daylight Sensors/Photocell Dimming Control | 2024 | SC B | GWh | After Competition Groups | 0 | 0 | 0 | 4899.2142 | 0 | 78 | Commercial_2024_SC B_GWh_After Competition Groups_78 | Indoor Daylight Sensors/Photocell Dimming Control | 0% | 0 | 0 | Commercial_2024_SC B_GWh_After Competition Groups_Indoor Daylight Sensors/Photocell Dimming Control
Commercial | Com ¦ LED RECESSED DOWNLIGHTS | 2024 | SC B | GWh | After Competition Groups | 0 | 0 | 0 | 4899.2142 | 0 | 79 | Commercial_2024_SC B_GWh_After Competition Groups_79 | LED RECESSED DOWNLIGHTS | 0% | 0 | 0 | Commercial_2024_SC B_GWh_After Competition Groups_LED RECESSED DOWNLIGHTS
Commercial | Com ¦ Variable Refrigerant Flow Heat Pump | 2024 | SC B | GWh | After Competition Groups | 0 | 0 | 0 | 4899.2142 | 0 | 80 | Commercial_2024_SC B_GWh_After Competition Groups_80 | Variable Refrigerant Flow Heat Pump | 0% | 0 | 0 | Commercial_2024_SC B_GWh_After Competition Groups_Variable Refrigerant Flow Heat Pump
Commercial | Com ¦ ENERGY STAR LED LAMPS (REFLECTOR LAMPs/MR16/PAR 16) | 2024 | SC C | GWh | After Competition Groups | 585.5917 | 5310567.5143 | 5.3106 | 3824.1716 | 0.15313 | 1 | Commercial_2024_SC C_GWh_After Competition Groups_1 | ENERGY STAR LED LAMPS (REFLECTOR LAMPs/MR16/PAR 16) | 15.31% | 5.3106 | 585.5917 | Commercial_2024_SC C_GWh_After Competition Groups_ENERGY STAR LED LAMPS (REFLECTOR LAMPs/MR16/PAR 16)
Commercial | Com ¦ LED Troffer/Surface/Suspended | 2024 | SC C | GWh | After Competition Groups | 365.4323 | 68761316.4185 | 68.7613 | 3824.1716 | 0.095559 | 2 | Commercial_2024_SC C_GWh_After Competition Groups_2 | LED Troffer/Surface/Suspended | 9.556% | 68.7613 | 365.4323 | Commercial_2024_SC C_GWh_After Competition Groups_LED Troffer/Surface/Suspended
Commercial | Com ¦ LED EXTERIOR AREA LIGHTS - LED fixture (200W) | 2024 | SC C | GWh | After Competition Groups | 350.8009 | 9289234.9462 | 9.2892 | 3824.1716 | 0.091733 | 3 | Commercial_2024_SC C_GWh_After Competition Groups_3 | LED EXTERIOR AREA LIGHTS - LED fixture (200W) | 9.173% | 9.2892 | 350.8009 | Commercial_2024_SC C_GWh_After Competition Groups_LED EXTERIOR AREA LIGHTS - LED fixture (200W)
Commercial | Com ¦ LED Low/High Bay | 2024 | SC C | GWh | After Competition Groups | 350.1059 | 54027563.5095 | 54.0276 | 3824.1716 | 0.091551 | 4 | Commercial_2024_SC C_GWh_After Competition Groups_4 | LED Low/High Bay | 9.155% | 54.0276 | 350.1059 | Commercial_2024_SC C_GWh_After Competition Groups_LED Low/High Bay
Commercial | Com ¦ LED parking lot fixture | 2024 | SC C | GWh | After Competition Groups | 344.5954 | 12105762.523 | 12.1058 | 3824.1716 | 0.09011 | 5 | Commercial_2024_SC C_GWh_After Competition Groups_5 | LED parking lot fixture | 9.011% | 12.1058 | 344.5954 | Commercial_2024_SC C_GWh_After Competition Groups_LED parking lot fixture
Commercial | Com ¦ LED Replacement Lamp (Tube) | 2024 | SC C | GWh | After Competition Groups | 265.0391 | 0 | 0 | 3824.1716 | 0.069306 | 6 | Commercial_2024_SC C_GWh_After Competition Groups_6 | LED Replacement Lamp (Tube) | 6.931% | 0 | 265.0391 | Commercial_2024_SC C_GWh_After Competition Groups_LED Replacement Lamp (Tube)
Commercial | Com ¦ LED street light fixture | 2024 | SC C | GWh | After Competition Groups | 201.0631 | 17438841.3806 | 17.4388 | 3824.1716 | 0.052577 | 7 | Commercial_2024_SC C_GWh_After Competition Groups_7 | LED street light fixture | 5.258% | 17.4388 | 201.0631 | Commercial_2024_SC C_GWh_After Competition Groups_LED street light fixture
Commercial | Com ¦ Building Recommissioning, Operations and Maintenance (O&M) Improvements | 2024 | SC C | GWh | After Competition Groups | 165.3788 | 1341454.8036 | 1.3415 | 3824.1716 | 0.043246 | 8 | Commercial_2024_SC C_GWh_After Competition Groups_8 | Building Recommissioning, Operations and Maintenance (O&M) Improvements | 4.325% | 1.3415 | 165.3788 | Commercial_2024_SC C_GWh_After Competition Groups_Building Recommissioning, Operations and Maintenance (O&M) Improvements
Commercial | Com ¦ Data Center Storage/Server Virtualization | 2024 | SC C | GWh | After Competition Groups | 126.8331 | 0 | 0 | 3824.1716 | 0.033166 | 9 | Commercial_2024_SC C_GWh_After Competition Groups_9 | Data Center Storage/Server Virtualization | 3.317% | 0 | 126.8331 | Commercial_2024_SC C_GWh_After Competition Groups_Data Center Storage/Server Virtualization
Commercial | Com ¦ Furnace Tune-Up | 2024 | SC C | GWh | After Competition Groups | 106.5595 | 82171.0336 | 0.082171 | 3824.1716 | 0.027865 | 10 | Commercial_2024_SC C_GWh_After Competition Groups_10 | Furnace Tune-Up | 2.786% | 0.082171 | 106.5595 | Commercial_2024_SC C_GWh_After Competition Groups_Furnace Tune-Up
Commercial | Com ¦ Reach-in Shaded Pole to ECM/PSC Evaporator Fan Motor | 2024 | SC C | GWh | After Competition Groups | 92.4311 | 2357766.3267 | 2.3578 | 3824.1716 | 0.02417 | 11 | Commercial_2024_SC C_GWh_After Competition Groups_11 | Reach-in Shaded Pole to ECM/PSC Evaporator Fan Motor | 2.417% | 2.3578 | 92.4311 | Commercial_2024_SC C_GWh_After Competition Groups_Reach-in Shaded Pole to ECM/PSC Evaporator Fan Motor
Commercial | Com ¦ LED or Equivalent Sign Lighting | 2024 | SC C | GWh | After Competition Groups | 90.4551 | 15859241.9606 | 15.8592 | 3824.1716 | 0.023654 | 12 | Commercial_2024_SC C_GWh_After Competition Groups_12 | LED or Equivalent Sign Lighting | 2.365% | 15.8592 | 90.4551 | Commercial_2024_SC C_GWh_After Competition Groups_LED or Equivalent Sign Lighting
Commercial | Com ¦ High Efficiency Air Source Heat Pump | 2024 | SC C | GWh | After Competition Groups | 90.0021 | 967922.5085 | 0.96792 | 3824.1716 | 0.023535 | 13 | Commercial_2024_SC C_GWh_After Competition Groups_13 | High Efficiency Air Source Heat Pump | 2.354% | 0.96792 | 90.0021 | Commercial_2024_SC C_GWh_After Competition Groups_High Efficiency Air Source Heat Pump
Commercial | Com ¦ ENERGY STAR LED LAMPS (General Service Lamps) | 2024 | SC C | GWh | After Competition Groups | 80.2731 | 701874.9785 | 0.70187 | 3824.1716 | 0.020991 | 14 | Commercial_2024_SC C_GWh_After Competition Groups_14 | ENERGY STAR LED LAMPS (General Service Lamps) | 2.099% | 0.70187 | 80.2731 | Commercial_2024_SC C_GWh_After Competition Groups_ENERGY STAR LED LAMPS (General Service Lamps)
Commercial | Com ¦ Education and Capacity Building/Energy Behavior | 2024 | SC C | GWh | After Competition Groups | 59.6905 | 730395.1683 | 0.7304 | 3824.1716 | 0.015609 | 15 | Commercial_2024_SC C_GWh_After Competition Groups_15 | Education and Capacity Building/Energy Behavior | 1.561% | 0.7304 | 59.6905 | Commercial_2024_SC C_GWh_After Competition Groups_Education and Capacity Building/Energy Behavior
Commercial | Com ¦ Strip Curtains | 2024 | SC C | GWh | After Competition Groups | 55.7945 | 126033.7507 | 0.12603 | 3824.1716 | 0.01459 | 16 | Commercial_2024_SC C_GWh_After Competition Groups_16 | Strip Curtains | 1.459% | 0.12603 | 55.7945 | Commercial_2024_SC C_GWh_After Competition Groups_Strip Curtains
Commercial | Com ¦ Refrigerated Display Case Doors | 2024 | SC C | GWh | After Competition Groups | 50.4767 | 9762331.3002 | 9.7623 | 3824.1716 | 0.013199 | 17 | Commercial_2024_SC C_GWh_After Competition Groups_17 | Refrigerated Display Case Doors | 1.32% | 9.7623 | 50.4767 | Commercial_2024_SC C_GWh_After Competition Groups_Refrigerated Display Case Doors
Commercial | Com ¦ Advanced BAS/Controllers | 2024 | SC C | GWh | After Competition Groups | 42.1675 | 309747.8606 | 0.30975 | 3824.1716 | 0.011027 | 18 | Commercial_2024_SC C_GWh_After Competition Groups_18 | Advanced BAS/Controllers | 1.103% | 0.30975 | 42.1675 | Commercial_2024_SC C_GWh_After Competition Groups_Advanced BAS/Controllers
Commercial | Com ¦ Demand Control Ventilation | 2024 | SC C | GWh | After Competition Groups | 39.1879 | 2052968.486 | 2.053 | 3824.1716 | 0.010247 | 19 | Commercial_2024_SC C_GWh_After Competition Groups_19 | Demand Control Ventilation | 1.025% | 2.053 | 39.1879 | Commercial_2024_SC C_GWh_After Competition Groups_Demand Control Ventilation
Commercial | Com ¦ Centrally controlled desktop PC/NETWORK PC POWER MANAGEMENT SOFTWARE | 2024 | SC C | GWh | After Competition Groups | 37.5763 | 582529.9866 | 0.58253 | 3824.1716 | 0.009826 | 20 | Commercial_2024_SC C_GWh_After Competition Groups_20 | Centrally controlled desktop PC/NETWORK PC POWER MANAGEMENT SOFTWARE | 0.9826% | 0.58253 | 37.5763 | Commercial_2024_SC C_GWh_After Competition Groups_Centrally controlled desktop PC/NETWORK PC POWER MANAGEMENT SOFTWARE
Commercial | Com ¦ Variable Frequency Drive (VFD) | 2024 | SC C | GWh | After Competition Groups | 35.5 | 1355865.1428 | 1.3559 | 3824.1716 | 0.009283 | 21 | Commercial_2024_SC C_GWh_After Competition Groups_21 | Variable Frequency Drive (VFD) | 0.9283% | 1.3559 | 35.5 | Commercial_2024_SC C_GWh_After Competition Groups_Variable Frequency Drive (VFD)
Commercial | Com ¦ VFD on Pumps | 2024 | SC C | GWh | After Competition Groups | 33.1523 | 1377541.2307 | 1.3775 | 3824.1716 | 0.0086691 | 22 | Commercial_2024_SC C_GWh_After Competition Groups_22 | VFD on Pumps | 0.8669% | 1.3775 | 33.1523 | Commercial_2024_SC C_GWh_After Competition Groups_VFD on Pumps
Commercial | Com ¦ Adaptive Thermostats | 2024 | SC C | GWh | After Competition Groups | 28.773 | 2445806.8792 | 2.4458 | 3824.1716 | 0.007524 | 23 | Commercial_2024_SC C_GWh_After Competition Groups_23 | Adaptive Thermostats | 0.7524% | 2.4458 | 28.773 | Commercial_2024_SC C_GWh_After Competition Groups_Adaptive Thermostats
Commercial | Com ¦ Air Handler with Dedicated Outdoor Air Systems | 2024 | SC C | GWh | After Competition Groups | 19.9858 | 0 | 0 | 3824.1716 | 0.0052262 | 24 | Commercial_2024_SC C_GWh_After Competition Groups_24 | Air Handler with Dedicated Outdoor Air Systems | 0.5226% | 0 | 19.9858 | Commercial_2024_SC C_GWh_After Competition Groups_Air Handler with Dedicated Outdoor Air Systems
Commercial | Com ¦ Unitary Air-Conditioning Unit | 2024 | SC C | GWh | After Competition Groups | 17.6107 | 4561682.0369 | 4.5617 | 3824.1716 | 0.0046051 | 25 | Commercial_2024_SC C_GWh_After Competition Groups_25 | Unitary Air-Conditioning Unit | 0.4605% | 4.5617 | 17.6107 | Commercial_2024_SC C_GWh_After Competition Groups_Unitary Air-Conditioning Unit
Commercial | Com ¦ Refrigerated Display Case LED | 2024 | SC C | GWh | After Competition Groups | 17.2421 | 1900753.3058 | 1.9008 | 3824.1716 | 0.0045087 | 26 | Commercial_2024_SC C_GWh_After Competition Groups_26 | Refrigerated Display Case LED | 0.4509% | 1.9008 | 17.2421 | Commercial_2024_SC C_GWh_After Competition Groups_Refrigerated Display Case LED
Commercial | Com ¦ ECM MOTORS FOR EVAPORATOR FANS for refrigeration (WALK-IN) | 2024 | SC C | GWh | After Competition Groups | 16.5592 | 818146.9257 | 0.81815 | 3824.1716 | 0.0043301 | 27 | Commercial_2024_SC C_GWh_After Competition Groups_27 | ECM MOTORS FOR EVAPORATOR FANS for refrigeration (WALK-IN) | 0.433% | 0.81815 | 16.5592 | Commercial_2024_SC C_GWh_After Competition Groups_ECM MOTORS FOR EVAPORATOR FANS for refrigeration (WALK-IN)
Commercial | Com ¦ Condensing Unit Heaters or other Efficient Unit Heating System | 2024 | SC C | GWh | After Competition Groups | 16.0241 | 24664.249 | 0.024664 | 3824.1716 | 0.0041902 | 28 | Commercial_2024_SC C_GWh_After Competition Groups_28 | Condensing Unit Heaters or other Efficient Unit Heating System | 0.419% | 0.024664 | 16.0241 | Commercial_2024_SC C_GWh_After Competition Groups_Condensing Unit Heaters or other Efficient Unit Heating System
Commercial | Com ¦ Demand Control Kitchen Ventilation | 2024 | SC C | GWh | After Competition Groups | 13.787 | 98682.4219 | 0.098682 | 3824.1716 | 0.0036052 | 29 | Commercial_2024_SC C_GWh_After Competition Groups_29 | Demand Control Kitchen Ventilation | 0.3605% | 0.098682 | 13.787 | Commercial_2024_SC C_GWh_After Competition Groups_Demand Control Kitchen Ventilation
Commercial | Com ¦ Freezer Case Light Sensor | 2024 | SC C | GWh | After Competition Groups | 13.5932 | 1796589.1716 | 1.7966 | 3824.1716 | 0.0035545 | 30 | Commercial_2024_SC C_GWh_After Competition Groups_30 | Freezer Case Light Sensor | 0.3555% | 1.7966 | 13.5932 | Commercial_2024_SC C_GWh_After Competition Groups_Freezer Case Light Sensor
Commercial | Com ¦ Evaporator Fan Controls | 2024 | SC C | GWh | After Competition Groups | 13.2596 | 128006.1319 | 0.12801 | 3824.1716 | 0.0034673 | 31 | Commercial_2024_SC C_GWh_After Competition Groups_31 | Evaporator Fan Controls | 0.3467% | 0.12801 | 13.2596 | Commercial_2024_SC C_GWh_After Competition Groups_Evaporator Fan Controls
Commercial | Com ¦ ENERGY STAR Griddle (74% eff) | 2024 | SC C | GWh | After Competition Groups | 12.1501 | 213820.3083 | 0.21382 | 3824.1716 | 0.0031772 | 32 | Commercial_2024_SC C_GWh_After Competition Groups_32 | ENERGY STAR Griddle (74% eff) | 0.3177% | 0.21382 | 12.1501 | Commercial_2024_SC C_GWh_After Competition Groups_ENERGY STAR Griddle (74% eff)
Commercial | Com ¦ Chilled Water Optimization | 2024 | SC C | GWh | After Competition Groups | 10.1381 | 1338906.9918 | 1.3389 | 3824.1716 | 0.002651 | 33 | Commercial_2024_SC C_GWh_After Competition Groups_33 | Chilled Water Optimization | 0.2651% | 1.3389 | 10.1381 | Commercial_2024_SC C_GWh_After Competition Groups_Chilled Water Optimization
Commercial | Com ¦ Occupancy Sensors | 2024 | SC C | GWh | After Competition Groups | 9.6738 | 4169.4203 | 0.0041694 | 3824.1716 | 0.0025296 | 34 | Commercial_2024_SC C_GWh_After Competition Groups_34 | Occupancy Sensors | 0.253% | 0.0041694 | 9.6738 | Commercial_2024_SC C_GWh_After Competition Groups_Occupancy Sensors
Commercial | Com ¦ Door Gasket Freezer/Refrigerator | 2024 | SC C | GWh | After Competition Groups | 7.1622 | 809183.0543 | 0.80918 | 3824.1716 | 0.0018729 | 35 | Commercial_2024_SC C_GWh_After Competition Groups_35 | Door Gasket Freezer/Refrigerator | 0.1873% | 0.80918 | 7.1622 | Commercial_2024_SC C_GWh_After Competition Groups_Door Gasket Freezer/Refrigerator
Commercial | Com ¦ Elec Storage WH 2.30 Et | 2024 | SC C | GWh | After Competition Groups | 5.1861 | 434589.1818 | 0.43459 | 3824.1716 | 0.0013561 | 36 | Commercial_2024_SC C_GWh_After Competition Groups_36 | Elec Storage WH 2.30 Et | 0.1356% | 0.43459 | 5.1861 | Commercial_2024_SC C_GWh_After Competition Groups_Elec Storage WH 2.30 Et
Commercial | Com ¦ Temperature Adjustment in Commercial Freezers | 2024 | SC C | GWh | After Competition Groups | 5.0757 | 0 | 0 | 3824.1716 | 0.0013273 | 37 | Commercial_2024_SC C_GWh_After Competition Groups_37 | Temperature Adjustment in Commercial Freezers | 0.1327% | 0 | 5.0757 | Commercial_2024_SC C_GWh_After Competition Groups_Temperature Adjustment in Commercial Freezers
Commercial | Com ¦ CO Sensors for parking garage exhaust fans | 2024 | SC C | GWh | After Competition Groups | 4.6696 | 492920.2677 | 0.49292 | 3824.1716 | 0.0012211 | 38 | Commercial_2024_SC C_GWh_After Competition Groups_38 | CO Sensors for parking garage exhaust fans | 0.1221% | 0.49292 | 4.6696 | Commercial_2024_SC C_GWh_After Competition Groups_CO Sensors for parking garage exhaust fans
Commercial | Com ¦ BEVERAGE VENDING MACHINE CONTROLS | 2024 | SC C | GWh | After Competition Groups | 4.5773 | 170647.3583 | 0.17065 | 3824.1716 | 0.0011969 | 39 | Commercial_2024_SC C_GWh_After Competition Groups_39 | BEVERAGE VENDING MACHINE CONTROLS | 0.1197% | 0.17065 | 4.5773 | Commercial_2024_SC C_GWh_After Competition Groups_BEVERAGE VENDING MACHINE CONTROLS
Commercial | Com ¦ ENERGY STAR Fryer (84% eff) | 2024 | SC C | GWh | After Competition Groups | 4.364 | 147479.5671 | 0.14748 | 3824.1716 | 0.0011412 | 40 | Commercial_2024_SC C_GWh_After Competition Groups_40 | ENERGY STAR Fryer (84% eff) | 0.1141% | 0.14748 | 4.364 | Commercial_2024_SC C_GWh_After Competition Groups_ENERGY STAR Fryer (84% eff)
Commercial | Com ¦ Energy Efficient Laboratory Fume Hood | 2024 | SC C | GWh | After Competition Groups | 4.2972 | 433482.0076 | 0.43348 | 3824.1716 | 0.0011237 | 41 | Commercial_2024_SC C_GWh_After Competition Groups_41 | Energy Efficient Laboratory Fume Hood | 0.1124% | 0.43348 | 4.2972 | Commercial_2024_SC C_GWh_After Competition Groups_Energy Efficient Laboratory Fume Hood
Commercial | Com ¦ Outside Air Economizer | 2024 | SC C | GWh | After Competition Groups | 4.0422 | 86981.3412 | 0.086981 | 3824.1716 | 0.001057 | 42 | Commercial_2024_SC C_GWh_After Competition Groups_42 | Outside Air Economizer | 0.1057% | 0.086981 | 4.0422 | Commercial_2024_SC C_GWh_After Competition Groups_Outside Air Economizer
Commercial | Com ¦ Vertical Night Covers | 2024 | SC C | GWh | After Competition Groups | 3.9332 | 124166.5502 | 0.12417 | 3824.1716 | 0.0010285 | 43 | Commercial_2024_SC C_GWh_After Competition Groups_43 | Vertical Night Covers | 0.1029% | 0.12417 | 3.9332 | Commercial_2024_SC C_GWh_After Competition Groups_Vertical Night Covers
Commercial | Com ¦ Duct Insulation, R8 | 2024 | SC C | GWh | After Competition Groups | 3.5646 | 253702.0335 | 0.2537 | 3824.1716 | 0.00093212 | 44 | Commercial_2024_SC C_GWh_After Competition Groups_44 | Duct Insulation, R8 | 0.09321% | 0.2537 | 3.5646 | Commercial_2024_SC C_GWh_After Competition Groups_Duct Insulation, R8
Commercial | Com ¦ Water Heating (DHW) Pipe Insulation (Add 3/4\ Foam)" | 2024 | SC C | GWh | After Competition Groups | 3.4045 | 174918.5506 | 0.17492 | 3824.1716 | 0.00089027 | 45 | Commercial_2024_SC C_GWh_After Competition Groups_45 | Water Heating (DHW) Pipe Insulation (Add 3/4\ Foam)" | 0.08903% | 0.17492 | 3.4045 | Commercial_2024_SC C_GWh_After Competition Groups_Water Heating (DHW) Pipe Insulation (Add 3/4\ Foam)"
Commercial | Com ¦ Water Source Heat Pump (4 ton) | 2024 | SC C | GWh | After Competition Groups | 3.2456 | 566772.8911 | 0.56677 | 3824.1716 | 0.0008487 | 46 | Commercial_2024_SC C_GWh_After Competition Groups_46 | Water Source Heat Pump (4 ton) | 0.08487% | 0.56677 | 3.2456 | Commercial_2024_SC C_GWh_After Competition Groups_Water Source Heat Pump (4 ton)
Commercial | Com ¦ ENERGY STAR Dishwasher | 2024 | SC C | GWh | After Competition Groups | 2.1711 | 27948.7228 | 0.027949 | 3824.1716 | 0.00056772 | 47 | Commercial_2024_SC C_GWh_After Competition Groups_47 | ENERGY STAR Dishwasher | 0.05677% | 0.027949 | 2.1711 | Commercial_2024_SC C_GWh_After Competition Groups_ENERGY STAR Dishwasher
Commercial | Com ¦ Suction Pipe Insulation Freezer/Refrigerator | 2024 | SC C | GWh | After Competition Groups | 2.1535 | 122730.7031 | 0.12273 | 3824.1716 | 0.00056312 | 48 | Commercial_2024_SC C_GWh_After Competition Groups_48 | Suction Pipe Insulation Freezer/Refrigerator | 0.05631% | 0.12273 | 2.1535 | Commercial_2024_SC C_GWh_After Competition Groups_Suction Pipe Insulation Freezer/Refrigerator
Commercial | Com ¦ ENERGY STAR Steam Cookers | 2024 | SC C | GWh | After Competition Groups | 2.0826 | 77638.8468 | 0.077639 | 3824.1716 | 0.00054459 | 49 | Commercial_2024_SC C_GWh_After Competition Groups_49 | ENERGY STAR Steam Cookers | 0.05446% | 0.077639 | 2.0826 | Commercial_2024_SC C_GWh_After Competition Groups_ENERGY STAR Steam Cookers
Commercial | Com ¦ Thermostat Setback | 2024 | SC C | GWh | After Competition Groups | 1.6134 | 0 | 0 | 3824.1716 | 0.00042191 | 50 | Commercial_2024_SC C_GWh_After Competition Groups_50 | Thermostat Setback | 0.04219% | 0 | 1.6134 | Commercial_2024_SC C_GWh_After Competition Groups_Thermostat Setback
Commercial | Com ¦ Ozone Laundry Treatment | 2024 | SC C | GWh | After Competition Groups | 1.0401 | 135743.102 | 0.13574 | 3824.1716 | 0.00027197 | 51 | Commercial_2024_SC C_GWh_After Competition Groups_51 | Ozone Laundry Treatment | 0.0272% | 0.13574 | 1.0401 | Commercial_2024_SC C_GWh_After Competition Groups_Ozone Laundry Treatment
Commercial | Com ¦ Demand controlled Circulating Systems | 2024 | SC C | GWh | After Competition Groups | 0.72429 | 0 | 0 | 3824.1716 | 0.0001894 | 52 | Commercial_2024_SC C_GWh_After Competition Groups_52 | Demand controlled Circulating Systems | 0.01894% | 0 | 0.72429 | Commercial_2024_SC C_GWh_After Competition Groups_Demand controlled Circulating Systems
Commercial | Com ¦ LLLC - High Impact Application | 2024 | SC C | GWh | After Competition Groups | 0.65166 | 4153.1339 | 0.0041531 | 3824.1716 | 0.00017041 | 53 | Commercial_2024_SC C_GWh_After Competition Groups_53 | LLLC - High Impact Application | 0.01704% | 0.0041531 | 0.65166 | Commercial_2024_SC C_GWh_After Competition Groups_LLLC - High Impact Application
Commercial | Com ¦ Condensing Make Up Air Unit | 2024 | SC C | GWh | After Competition Groups | 0.59783 | 216545.4685 | 0.21655 | 3824.1716 | 0.00015633 | 54 | Commercial_2024_SC C_GWh_After Competition Groups_54 | Condensing Make Up Air Unit | 0.01563% | 0.21655 | 0.59783 | Commercial_2024_SC C_GWh_After Competition Groups_Condensing Make Up Air Unit
Commercial | Com ¦ ECM MOTORS FOR HVAC APPLICATION (FAN-POWERED VAV BOX) | 2024 | SC C | GWh | After Competition Groups | 0.51929 | 28038.3856 | 0.028038 | 3824.1716 | 0.00013579 | 55 | Commercial_2024_SC C_GWh_After Competition Groups_55 | ECM MOTORS FOR HVAC APPLICATION (FAN-POWERED VAV BOX) | 0.01358% | 0.028038 | 0.51929 | Commercial_2024_SC C_GWh_After Competition Groups_ECM MOTORS FOR HVAC APPLICATION (FAN-POWERED VAV BOX)
Commercial | Com ¦ CEE Tier 2/Energy Star Clothes Washers | 2024 | SC C | GWh | After Competition Groups | 0.43101 | 19072.0431 | 0.019072 | 3824.1716 | 0.00011271 | 56 | Commercial_2024_SC C_GWh_After Competition Groups_56 | CEE Tier 2/Energy Star Clothes Washers | 0.01127% | 0.019072 | 0.43101 | Commercial_2024_SC C_GWh_After Competition Groups_CEE Tier 2/Energy Star Clothes Washers
Commercial | Com ¦ LLLC - Low Impact Application | 2024 | SC C | GWh | After Competition Groups | 0.39457 | 4697.7389 | 0.0046977 | 3824.1716 | 0.00010318 | 57 | Commercial_2024_SC C_GWh_After Competition Groups_57 | LLLC - Low Impact Application | 0.01032% | 0.0046977 | 0.39457 | Commercial_2024_SC C_GWh_After Competition Groups_LLLC - Low Impact Application
Commercial | Com ¦ Low Flow Pre-Rinse Spray Nozzle | 2024 | SC C | GWh | After Competition Groups | 0.23512 | 3277.2157 | 0.0032772 | 3824.1716 | 6.1482e-05 | 58 | Commercial_2024_SC C_GWh_After Competition Groups_58 | Low Flow Pre-Rinse Spray Nozzle | 0.006148% | 0.0032772 | 0.23512 | Commercial_2024_SC C_GWh_After Competition Groups_Low Flow Pre-Rinse Spray Nozzle
Commercial | Com ¦ Auto Off Time Switch or Time Clock control | 2024 | SC C | GWh | After Competition Groups | 0.19976 | 53.1093 | 5.3109e-05 | 3824.1716 | 5.2236e-05 | 59 | Commercial_2024_SC C_GWh_After Competition Groups_59 | Auto Off Time Switch or Time Clock control | 0.005224% | 5.3109e-05 | 0.19976 | Commercial_2024_SC C_GWh_After Competition Groups_Auto Off Time Switch or Time Clock control
Commercial | COM ¦ Ductless Mini-Split Heat Pumps | 2024 | SC C | GWh | After Competition Groups | 0.17439 | 116.2829 | 0.00011628 | 3824.1716 | 4.5603e-05 | 60 | Commercial_2024_SC C_GWh_After Competition Groups_60 | Ductless Mini-Split Heat Pumps | 0.00456% | 0.00011628 | 0.17439 | Commercial_2024_SC C_GWh_After Competition Groups_Ductless Mini-Split Heat Pumps
Commercial | Com ¦ HVAC Optimization | 2024 | SC C | GWh | After Competition Groups | 0.17381 | 224.3758 | 0.00022438 | 3824.1716 | 4.5449e-05 | 61 | Commercial_2024_SC C_GWh_After Competition Groups_61 | HVAC Optimization | 0.004545% | 0.00022438 | 0.17381 | Commercial_2024_SC C_GWh_After Competition Groups_HVAC Optimization
Commercial | Com ¦ Notched V belts for HVAC Systems | 2024 | SC C | GWh | After Competition Groups | 0.16312 | 18763.0153 | 0.018763 | 3824.1716 | 4.2655e-05 | 62 | Commercial_2024_SC C_GWh_After Competition Groups_62 | Notched V belts for HVAC Systems | 0.004265% | 0.018763 | 0.16312 | Commercial_2024_SC C_GWh_After Competition Groups_Notched V belts for HVAC Systems
Commercial | Com ¦ Solar Water Preheat (Pools/DHW) | 2024 | SC C | GWh | After Competition Groups | 0.10551 | 871.1051 | 0.00087111 | 3824.1716 | 2.7592e-05 | 63 | Commercial_2024_SC C_GWh_After Competition Groups_63 | Solar Water Preheat (Pools/DHW) | 0.002759% | 0.00087111 | 0.10551 | Commercial_2024_SC C_GWh_After Competition Groups_Solar Water Preheat (Pools/DHW)
Commercial | Com ¦ PTAC (12 EER/10,000 BTU) | 2024 | SC C | GWh | After Competition Groups | 0.091657 | 11037.1451 | 0.011037 | 3824.1716 | 2.3968e-05 | 64 | Commercial_2024_SC C_GWh_After Competition Groups_64 | PTAC (12 EER/10,000 BTU) | 0.002397% | 0.011037 | 0.091657 | Commercial_2024_SC C_GWh_After Competition Groups_PTAC (12 EER/10,000 BTU)
Commercial | Com ¦ Commercial Hot Food Holding Cabinets | 2024 | SC C | GWh | After Competition Groups | 0.077376 | 1786.6062 | 0.0017866 | 3824.1716 | 2.0233e-05 | 65 | Commercial_2024_SC C_GWh_After Competition Groups_65 | Commercial Hot Food Holding Cabinets | 0.002023% | 0.0017866 | 0.077376 | Commercial_2024_SC C_GWh_After Competition Groups_Commercial Hot Food Holding Cabinets
Commercial | Com ¦ Air Curtains | 2024 | SC C | GWh | After Competition Groups | 0.056439 | 4526.1713 | 0.0045262 | 3824.1716 | 1.4759e-05 | 66 | Commercial_2024_SC C_GWh_After Competition Groups_66 | Air Curtains | 0.001476% | 0.0045262 | 0.056439 | Commercial_2024_SC C_GWh_After Competition Groups_Air Curtains
Commercial | Com ¦ Wall Insulation | 2024 | SC C | GWh | After Competition Groups | 0.032131 | 254.9311 | 0.00025493 | 3824.1716 | 8.402e-06 | 67 | Commercial_2024_SC C_GWh_After Competition Groups_67 | Wall Insulation | 0.0008402% | 0.00025493 | 0.032131 | Commercial_2024_SC C_GWh_After Competition Groups_Wall Insulation
Commercial | Com ¦ High Efficiency Chiller (avg of water and air cooled) | 2024 | SC C | GWh | After Competition Groups | 0.016782 | 7115.5639 | 0.0071156 | 3824.1716 | 4.3884e-06 | 68 | Commercial_2024_SC C_GWh_After Competition Groups_68 | High Efficiency Chiller (avg of water and air cooled) | 0.0004388% | 0.0071156 | 0.016782 | Commercial_2024_SC C_GWh_After Competition Groups_High Efficiency Chiller (avg of water and air cooled)
Commercial | Com ¦ Energy Recovery Ventilation and Ventilation (Enhanced) | 2024 | SC C | GWh | After Competition Groups | 0.015233 | 0 | 0 | 3824.1716 | 3.9833e-06 | 69 | Commercial_2024_SC C_GWh_After Competition Groups_69 | Energy Recovery Ventilation and Ventilation (Enhanced) | 0.0003983% | 0 | 0.015233 | Commercial_2024_SC C_GWh_After Competition Groups_Energy Recovery Ventilation and Ventilation (Enhanced)
Commercial | Com ¦ VSD Air Compressor | 2024 | SC C | GWh | After Competition Groups | 0.011094 | 434.5153 | 0.00043452 | 3824.1716 | 2.901e-06 | 70 | Commercial_2024_SC C_GWh_After Competition Groups_70 | VSD Air Compressor | 0.0002901% | 0.00043452 | 0.011094 | Commercial_2024_SC C_GWh_After Competition Groups_VSD Air Compressor
Commercial | Com ¦ EC Plug Fan for Data Center (under cabinet) | 2024 | SC C | GWh | After Competition Groups | 0.0056191 | 593.4729 | 0.00059347 | 3824.1716 | 1.4694e-06 | 71 | Commercial_2024_SC C_GWh_After Competition Groups_71 | EC Plug Fan for Data Center (under cabinet) | 0.0001469% | 0.00059347 | 0.0056191 | Commercial_2024_SC C_GWh_After Competition Groups_EC Plug Fan for Data Center (under cabinet)
Commercial | Com ¦ Room AC (w/ louvered sides) 14 SEER from 12 SEER code | 2024 | SC C | GWh | After Competition Groups | 0.0049773 | 1115.1386 | 0.0011151 | 3824.1716 | 1.3015e-06 | 72 | Commercial_2024_SC C_GWh_After Competition Groups_72 | Room AC (w/ louvered sides) 14 SEER from 12 SEER code | 0.0001302% | 0.0011151 | 0.0049773 | Commercial_2024_SC C_GWh_After Competition Groups_Room AC (w/ louvered sides) 14 SEER from 12 SEER code
Commercial | Com ¦ Networked/Connected - High Impact Application | 2024 | SC C | GWh | After Competition Groups | 0.0021779 | 30.5872 | 3.0587e-05 | 3824.1716 | 5.6951e-07 | 73 | Commercial_2024_SC C_GWh_After Competition Groups_73 | Networked/Connected - High Impact Application | 5.695e-05% | 3.0587e-05 | 0.0021779 | Commercial_2024_SC C_GWh_After Competition Groups_Networked/Connected - High Impact Application
Commercial | Com ¦ Electric Convection Combination Ovens | 2024 | SC C | GWh | After Competition Groups | 0.0012814 | 3.6028 | 3.6028e-06 | 3824.1716 | 3.3509e-07 | 74 | Commercial_2024_SC C_GWh_After Competition Groups_74 | Electric Convection Combination Ovens | 3.351e-05% | 3.6028e-06 | 0.0012814 | Commercial_2024_SC C_GWh_After Competition Groups_Electric Convection Combination Ovens
Commercial | Com ¦ Networked/Connected - Low Impact Application | 2024 | SC C | GWh | After Competition Groups | 0.00010579 | 3.0939 | 3.0939e-06 | 3824.1716 | 2.7663e-08 | 75 | Commercial_2024_SC C_GWh_After Competition Groups_75 | Networked/Connected - Low Impact Application | 2.766e-06% | 3.0939e-06 | 0.00010579 | Commercial_2024_SC C_GWh_After Competition Groups_Networked/Connected - Low Impact Application
Commercial | Com ¦ High Efficiency Small Instantaneous Water Heater | 2024 | SC C | GWh | After Competition Groups | 7.7748e-05 | 10.5842 | 1.0584e-05 | 3824.1716 | 2.0331e-08 | 76 | Commercial_2024_SC C_GWh_After Competition Groups_76 | High Efficiency Small Instantaneous Water Heater | 2.033e-06% | 1.0584e-05 | 7.7748e-05 | Commercial_2024_SC C_GWh_After Competition Groups_High Efficiency Small Instantaneous Water Heater
Commercial | Com ¦ Efficient compressor motor | 2024 | SC C | GWh | After Competition Groups | 0 | 0 | 0 | 3824.1716 | 0 | 77 | Commercial_2024_SC C_GWh_After Competition Groups_77 | Efficient compressor motor | 0% | 0 | 0 | Commercial_2024_SC C_GWh_After Competition Groups_Efficient compressor motor
Commercial | Com ¦ Indoor Daylight Sensors/Photocell Dimming Control | 2024 | SC C | GWh | After Competition Groups | 0 | 0 | 0 | 3824.1716 | 0 | 78 | Commercial_2024_SC C_GWh_After Competition Groups_78 | Indoor Daylight Sensors/Photocell Dimming Control | 0% | 0 | 0 | Commercial_2024_SC C_GWh_After Competition Groups_Indoor Daylight Sensors/Photocell Dimming Control
Commercial | Com ¦ LED RECESSED DOWNLIGHTS | 2024 | SC C | GWh | After Competition Groups | 0 | 0 | 0 | 3824.1716 | 0 | 79 | Commercial_2024_SC C_GWh_After Competition Groups_79 | LED RECESSED DOWNLIGHTS | 0% | 0 | 0 | Commercial_2024_SC C_GWh_After Competition Groups_LED RECESSED DOWNLIGHTS
Commercial | Com ¦ Variable Refrigerant Flow Heat Pump | 2024 | SC C | GWh | After Competition Groups | 0 | 0 | 0 | 3824.1716 | 0 | 80 | Commercial_2024_SC C_GWh_After Competition Groups_80 | Variable Refrigerant Flow Heat Pump | 0% | 0 | 0 | Commercial_2024_SC C_GWh_After Competition Groups_Variable Refrigerant Flow Heat Pump
Commercial | Com ¦ ENERGY STAR LED LAMPS (REFLECTOR LAMPs/MR16/PAR 16) | 2024 | SC D | GWh | After Competition Groups | 585.5579 | 0 | 0 | 3548.3552 | 0.16502 | 1 | Commercial_2024_SC D_GWh_After Competition Groups_1 | ENERGY STAR LED LAMPS (REFLECTOR LAMPs/MR16/PAR 16) | 16.5% | 0 | 585.5579 | Commercial_2024_SC D_GWh_After Competition Groups_ENERGY STAR LED LAMPS (REFLECTOR LAMPs/MR16/PAR 16)
Commercial | Com ¦ LED parking lot fixture | 2024 | SC D | GWh | After Competition Groups | 344.5954 | 0 | 0 | 3548.3552 | 0.097114 | 2 | Commercial_2024_SC D_GWh_After Competition Groups_2 | LED parking lot fixture | 9.711% | 0 | 344.5954 | Commercial_2024_SC D_GWh_After Competition Groups_LED parking lot fixture
Commercial | Com ¦ LED EXTERIOR AREA LIGHTS - LED fixture (200W) | 2024 | SC D | GWh | After Competition Groups | 336.4271 | 0 | 0 | 3548.3552 | 0.094812 | 3 | Commercial_2024_SC D_GWh_After Competition Groups_3 | LED EXTERIOR AREA LIGHTS - LED fixture (200W) | 9.481% | 0 | 336.4271 | Commercial_2024_SC D_GWh_After Competition Groups_LED EXTERIOR AREA LIGHTS - LED fixture (200W)
Commercial | Com ¦ LED Low/High Bay | 2024 | SC D | GWh | After Competition Groups | 294.2502 | 0 | 0 | 3548.3552 | 0.082926 | 4 | Commercial_2024_SC D_GWh_After Competition Groups_4 | LED Low/High Bay | 8.293% | 0 | 294.2502 | Commercial_2024_SC D_GWh_After Competition Groups_LED Low/High Bay
Commercial | Com ¦ LED Troffer/Surface/Suspended | 2024 | SC D | GWh | After Competition Groups | 284.9098 | 0 | 0 | 3548.3552 | 0.080293 | 5 | Commercial_2024_SC D_GWh_After Competition Groups_5 | LED Troffer/Surface/Suspended | 8.029% | 0 | 284.9098 | Commercial_2024_SC D_GWh_After Competition Groups_LED Troffer/Surface/Suspended
Commercial | Com ¦ LED Replacement Lamp (Tube) | 2024 | SC D | GWh | After Competition Groups | 265.0391 | 0 | 0 | 3548.3552 | 0.074694 | 6 | Commercial_2024_SC D_GWh_After Competition Groups_6 | LED Replacement Lamp (Tube) | 7.469% | 0 | 265.0391 | Commercial_2024_SC D_GWh_After Competition Groups_LED Replacement Lamp (Tube)
Commercial | Com ¦ Building Recommissioning, Operations and Maintenance (O&M) Improvements | 2024 | SC D | GWh | After Competition Groups | 164.7984 | 0 | 0 | 3548.3552 | 0.046444 | 7 | Commercial_2024_SC D_GWh_After Competition Groups_7 | Building Recommissioning, Operations and Maintenance (O&M) Improvements | 4.644% | 0 | 164.7984 | Commercial_2024_SC D_GWh_After Competition Groups_Building Recommissioning, Operations and Maintenance (O&M) Improvements
Commercial | Com ¦ LED street light fixture | 2024 | SC D | GWh | After Competition Groups | 150.1081 | 0 | 0 | 3548.3552 | 0.042304 | 8 | Commercial_2024_SC D_GWh_After Competition Groups_8 | LED street light fixture | 4.23% | 0 | 150.1081 | Commercial_2024_SC D_GWh_After Competition Groups_LED street light fixture
Commercial | Com ¦ Data Center Storage/Server Virtualization | 2024 | SC D | GWh | After Competition Groups | 126.8331 | 0 | 0 | 3548.3552 | 0.035744 | 9 | Commercial_2024_SC D_GWh_After Competition Groups_9 | Data Center Storage/Server Virtualization | 3.574% | 0 | 126.8331 | Commercial_2024_SC D_GWh_After Competition Groups_Data Center Storage/Server Virtualization
Commercial | Com ¦ Furnace Tune-Up | 2024 | SC D | GWh | After Competition Groups | 106.5426 | 0 | 0 | 3548.3552 | 0.030026 | 10 | Commercial_2024_SC D_GWh_After Competition Groups_10 | Furnace Tune-Up | 3.003% | 0 | 106.5426 | Commercial_2024_SC D_GWh_After Competition Groups_Furnace Tune-Up
Commercial | Com ¦ Reach-in Shaded Pole to ECM/PSC Evaporator Fan Motor | 2024 | SC D | GWh | After Competition Groups | 92.4311 | 0 | 0 | 3548.3552 | 0.026049 | 11 | Commercial_2024_SC D_GWh_After Competition Groups_11 | Reach-in Shaded Pole to ECM/PSC Evaporator Fan Motor | 2.605% | 0 | 92.4311 | Commercial_2024_SC D_GWh_After Competition Groups_Reach-in Shaded Pole to ECM/PSC Evaporator Fan Motor
Commercial | Com ¦ High Efficiency Air Source Heat Pump | 2024 | SC D | GWh | After Competition Groups | 90.0021 | 0 | 0 | 3548.3552 | 0.025364 | 12 | Commercial_2024_SC D_GWh_After Competition Groups_12 | High Efficiency Air Source Heat Pump | 2.536% | 0 | 90.0021 | Commercial_2024_SC D_GWh_After Competition Groups_High Efficiency Air Source Heat Pump
Commercial | Com ¦ ENERGY STAR LED LAMPS (General Service Lamps) | 2024 | SC D | GWh | After Competition Groups | 80.2652 | 0 | 0 | 3548.3552 | 0.02262 | 13 | Commercial_2024_SC D_GWh_After Competition Groups_13 | ENERGY STAR LED LAMPS (General Service Lamps) | 2.262% | 0 | 80.2652 | Commercial_2024_SC D_GWh_After Competition Groups_ENERGY STAR LED LAMPS (General Service Lamps)
Commercial | Com ¦ LED or Equivalent Sign Lighting | 2024 | SC D | GWh | After Competition Groups | 62.0662 | 0 | 0 | 3548.3552 | 0.017492 | 14 | Commercial_2024_SC D_GWh_After Competition Groups_14 | LED or Equivalent Sign Lighting | 1.749% | 0 | 62.0662 | Commercial_2024_SC D_GWh_After Competition Groups_LED or Equivalent Sign Lighting
Commercial | Com ¦ Education and Capacity Building/Energy Behavior | 2024 | SC D | GWh | After Competition Groups | 59.6905 | 0 | 0 | 3548.3552 | 0.016822 | 15 | Commercial_2024_SC D_GWh_After Competition Groups_15 | Education and Capacity Building/Energy Behavior | 1.682% | 0 | 59.6905 | Commercial_2024_SC D_GWh_After Competition Groups_Education and Capacity Building/Energy Behavior
Commercial | Com ¦ Strip Curtains | 2024 | SC D | GWh | After Competition Groups | 55.7692 | 0 | 0 | 3548.3552 | 0.015717 | 16 | Commercial_2024_SC D_GWh_After Competition Groups_16 | Strip Curtains | 1.572% | 0 | 55.7692 | Commercial_2024_SC D_GWh_After Competition Groups_Strip Curtains
Commercial | Com ¦ Advanced BAS/Controllers | 2024 | SC D | GWh | After Competition Groups | 44.4046 | 0 | 0 | 3548.3552 | 0.012514 | 17 | Commercial_2024_SC D_GWh_After Competition Groups_17 | Advanced BAS/Controllers | 1.251% | 0 | 44.4046 | Commercial_2024_SC D_GWh_After Competition Groups_Advanced BAS/Controllers
Commercial | Com ¦ Centrally controlled desktop PC/NETWORK PC POWER MANAGEMENT SOFTWARE | 2024 | SC D | GWh | After Competition Groups | 37.5357 | 0 | 0 | 3548.3552 | 0.010578 | 18 | Commercial_2024_SC D_GWh_After Competition Groups_18 | Centrally controlled desktop PC/NETWORK PC POWER MANAGEMENT SOFTWARE | 1.058% | 0 | 37.5357 | Commercial_2024_SC D_GWh_After Competition Groups_Centrally controlled desktop PC/NETWORK PC POWER MANAGEMENT SOFTWARE
Commercial | Com ¦ Refrigerated Display Case Doors | 2024 | SC D | GWh | After Competition Groups | 36.4873 | 0 | 0 | 3548.3552 | 0.010283 | 19 | Commercial_2024_SC D_GWh_After Competition Groups_19 | Refrigerated Display Case Doors | 1.028% | 0 | 36.4873 | Commercial_2024_SC D_GWh_After Competition Groups_Refrigerated Display Case Doors
Commercial | Com ¦ Variable Frequency Drive (VFD) | 2024 | SC D | GWh | After Competition Groups | 34.4869 | 0 | 0 | 3548.3552 | 0.0097191 | 20 | Commercial_2024_SC D_GWh_After Competition Groups_20 | Variable Frequency Drive (VFD) | 0.9719% | 0 | 34.4869 | Commercial_2024_SC D_GWh_After Competition Groups_Variable Frequency Drive (VFD)
Commercial | Com ¦ VFD on Pumps | 2024 | SC D | GWh | After Competition Groups | 32.0121 | 0 | 0 | 3548.3552 | 0.0090217 | 21 | Commercial_2024_SC D_GWh_After Competition Groups_21 | VFD on Pumps | 0.9022% | 0 | 32.0121 | Commercial_2024_SC D_GWh_After Competition Groups_VFD on Pumps
Commercial | Com ¦ Demand Control Ventilation | 2024 | SC D | GWh | After Competition Groups | 30.3513 | 0 | 0 | 3548.3552 | 0.0085536 | 22 | Commercial_2024_SC D_GWh_After Competition Groups_22 | Demand Control Ventilation | 0.8554% | 0 | 30.3513 | Commercial_2024_SC D_GWh_After Competition Groups_Demand Control Ventilation
Commercial | Com ¦ Adaptive Thermostats | 2024 | SC D | GWh | After Competition Groups | 27.5269 | 0 | 0 | 3548.3552 | 0.0077577 | 23 | Commercial_2024_SC D_GWh_After Competition Groups_23 | Adaptive Thermostats | 0.7758% | 0 | 27.5269 | Commercial_2024_SC D_GWh_After Competition Groups_Adaptive Thermostats
Commercial | Com ¦ ECM MOTORS FOR EVAPORATOR FANS for refrigeration (WALK-IN) | 2024 | SC D | GWh | After Competition Groups | 16.3718 | 0 | 0 | 3548.3552 | 0.0046139 | 24 | Commercial_2024_SC D_GWh_After Competition Groups_24 | ECM MOTORS FOR EVAPORATOR FANS for refrigeration (WALK-IN) | 0.4614% | 0 | 16.3718 | Commercial_2024_SC D_GWh_After Competition Groups_ECM MOTORS FOR EVAPORATOR FANS for refrigeration (WALK-IN)
Commercial | Com ¦ Condensing Unit Heaters or other Efficient Unit Heating System | 2024 | SC D | GWh | After Competition Groups | 15.9582 | 0 | 0 | 3548.3552 | 0.0044974 | 25 | Commercial_2024_SC D_GWh_After Competition Groups_25 | Condensing Unit Heaters or other Efficient Unit Heating System | 0.4497% | 0 | 15.9582 | Commercial_2024_SC D_GWh_After Competition Groups_Condensing Unit Heaters or other Efficient Unit Heating System
Commercial | Com ¦ Refrigerated Display Case LED | 2024 | SC D | GWh | After Competition Groups | 15.4376 | 0 | 0 | 3548.3552 | 0.0043506 | 26 | Commercial_2024_SC D_GWh_After Competition Groups_26 | Refrigerated Display Case LED | 0.4351% | 0 | 15.4376 | Commercial_2024_SC D_GWh_After Competition Groups_Refrigerated Display Case LED
Commercial | Com ¦ Unitary Air-Conditioning Unit | 2024 | SC D | GWh | After Competition Groups | 15.3129 | 0 | 0 | 3548.3552 | 0.0043155 | 27 | Commercial_2024_SC D_GWh_After Competition Groups_27 | Unitary Air-Conditioning Unit | 0.4316% | 0 | 15.3129 | Commercial_2024_SC D_GWh_After Competition Groups_Unitary Air-Conditioning Unit
Commercial | Com ¦ Air Handler with Dedicated Outdoor Air Systems | 2024 | SC D | GWh | After Competition Groups | 15.121 | 0 | 0 | 3548.3552 | 0.0042614 | 28 | Commercial_2024_SC D_GWh_After Competition Groups_28 | Air Handler with Dedicated Outdoor Air Systems | 0.4261% | 0 | 15.121 | Commercial_2024_SC D_GWh_After Competition Groups_Air Handler with Dedicated Outdoor Air Systems
Commercial | Com ¦ Evaporator Fan Controls | 2024 | SC D | GWh | After Competition Groups | 13.2596 | 0 | 0 | 3548.3552 | 0.0037368 | 29 | Commercial_2024_SC D_GWh_After Competition Groups_29 | Evaporator Fan Controls | 0.3737% | 0 | 13.2596 | Commercial_2024_SC D_GWh_After Competition Groups_Evaporator Fan Controls
Commercial | Com ¦ Demand Control Kitchen Ventilation | 2024 | SC D | GWh | After Competition Groups | 12.7722 | 0 | 0 | 3548.3552 | 0.0035995 | 30 | Commercial_2024_SC D_GWh_After Competition Groups_30 | Demand Control Kitchen Ventilation | 0.3599% | 0 | 12.7722 | Commercial_2024_SC D_GWh_After Competition Groups_Demand Control Kitchen Ventilation
Commercial | Com ¦ ENERGY STAR Griddle (74% eff) | 2024 | SC D | GWh | After Competition Groups | 12.1501 | 0 | 0 | 3548.3552 | 0.0034241 | 31 | Commercial_2024_SC D_GWh_After Competition Groups_31 | ENERGY STAR Griddle (74% eff) | 0.3424% | 0 | 12.1501 | Commercial_2024_SC D_GWh_After Competition Groups_ENERGY STAR Griddle (74% eff)
Commercial | Com ¦ Chilled Water Optimization | 2024 | SC D | GWh | After Competition Groups | 10.1381 | 0 | 0 | 3548.3552 | 0.0028571 | 32 | Commercial_2024_SC D_GWh_After Competition Groups_32 | Chilled Water Optimization | 0.2857% | 0 | 10.1381 | Commercial_2024_SC D_GWh_After Competition Groups_Chilled Water Optimization
Commercial | Com ¦ Occupancy Sensors | 2024 | SC D | GWh | After Competition Groups | 9.6738 | 0 | 0 | 3548.3552 | 0.0027263 | 33 | Commercial_2024_SC D_GWh_After Competition Groups_33 | Occupancy Sensors | 0.2726% | 0 | 9.6738 | Commercial_2024_SC D_GWh_After Competition Groups_Occupancy Sensors
Commercial | Com ¦ Freezer Case Light Sensor | 2024 | SC D | GWh | After Competition Groups | 9.5105 | 0 | 0 | 3548.3552 | 0.0026802 | 34 | Commercial_2024_SC D_GWh_After Competition Groups_34 | Freezer Case Light Sensor | 0.268% | 0 | 9.5105 | Commercial_2024_SC D_GWh_After Competition Groups_Freezer Case Light Sensor
Commercial | Com ¦ Door Gasket Freezer/Refrigerator | 2024 | SC D | GWh | After Competition Groups | 6.4734 | 0 | 0 | 3548.3552 | 0.0018243 | 35 | Commercial_2024_SC D_GWh_After Competition Groups_35 | Door Gasket Freezer/Refrigerator | 0.1824% | 0 | 6.4734 | Commercial_2024_SC D_GWh_After Competition Groups_Door Gasket Freezer/Refrigerator
Commercial | Com ¦ Temperature Adjustment in Commercial Freezers | 2024 | SC D | GWh | After Competition Groups | 5.0757 | 0 | 0 | 3548.3552 | 0.0014305 | 36 | Commercial_2024_SC D_GWh_After Competition Groups_36 | Temperature Adjustment in Commercial Freezers | 0.143% | 0 | 5.0757 | Commercial_2024_SC D_GWh_After Competition Groups_Temperature Adjustment in Commercial Freezers
Commercial | Com ¦ Elec Storage WH 2.30 Et | 2024 | SC D | GWh | After Competition Groups | 4.6166 | 0 | 0 | 3548.3552 | 0.0013011 | 37 | Commercial_2024_SC D_GWh_After Competition Groups_37 | Elec Storage WH 2.30 Et | 0.1301% | 0 | 4.6166 | Commercial_2024_SC D_GWh_After Competition Groups_Elec Storage WH 2.30 Et
Commercial | Com ¦ BEVERAGE VENDING MACHINE CONTROLS | 2024 | SC D | GWh | After Competition Groups | 4.3952 | 0 | 0 | 3548.3552 | 0.0012387 | 38 | Commercial_2024_SC D_GWh_After Competition Groups_38 | BEVERAGE VENDING MACHINE CONTROLS | 0.1239% | 0 | 4.3952 | Commercial_2024_SC D_GWh_After Competition Groups_BEVERAGE VENDING MACHINE CONTROLS
Commercial | Com ¦ ENERGY STAR Fryer (84% eff) | 2024 | SC D | GWh | After Competition Groups | 4.3277 | 0 | 0 | 3548.3552 | 0.0012196 | 39 | Commercial_2024_SC D_GWh_After Competition Groups_39 | ENERGY STAR Fryer (84% eff) | 0.122% | 0 | 4.3277 | Commercial_2024_SC D_GWh_After Competition Groups_ENERGY STAR Fryer (84% eff)
Commercial | Com ¦ Outside Air Economizer | 2024 | SC D | GWh | After Competition Groups | 4.0422 | 0 | 0 | 3548.3552 | 0.0011392 | 40 | Commercial_2024_SC D_GWh_After Competition Groups_40 | Outside Air Economizer | 0.1139% | 0 | 4.0422 | Commercial_2024_SC D_GWh_After Competition Groups_Outside Air Economizer
Commercial | Com ¦ Vertical Night Covers | 2024 | SC D | GWh | After Competition Groups | 3.7476 | 0 | 0 | 3548.3552 | 0.0010561 | 41 | Commercial_2024_SC D_GWh_After Competition Groups_41 | Vertical Night Covers | 0.1056% | 0 | 3.7476 | Commercial_2024_SC D_GWh_After Competition Groups_Vertical Night Covers
Commercial | Com ¦ CO Sensors for parking garage exhaust fans | 2024 | SC D | GWh | After Competition Groups | 3.7005 | 0 | 0 | 3548.3552 | 0.0010429 | 42 | Commercial_2024_SC D_GWh_After Competition Groups_42 | CO Sensors for parking garage exhaust fans | 0.1043% | 0 | 3.7005 | Commercial_2024_SC D_GWh_After Competition Groups_CO Sensors for parking garage exhaust fans
Commercial | Com ¦ Energy Efficient Laboratory Fume Hood | 2024 | SC D | GWh | After Competition Groups | 3.5455 | 0 | 0 | 3548.3552 | 0.0009992 | 43 | Commercial_2024_SC D_GWh_After Competition Groups_43 | Energy Efficient Laboratory Fume Hood | 0.09992% | 0 | 3.5455 | Commercial_2024_SC D_GWh_After Competition Groups_Energy Efficient Laboratory Fume Hood
Commercial | Com ¦ Duct Insulation, R8 | 2024 | SC D | GWh | After Competition Groups | 3.5451 | 0 | 0 | 3548.3552 | 0.00099909 | 44 | Commercial_2024_SC D_GWh_After Competition Groups_44 | Duct Insulation, R8 | 0.09991% | 0 | 3.5451 | Commercial_2024_SC D_GWh_After Competition Groups_Duct Insulation, R8
Commercial | Com ¦ Water Heating (DHW) Pipe Insulation (Add 3/4\ Foam)" | 2024 | SC D | GWh | After Competition Groups | 3.2263 | 0 | 0 | 3548.3552 | 0.00090924 | 45 | Commercial_2024_SC D_GWh_After Competition Groups_45 | Water Heating (DHW) Pipe Insulation (Add 3/4\ Foam)" | 0.09092% | 0 | 3.2263 | Commercial_2024_SC D_GWh_After Competition Groups_Water Heating (DHW) Pipe Insulation (Add 3/4\ Foam)"
Commercial | Com ¦ Water Source Heat Pump (4 ton) | 2024 | SC D | GWh | After Competition Groups | 2.7076 | 0 | 0 | 3548.3552 | 0.00076307 | 46 | Commercial_2024_SC D_GWh_After Competition Groups_46 | Water Source Heat Pump (4 ton) | 0.07631% | 0 | 2.7076 | Commercial_2024_SC D_GWh_After Competition Groups_Water Source Heat Pump (4 ton)
Commercial | Com ¦ ENERGY STAR Steam Cookers | 2024 | SC D | GWh | After Competition Groups | 2.0689 | 0 | 0 | 3548.3552 | 0.00058306 | 47 | Commercial_2024_SC D_GWh_After Competition Groups_47 | ENERGY STAR Steam Cookers | 0.05831% | 0 | 2.0689 | Commercial_2024_SC D_GWh_After Competition Groups_ENERGY STAR Steam Cookers
Commercial | Com ¦ Suction Pipe Insulation Freezer/Refrigerator | 2024 | SC D | GWh | After Competition Groups | 1.9831 | 0 | 0 | 3548.3552 | 0.00055887 | 48 | Commercial_2024_SC D_GWh_After Competition Groups_48 | Suction Pipe Insulation Freezer/Refrigerator | 0.05589% | 0 | 1.9831 | Commercial_2024_SC D_GWh_After Competition Groups_Suction Pipe Insulation Freezer/Refrigerator
Commercial | Com ¦ ENERGY STAR Dishwasher | 2024 | SC D | GWh | After Competition Groups | 1.9275 | 0 | 0 | 3548.3552 | 0.00054321 | 49 | Commercial_2024_SC D_GWh_After Competition Groups_49 | ENERGY STAR Dishwasher | 0.05432% | 0 | 1.9275 | Commercial_2024_SC D_GWh_After Competition Groups_ENERGY STAR Dishwasher
Commercial | Com ¦ Thermostat Setback | 2024 | SC D | GWh | After Competition Groups | 1.6134 | 0 | 0 | 3548.3552 | 0.0004547 | 50 | Commercial_2024_SC D_GWh_After Competition Groups_50 | Thermostat Setback | 0.04547% | 0 | 1.6134 | Commercial_2024_SC D_GWh_After Competition Groups_Thermostat Setback
Commercial | Com ¦ Ozone Laundry Treatment | 2024 | SC D | GWh | After Competition Groups | 0.73601 | 0 | 0 | 3548.3552 | 0.00020742 | 51 | Commercial_2024_SC D_GWh_After Competition Groups_51 | Ozone Laundry Treatment | 0.02074% | 0 | 0.73601 | Commercial_2024_SC D_GWh_After Competition Groups_Ozone Laundry Treatment
Commercial | Com ¦ ECM MOTORS FOR HVAC APPLICATION (FAN-POWERED VAV BOX) | 2024 | SC D | GWh | After Competition Groups | 0.4936 | 0 | 0 | 3548.3552 | 0.00013911 | 52 | Commercial_2024_SC D_GWh_After Competition Groups_52 | ECM MOTORS FOR HVAC APPLICATION (FAN-POWERED VAV BOX) | 0.01391% | 0 | 0.4936 | Commercial_2024_SC D_GWh_After Competition Groups_ECM MOTORS FOR HVAC APPLICATION (FAN-POWERED VAV BOX)
Commercial | Com ¦ CEE Tier 2/Energy Star Clothes Washers | 2024 | SC D | GWh | After Competition Groups | 0.40986 | 0 | 0 | 3548.3552 | 0.00011551 | 53 | Commercial_2024_SC D_GWh_After Competition Groups_53 | CEE Tier 2/Energy Star Clothes Washers | 0.01155% | 0 | 0.40986 | Commercial_2024_SC D_GWh_After Competition Groups_CEE Tier 2/Energy Star Clothes Washers
Commercial | Com ¦ Condensing Make Up Air Unit | 2024 | SC D | GWh | After Competition Groups | 0.3772 | 0 | 0 | 3548.3552 | 0.0001063 | 54 | Commercial_2024_SC D_GWh_After Competition Groups_54 | Condensing Make Up Air Unit | 0.01063% | 0 | 0.3772 | Commercial_2024_SC D_GWh_After Competition Groups_Condensing Make Up Air Unit
Commercial | Com ¦ Low Flow Pre-Rinse Spray Nozzle | 2024 | SC D | GWh | After Competition Groups | 0.23441 | 0 | 0 | 3548.3552 | 6.6061e-05 | 55 | Commercial_2024_SC D_GWh_After Competition Groups_55 | Low Flow Pre-Rinse Spray Nozzle | 0.006606% | 0 | 0.23441 | Commercial_2024_SC D_GWh_After Competition Groups_Low Flow Pre-Rinse Spray Nozzle
Commercial | Com ¦ Demand controlled Circulating Systems | 2024 | SC D | GWh | After Competition Groups | 0.2195 | 0 | 0 | 3548.3552 | 6.1859e-05 | 56 | Commercial_2024_SC D_GWh_After Competition Groups_56 | Demand controlled Circulating Systems | 0.006186% | 0 | 0.2195 | Commercial_2024_SC D_GWh_After Competition Groups_Demand controlled Circulating Systems
Commercial | Com ¦ Auto Off Time Switch or Time Clock control | 2024 | SC D | GWh | After Competition Groups | 0.19976 | 0 | 0 | 3548.3552 | 5.6296e-05 | 57 | Commercial_2024_SC D_GWh_After Competition Groups_57 | Auto Off Time Switch or Time Clock control | 0.00563% | 0 | 0.19976 | Commercial_2024_SC D_GWh_After Competition Groups_Auto Off Time Switch or Time Clock control
Commercial | COM ¦ Ductless Mini-Split Heat Pumps | 2024 | SC D | GWh | After Competition Groups | 0.17439 | 0 | 0 | 3548.3552 | 4.9148e-05 | 58 | Commercial_2024_SC D_GWh_After Competition Groups_58 | Ductless Mini-Split Heat Pumps | 0.004915% | 0 | 0.17439 | Commercial_2024_SC D_GWh_After Competition Groups_Ductless Mini-Split Heat Pumps
Commercial | Com ¦ HVAC Optimization | 2024 | SC D | GWh | After Competition Groups | 0.17381 | 0 | 0 | 3548.3552 | 4.8982e-05 | 59 | Commercial_2024_SC D_GWh_After Competition Groups_59 | HVAC Optimization | 0.004898% | 0 | 0.17381 | Commercial_2024_SC D_GWh_After Competition Groups_HVAC Optimization
Commercial | Com ¦ Notched V belts for HVAC Systems | 2024 | SC D | GWh | After Competition Groups | 0.14607 | 0 | 0 | 3548.3552 | 4.1164e-05 | 60 | Commercial_2024_SC D_GWh_After Competition Groups_60 | Notched V belts for HVAC Systems | 0.004116% | 0 | 0.14607 | Commercial_2024_SC D_GWh_After Competition Groups_Notched V belts for HVAC Systems
Commercial | Com ¦ Solar Water Preheat (Pools/DHW) | 2024 | SC D | GWh | After Competition Groups | 0.10551 | 0 | 0 | 3548.3552 | 2.9736e-05 | 61 | Commercial_2024_SC D_GWh_After Competition Groups_61 | Solar Water Preheat (Pools/DHW) | 0.002974% | 0 | 0.10551 | Commercial_2024_SC D_GWh_After Competition Groups_Solar Water Preheat (Pools/DHW)
Commercial | Com ¦ PTAC (12 EER/10,000 BTU) | 2024 | SC D | GWh | After Competition Groups | 0.088711 | 0 | 0 | 3548.3552 | 2.5001e-05 | 62 | Commercial_2024_SC D_GWh_After Competition Groups_62 | PTAC (12 EER/10,000 BTU) | 0.0025% | 0 | 0.088711 | Commercial_2024_SC D_GWh_After Competition Groups_PTAC (12 EER/10,000 BTU)
Commercial | Com ¦ Commercial Hot Food Holding Cabinets | 2024 | SC D | GWh | After Competition Groups | 0.077376 | 0 | 0 | 3548.3552 | 2.1806e-05 | 63 | Commercial_2024_SC D_GWh_After Competition Groups_63 | Commercial Hot Food Holding Cabinets | 0.002181% | 0 | 0.077376 | Commercial_2024_SC D_GWh_After Competition Groups_Commercial Hot Food Holding Cabinets
Commercial | Com ¦ Air Curtains | 2024 | SC D | GWh | After Competition Groups | 0.049532 | 0 | 0 | 3548.3552 | 1.3959e-05 | 64 | Commercial_2024_SC D_GWh_After Competition Groups_64 | Air Curtains | 0.001396% | 0 | 0.049532 | Commercial_2024_SC D_GWh_After Competition Groups_Air Curtains
Commercial | Com ¦ Wall Insulation | 2024 | SC D | GWh | After Competition Groups | 0.029023 | 0 | 0 | 3548.3552 | 8.1793e-06 | 65 | Commercial_2024_SC D_GWh_After Competition Groups_65 | Wall Insulation | 0.0008179% | 0 | 0.029023 | Commercial_2024_SC D_GWh_After Competition Groups_Wall Insulation
Commercial | Com ¦ VSD Air Compressor | 2024 | SC D | GWh | After Competition Groups | 0.011094 | 0 | 0 | 3548.3552 | 3.1265e-06 | 66 | Commercial_2024_SC D_GWh_After Competition Groups_66 | VSD Air Compressor | 0.0003127% | 0 | 0.011094 | Commercial_2024_SC D_GWh_After Competition Groups_VSD Air Compressor
Commercial | Com ¦ Energy Recovery Ventilation and Ventilation (Enhanced) | 2024 | SC D | GWh | After Competition Groups | 0.0094582 | 0 | 0 | 3548.3552 | 2.6655e-06 | 67 | Commercial_2024_SC D_GWh_After Competition Groups_67 | Energy Recovery Ventilation and Ventilation (Enhanced) | 0.0002666% | 0 | 0.0094582 | Commercial_2024_SC D_GWh_After Competition Groups_Energy Recovery Ventilation and Ventilation (Enhanced)
Commercial | Com ¦ High Efficiency Chiller (avg of water and air cooled) | 2024 | SC D | GWh | After Competition Groups | 0.0092238 | 0 | 0 | 3548.3552 | 2.5995e-06 | 68 | Commercial_2024_SC D_GWh_After Competition Groups_68 | High Efficiency Chiller (avg of water and air cooled) | 0.0002599% | 0 | 0.0092238 | Commercial_2024_SC D_GWh_After Competition Groups_High Efficiency Chiller (avg of water and air cooled)
Commercial | Com ¦ LLLC - High Impact Application | 2024 | SC D | GWh | After Competition Groups | 0.0059465 | 0 | 0 | 3548.3552 | 1.6758e-06 | 69 | Commercial_2024_SC D_GWh_After Competition Groups_69 | LLLC - High Impact Application | 0.0001676% | 0 | 0.0059465 | Commercial_2024_SC D_GWh_After Competition Groups_LLLC - High Impact Application
Commercial | Com ¦ EC Plug Fan for Data Center (under cabinet) | 2024 | SC D | GWh | After Competition Groups | 0.0050346 | 0 | 0 | 3548.3552 | 1.4188e-06 | 70 | Commercial_2024_SC D_GWh_After Competition Groups_70 | EC Plug Fan for Data Center (under cabinet) | 0.0001419% | 0 | 0.0050346 | Commercial_2024_SC D_GWh_After Competition Groups_EC Plug Fan for Data Center (under cabinet)
Commercial | Com ¦ Room AC (w/ louvered sides) 14 SEER from 12 SEER code | 2024 | SC D | GWh | After Competition Groups | 0.0049727 | 0 | 0 | 3548.3552 | 1.4014e-06 | 71 | Commercial_2024_SC D_GWh_After Competition Groups_71 | Room AC (w/ louvered sides) 14 SEER from 12 SEER code | 0.0001401% | 0 | 0.0049727 | Commercial_2024_SC D_GWh_After Competition Groups_Room AC (w/ louvered sides) 14 SEER from 12 SEER code
Commercial | Com ¦ Electric Convection Combination Ovens | 2024 | SC D | GWh | After Competition Groups | 0.0012814 | 0 | 0 | 3548.3552 | 3.6114e-07 | 72 | Commercial_2024_SC D_GWh_After Competition Groups_72 | Electric Convection Combination Ovens | 3.611e-05% | 0 | 0.0012814 | Commercial_2024_SC D_GWh_After Competition Groups_Electric Convection Combination Ovens
Commercial | Com ¦ LLLC - Low Impact Application | 2024 | SC D | GWh | After Competition Groups | 0.00017412 | 0 | 0 | 3548.3552 | 4.907e-08 | 73 | Commercial_2024_SC D_GWh_After Competition Groups_73 | LLLC - Low Impact Application | 4.907e-06% | 0 | 0.00017412 | Commercial_2024_SC D_GWh_After Competition Groups_LLLC - Low Impact Application
Commercial | Com ¦ High Efficiency Small Instantaneous Water Heater | 2024 | SC D | GWh | After Competition Groups | 7.1597e-05 | 0 | 0 | 3548.3552 | 2.0178e-08 | 74 | Commercial_2024_SC D_GWh_After Competition Groups_74 | High Efficiency Small Instantaneous Water Heater | 2.018e-06% | 0 | 7.1597e-05 | Commercial_2024_SC D_GWh_After Competition Groups_High Efficiency Small Instantaneous Water Heater
Commercial | Com ¦ Networked/Connected - High Impact Application | 2024 | SC D | GWh | After Competition Groups | 5.4418e-09 | 0 | 0 | 3548.3552 | 1.5336e-12 | 75 | Commercial_2024_SC D_GWh_After Competition Groups_75 | Networked/Connected - High Impact Application | 1.534e-10% | 0 | 5.4418e-09 | Commercial_2024_SC D_GWh_After Competition Groups_Networked/Connected - High Impact Application
Commercial | Com ¦ Networked/Connected - Low Impact Application | 2024 | SC D | GWh | After Competition Groups | 3.6583e-22 | 0 | 0 | 3548.3552 | 1.031e-25 | 76 | Commercial_2024_SC D_GWh_After Competition Groups_76 | Networked/Connected - Low Impact Application | 1.031e-23% | 0 | 3.6583e-22 | Commercial_2024_SC D_GWh_After Competition Groups_Networked/Connected - Low Impact Application
Commercial | Com ¦ Efficient compressor motor | 2024 | SC D | GWh | After Competition Groups | 0 | 0 | 0 | 3548.3552 | 0 | 77 | Commercial_2024_SC D_GWh_After Competition Groups_77 | Efficient compressor motor | 0% | 0 | 0 | Commercial_2024_SC D_GWh_After Competition Groups_Efficient compressor motor
Commercial | Com ¦ Indoor Daylight Sensors/Photocell Dimming Control | 2024 | SC D | GWh | After Competition Groups | 0 | 0 | 0 | 3548.3552 | 0 | 78 | Commercial_2024_SC D_GWh_After Competition Groups_78 | Indoor Daylight Sensors/Photocell Dimming Control | 0% | 0 | 0 | Commercial_2024_SC D_GWh_After Competition Groups_Indoor Daylight Sensors/Photocell Dimming Control
Commercial | Com ¦ LED RECESSED DOWNLIGHTS | 2024 | SC D | GWh | After Competition Groups | 0 | 0 | 0 | 3548.3552 | 0 | 79 | Commercial_2024_SC D_GWh_After Competition Groups_79 | LED RECESSED DOWNLIGHTS | 0% | 0 | 0 | Commercial_2024_SC D_GWh_After Competition Groups_LED RECESSED DOWNLIGHTS
Commercial | Com ¦ Variable Refrigerant Flow Heat Pump | 2024 | SC D | GWh | After Competition Groups | 0 | 0 | 0 | 3548.3552 | 0 | 80 | Commercial_2024_SC D_GWh_After Competition Groups_80 | Variable Refrigerant Flow Heat Pump | 0% | 0 | 0 | Commercial_2024_SC D_GWh_After Competition Groups_Variable Refrigerant Flow Heat Pump
Commercial | Com ¦ Building Recommissioning, Operations and Maintenance (O&M) Improvements | 2024 | Technical | GWh | After Competition Groups | 2301.6887 | 0 | 0 | 15837.1176 | 0.14534 | 1 | Commercial_2024_Technical_GWh_After Competition Groups_1 | Building Recommissioning, Operations and Maintenance (O&M) Improvements | 14.53% | 0 | 2301.6887 | Commercial_2024_Technical_GWh_After Competition Groups_Building Recommissioning, Operations and Maintenance (O&M) Improvements
Commercial | Com ¦ LED Low/High Bay | 2024 | Technical | GWh | After Competition Groups | 1411.1219 | 0 | 0 | 15837.1176 | 0.089102 | 2 | Commercial_2024_Technical_GWh_After Competition Groups_2 | LED Low/High Bay | 8.91% | 0 | 1411.1219 | Commercial_2024_Technical_GWh_After Competition Groups_LED Low/High Bay
Commercial | Com ¦ LED Troffer/Surface/Suspended | 2024 | Technical | GWh | After Competition Groups | 1149.526 | 0 | 0 | 15837.1176 | 0.072584 | 3 | Commercial_2024_Technical_GWh_After Competition Groups_3 | LED Troffer/Surface/Suspended | 7.258% | 0 | 1149.526 | Commercial_2024_Technical_GWh_After Competition Groups_LED Troffer/Surface/Suspended
Commercial | Com ¦ ENERGY STAR LED LAMPS (REFLECTOR LAMPs/MR16/PAR 16) | 2024 | Technical | GWh | After Competition Groups | 1002.9888 | 0 | 0 | 15837.1176 | 0.063332 | 4 | Commercial_2024_Technical_GWh_After Competition Groups_4 | ENERGY STAR LED LAMPS (REFLECTOR LAMPs/MR16/PAR 16) | 6.333% | 0 | 1002.9888 | Commercial_2024_Technical_GWh_After Competition Groups_ENERGY STAR LED LAMPS (REFLECTOR LAMPs/MR16/PAR 16)
Commercial | Com ¦ Central Lighting Control System | 2024 | Technical | GWh | After Competition Groups | 885.8881 | 0 | 0 | 15837.1176 | 0.055937 | 5 | Commercial_2024_Technical_GWh_After Competition Groups_5 | Central Lighting Control System | 5.594% | 0 | 885.8881 | Commercial_2024_Technical_GWh_After Competition Groups_Central Lighting Control System
Commercial | Com ¦ Education and Capacity Building/Energy Behavior | 2024 | Technical | GWh | After Competition Groups | 865.7141 | 0 | 0 | 15837.1176 | 0.054664 | 6 | Commercial_2024_Technical_GWh_After Competition Groups_6 | Education and Capacity Building/Energy Behavior | 5.466% | 0 | 865.7141 | Commercial_2024_Technical_GWh_After Competition Groups_Education and Capacity Building/Energy Behavior
Commercial | Com ¦ Furnace Tune-Up | 2024 | Technical | GWh | After Competition Groups | 632.0291 | 0 | 0 | 15837.1176 | 0.039908 | 7 | Commercial_2024_Technical_GWh_After Competition Groups_7 | Furnace Tune-Up | 3.991% | 0 | 632.0291 | Commercial_2024_Technical_GWh_After Competition Groups_Furnace Tune-Up
Commercial | Com ¦ LED EXTERIOR AREA LIGHTS - LED fixture (200W) | 2024 | Technical | GWh | After Competition Groups | 562.4798 | 0 | 0 | 15837.1176 | 0.035517 | 8 | Commercial_2024_Technical_GWh_After Competition Groups_8 | LED EXTERIOR AREA LIGHTS - LED fixture (200W) | 3.552% | 0 | 562.4798 | Commercial_2024_Technical_GWh_After Competition Groups_LED EXTERIOR AREA LIGHTS - LED fixture (200W)
Commercial | Com ¦ LED parking lot fixture | 2024 | Technical | GWh | After Competition Groups | 546.0392 | 0 | 0 | 15837.1176 | 0.034478 | 9 | Commercial_2024_Technical_GWh_After Competition Groups_9 | LED parking lot fixture | 3.448% | 0 | 546.0392 | Commercial_2024_Technical_GWh_After Competition Groups_LED parking lot fixture
Commercial | Com ¦ Variable Refrigerant Flow Heat Pump | 2024 | Technical | GWh | After Competition Groups | 390.5775 | 0 | 0 | 15837.1176 | 0.024662 | 10 | Commercial_2024_Technical_GWh_After Competition Groups_10 | Variable Refrigerant Flow Heat Pump | 2.466% | 0 | 390.5775 | Commercial_2024_Technical_GWh_After Competition Groups_Variable Refrigerant Flow Heat Pump
Commercial | Com ¦ Smart Strip Plug Outlets | 2024 | Technical | GWh | After Competition Groups | 355.322 | 0 | 0 | 15837.1176 | 0.022436 | 11 | Commercial_2024_Technical_GWh_After Competition Groups_11 | Smart Strip Plug Outlets | 2.244% | 0 | 355.322 | Commercial_2024_Technical_GWh_After Competition Groups_Smart Strip Plug Outlets
Commercial | Com ¦ LED Replacement Lamp (Tube) | 2024 | Technical | GWh | After Competition Groups | 337.931 | 0 | 0 | 15837.1176 | 0.021338 | 12 | Commercial_2024_Technical_GWh_After Competition Groups_12 | LED Replacement Lamp (Tube) | 2.134% | 0 | 337.931 | Commercial_2024_Technical_GWh_After Competition Groups_LED Replacement Lamp (Tube)
Commercial | Com ¦ LED street light fixture | 2024 | Technical | GWh | After Competition Groups | 326.9281 | 0 | 0 | 15837.1176 | 0.020643 | 13 | Commercial_2024_Technical_GWh_After Competition Groups_13 | LED street light fixture | 2.064% | 0 | 326.9281 | Commercial_2024_Technical_GWh_After Competition Groups_LED street light fixture
Commercial | Com ¦ Advanced BAS/Controllers | 2024 | Technical | GWh | After Competition Groups | 318.2077 | 0 | 0 | 15837.1176 | 0.020093 | 14 | Commercial_2024_Technical_GWh_After Competition Groups_14 | Advanced BAS/Controllers | 2.009% | 0 | 318.2077 | Commercial_2024_Technical_GWh_After Competition Groups_Advanced BAS/Controllers
Commercial | Com ¦ High Efficiency Air Source Heat Pump | 2024 | Technical | GWh | After Competition Groups | 313.5925 | 0 | 0 | 15837.1176 | 0.019801 | 15 | Commercial_2024_Technical_GWh_After Competition Groups_15 | High Efficiency Air Source Heat Pump | 1.98% | 0 | 313.5925 | Commercial_2024_Technical_GWh_After Competition Groups_High Efficiency Air Source Heat Pump
Commercial | Com ¦ Data Center Storage/Server Virtualization | 2024 | Technical | GWh | After Competition Groups | 256.5174 | 0 | 0 | 15837.1176 | 0.016197 | 16 | Commercial_2024_Technical_GWh_After Competition Groups_16 | Data Center Storage/Server Virtualization | 1.62% | 0 | 256.5174 | Commercial_2024_Technical_GWh_After Competition Groups_Data Center Storage/Server Virtualization
Commercial | Com ¦ Demand Control Ventilation | 2024 | Technical | GWh | After Competition Groups | 251.0674 | 0 | 0 | 15837.1176 | 0.015853 | 17 | Commercial_2024_Technical_GWh_After Competition Groups_17 | Demand Control Ventilation | 1.585% | 0 | 251.0674 | Commercial_2024_Technical_GWh_After Competition Groups_Demand Control Ventilation
Commercial | Com ¦ Strip Curtains | 2024 | Technical | GWh | After Competition Groups | 233.411 | 0 | 0 | 15837.1176 | 0.014738 | 18 | Commercial_2024_Technical_GWh_After Competition Groups_18 | Strip Curtains | 1.474% | 0 | 233.411 | Commercial_2024_Technical_GWh_After Competition Groups_Strip Curtains
Commercial | Com ¦ Refrigerated Display Case Doors | 2024 | Technical | GWh | After Competition Groups | 222.4493 | 0 | 0 | 15837.1176 | 0.014046 | 19 | Commercial_2024_Technical_GWh_After Competition Groups_19 | Refrigerated Display Case Doors | 1.405% | 0 | 222.4493 | Commercial_2024_Technical_GWh_After Competition Groups_Refrigerated Display Case Doors
Commercial | Com ¦ Variable Frequency Drive (VFD) | 2024 | Technical | GWh | After Competition Groups | 209.4951 | 0 | 0 | 15837.1176 | 0.013228 | 20 | Commercial_2024_Technical_GWh_After Competition Groups_20 | Variable Frequency Drive (VFD) | 1.323% | 0 | 209.4951 | Commercial_2024_Technical_GWh_After Competition Groups_Variable Frequency Drive (VFD)
Commercial | Com ¦ VFD on Pumps | 2024 | Technical | GWh | After Competition Groups | 196.0625 | 0 | 0 | 15837.1176 | 0.01238 | 21 | Commercial_2024_Technical_GWh_After Competition Groups_21 | VFD on Pumps | 1.238% | 0 | 196.0625 | Commercial_2024_Technical_GWh_After Competition Groups_VFD on Pumps
Commercial | Com ¦ Centrally controlled desktop PC/NETWORK PC POWER MANAGEMENT SOFTWARE | 2024 | Technical | GWh | After Competition Groups | 175.4411 | 0 | 0 | 15837.1176 | 0.011078 | 22 | Commercial_2024_Technical_GWh_After Competition Groups_22 | Centrally controlled desktop PC/NETWORK PC POWER MANAGEMENT SOFTWARE | 1.108% | 0 | 175.4411 | Commercial_2024_Technical_GWh_After Competition Groups_Centrally controlled desktop PC/NETWORK PC POWER MANAGEMENT SOFTWARE
Commercial | Com ¦ Door Gasket Freezer/Refrigerator | 2024 | Technical | GWh | After Competition Groups | 169.2857 | 0 | 0 | 15837.1176 | 0.010689 | 23 | Commercial_2024_Technical_GWh_After Competition Groups_23 | Door Gasket Freezer/Refrigerator | 1.069% | 0 | 169.2857 | Commercial_2024_Technical_GWh_After Competition Groups_Door Gasket Freezer/Refrigerator
Commercial | Com ¦ Air Handler with Dedicated Outdoor Air Systems | 2024 | Technical | GWh | After Competition Groups | 159.8945 | 0 | 0 | 15837.1176 | 0.010096 | 24 | Commercial_2024_Technical_GWh_After Competition Groups_24 | Air Handler with Dedicated Outdoor Air Systems | 1.01% | 0 | 159.8945 | Commercial_2024_Technical_GWh_After Competition Groups_Air Handler with Dedicated Outdoor Air Systems
Commercial | Com ¦ Reach-in Shaded Pole to ECM/PSC Evaporator Fan Motor | 2024 | Technical | GWh | After Competition Groups | 157.8124 | 0 | 0 | 15837.1176 | 0.0099647 | 25 | Commercial_2024_Technical_GWh_After Competition Groups_25 | Reach-in Shaded Pole to ECM/PSC Evaporator Fan Motor | 0.9965% | 0 | 157.8124 | Commercial_2024_Technical_GWh_After Competition Groups_Reach-in Shaded Pole to ECM/PSC Evaporator Fan Motor
Commercial | Com ¦ LED or Equivalent Sign Lighting | 2024 | Technical | GWh | After Competition Groups | 147.6375 | 0 | 0 | 15837.1176 | 0.0093222 | 26 | Commercial_2024_Technical_GWh_After Competition Groups_26 | LED or Equivalent Sign Lighting | 0.9322% | 0 | 147.6375 | Commercial_2024_Technical_GWh_After Competition Groups_LED or Equivalent Sign Lighting
Commercial | Com ¦ Adaptive Thermostats | 2024 | Technical | GWh | After Competition Groups | 137.1032 | 0 | 0 | 15837.1176 | 0.0086571 | 27 | Commercial_2024_Technical_GWh_After Competition Groups_27 | Adaptive Thermostats | 0.8657% | 0 | 137.1032 | Commercial_2024_Technical_GWh_After Competition Groups_Adaptive Thermostats
Commercial | Com ¦ Refrigeration Optimization | 2024 | Technical | GWh | After Competition Groups | 136.6706 | 0 | 0 | 15837.1176 | 0.0086298 | 28 | Commercial_2024_Technical_GWh_After Competition Groups_28 | Refrigeration Optimization | 0.863% | 0 | 136.6706 | Commercial_2024_Technical_GWh_After Competition Groups_Refrigeration Optimization
Commercial | Com ¦ ENERGY STAR LED LAMPS (General Service Lamps) | 2024 | Technical | GWh | After Competition Groups | 114.3459 | 0 | 0 | 15837.1176 | 0.0072201 | 29 | Commercial_2024_Technical_GWh_After Competition Groups_29 | ENERGY STAR LED LAMPS (General Service Lamps) | 0.722% | 0 | 114.3459 | Commercial_2024_Technical_GWh_After Competition Groups_ENERGY STAR LED LAMPS (General Service Lamps)
Commercial | Com ¦ Refrigerated Display Case LED | 2024 | Technical | GWh | After Competition Groups | 109.0564 | 0 | 0 | 15837.1176 | 0.0068861 | 30 | Commercial_2024_Technical_GWh_After Competition Groups_30 | Refrigerated Display Case LED | 0.6886% | 0 | 109.0564 | Commercial_2024_Technical_GWh_After Competition Groups_Refrigerated Display Case LED
Commercial | Com ¦ ENERGY STAR FREEZER | 2024 | Technical | GWh | After Competition Groups | 100.8268 | 0 | 0 | 15837.1176 | 0.0063665 | 31 | Commercial_2024_Technical_GWh_After Competition Groups_31 | ENERGY STAR FREEZER | 0.6366% | 0 | 100.8268 | Commercial_2024_Technical_GWh_After Competition Groups_ENERGY STAR FREEZER
Commercial | Com ¦ ECM MOTORS FOR EVAPORATOR FANS for refrigeration (WALK-IN) | 2024 | Technical | GWh | After Competition Groups | 99.2421 | 0 | 0 | 15837.1176 | 0.0062664 | 32 | Commercial_2024_Technical_GWh_After Competition Groups_32 | ECM MOTORS FOR EVAPORATOR FANS for refrigeration (WALK-IN) | 0.6266% | 0 | 99.2421 | Commercial_2024_Technical_GWh_After Competition Groups_ECM MOTORS FOR EVAPORATOR FANS for refrigeration (WALK-IN)
Commercial | Com ¦ Condensing Unit Heaters or other Efficient Unit Heating System | 2024 | Technical | GWh | After Competition Groups | 95.1113 | 0 | 0 | 15837.1176 | 0.0060056 | 33 | Commercial_2024_Technical_GWh_After Competition Groups_33 | Condensing Unit Heaters or other Efficient Unit Heating System | 0.6006% | 0 | 95.1113 | Commercial_2024_Technical_GWh_After Competition Groups_Condensing Unit Heaters or other Efficient Unit Heating System
Commercial | Com ¦ Unitary Air-Conditioning Unit | 2024 | Technical | GWh | After Competition Groups | 94.351 | 0 | 0 | 15837.1176 | 0.0059576 | 34 | Commercial_2024_Technical_GWh_After Competition Groups_34 | Unitary Air-Conditioning Unit | 0.5958% | 0 | 94.351 | Commercial_2024_Technical_GWh_After Competition Groups_Unitary Air-Conditioning Unit
Commercial | Com ¦ Indoor Daylight Sensors/Photocell Dimming Control | 2024 | Technical | GWh | After Competition Groups | 93.4757 | 0 | 0 | 15837.1176 | 0.0059023 | 35 | Commercial_2024_Technical_GWh_After Competition Groups_35 | Indoor Daylight Sensors/Photocell Dimming Control | 0.5902% | 0 | 93.4757 | Commercial_2024_Technical_GWh_After Competition Groups_Indoor Daylight Sensors/Photocell Dimming Control
Commercial | Com ¦ High R-Value Glass Doors/no-heat glass door | 2024 | Technical | GWh | After Competition Groups | 87.8363 | 0 | 0 | 15837.1176 | 0.0055462 | 36 | Commercial_2024_Technical_GWh_After Competition Groups_36 | High R-Value Glass Doors/no-heat glass door | 0.5546% | 0 | 87.8363 | Commercial_2024_Technical_GWh_After Competition Groups_High R-Value Glass Doors/no-heat glass door
Commercial | Com ¦ Demand Control Kitchen Ventilation | 2024 | Technical | GWh | After Competition Groups | 86.8894 | 0 | 0 | 15837.1176 | 0.0054864 | 37 | Commercial_2024_Technical_GWh_After Competition Groups_37 | Demand Control Kitchen Ventilation | 0.5486% | 0 | 86.8894 | Commercial_2024_Technical_GWh_After Competition Groups_Demand Control Kitchen Ventilation
Commercial | Com ¦ Adding reflective (White) roof treatment or a green roof | 2024 | Technical | GWh | After Competition Groups | 81.8457 | 0 | 0 | 15837.1176 | 0.005168 | 38 | Commercial_2024_Technical_GWh_After Competition Groups_38 | Adding reflective (White) roof treatment or a green roof | 0.5168% | 0 | 81.8457 | Commercial_2024_Technical_GWh_After Competition Groups_Adding reflective (White) roof treatment or a green roof
Commercial | Com ¦ Freezer Case Light Sensor | 2024 | Technical | GWh | After Competition Groups | 81.7376 | 0 | 0 | 15837.1176 | 0.0051611 | 39 | Commercial_2024_Technical_GWh_After Competition Groups_39 | Freezer Case Light Sensor | 0.5161% | 0 | 81.7376 | Commercial_2024_Technical_GWh_After Competition Groups_Freezer Case Light Sensor
Commercial | Com ¦ Evaporator Fan Controls | 2024 | Technical | GWh | After Competition Groups | 79.7314 | 0 | 0 | 15837.1176 | 0.0050345 | 40 | Commercial_2024_Technical_GWh_After Competition Groups_40 | Evaporator Fan Controls | 0.5034% | 0 | 79.7314 | Commercial_2024_Technical_GWh_After Competition Groups_Evaporator Fan Controls
Commercial | Com ¦ Occupancy Sensors | 2024 | Technical | GWh | After Competition Groups | 71.1985 | 0 | 0 | 15837.1176 | 0.0044957 | 41 | Commercial_2024_Technical_GWh_After Competition Groups_41 | Occupancy Sensors | 0.4496% | 0 | 71.1985 | Commercial_2024_Technical_GWh_After Competition Groups_Occupancy Sensors
Commercial | Com ¦ ENERGY STAR ICE MACHINES - Ice Making Head | 2024 | Technical | GWh | After Competition Groups | 67.277 | 0 | 0 | 15837.1176 | 0.0042481 | 42 | Commercial_2024_Technical_GWh_After Competition Groups_42 | ENERGY STAR ICE MACHINES - Ice Making Head | 0.4248% | 0 | 67.277 | Commercial_2024_Technical_GWh_After Competition Groups_ENERGY STAR ICE MACHINES - Ice Making Head
Commercial | Com ¦ HOTEL OCCUPANCY CONTROLS (HVAC + LIGHTING) | 2024 | Technical | GWh | After Competition Groups | 65.0235 | 0 | 0 | 15837.1176 | 0.0041058 | 43 | Commercial_2024_Technical_GWh_After Competition Groups_43 | HOTEL OCCUPANCY CONTROLS (HVAC + LIGHTING) | 0.4106% | 0 | 65.0235 | Commercial_2024_Technical_GWh_After Competition Groups_HOTEL OCCUPANCY CONTROLS (HVAC + LIGHTING)
Commercial | Com ¦ Condensing Make Up Air Unit | 2024 | Technical | GWh | After Competition Groups | 59.3516 | 0 | 0 | 15837.1176 | 0.0037476 | 44 | Commercial_2024_Technical_GWh_After Competition Groups_44 | Condensing Make Up Air Unit | 0.3748% | 0 | 59.3516 | Commercial_2024_Technical_GWh_After Competition Groups_Condensing Make Up Air Unit
Commercial | Com ¦ Refrigeration Commissioning | 2024 | Technical | GWh | After Competition Groups | 54.6844 | 0 | 0 | 15837.1176 | 0.0034529 | 45 | Commercial_2024_Technical_GWh_After Competition Groups_45 | Refrigeration Commissioning | 0.3453% | 0 | 54.6844 | Commercial_2024_Technical_GWh_After Competition Groups_Refrigeration Commissioning
Commercial | Com ¦ Super-High Efficiency Furnaces (Emerging Tech) | 2024 | Technical | GWh | After Competition Groups | 53.1512 | 0 | 0 | 15837.1176 | 0.0033561 | 46 | Commercial_2024_Technical_GWh_After Competition Groups_46 | Super-High Efficiency Furnaces (Emerging Tech) | 0.3356% | 0 | 53.1512 | Commercial_2024_Technical_GWh_After Competition Groups_Super-High Efficiency Furnaces (Emerging Tech)
Commercial | Com ¦ ENERGY STAR Refrigerator | 2024 | Technical | GWh | After Competition Groups | 49.9008 | 0 | 0 | 15837.1176 | 0.0031509 | 47 | Commercial_2024_Technical_GWh_After Competition Groups_47 | ENERGY STAR Refrigerator | 0.3151% | 0 | 49.9008 | Commercial_2024_Technical_GWh_After Competition Groups_ENERGY STAR Refrigerator
Commercial | Com ¦ Elec Storage WH 2.30 Et | 2024 | Technical | GWh | After Competition Groups | 37.203 | 0 | 0 | 15837.1176 | 0.0023491 | 48 | Commercial_2024_Technical_GWh_After Competition Groups_48 | Elec Storage WH 2.30 Et | 0.2349% | 0 | 37.203 | Commercial_2024_Technical_GWh_After Competition Groups_Elec Storage WH 2.30 Et
Commercial | Com ¦ BEVERAGE VENDING MACHINE CONTROLS | 2024 | Technical | GWh | After Competition Groups | 35.8662 | 0 | 0 | 15837.1176 | 0.0022647 | 49 | Commercial_2024_Technical_GWh_After Competition Groups_49 | BEVERAGE VENDING MACHINE CONTROLS | 0.2265% | 0 | 35.8662 | Commercial_2024_Technical_GWh_After Competition Groups_BEVERAGE VENDING MACHINE CONTROLS
Commercial | Com ¦ Temperature Adjustment in Commercial Freezers | 2024 | Technical | GWh | After Competition Groups | 30.4884 | 0 | 0 | 15837.1176 | 0.0019251 | 50 | Commercial_2024_Technical_GWh_After Competition Groups_50 | Temperature Adjustment in Commercial Freezers | 0.1925% | 0 | 30.4884 | Commercial_2024_Technical_GWh_After Competition Groups_Temperature Adjustment in Commercial Freezers
Commercial | Com ¦ CO Sensors for parking garage exhaust fans | 2024 | Technical | GWh | After Competition Groups | 27.6902 | 0 | 0 | 15837.1176 | 0.0017484 | 51 | Commercial_2024_Technical_GWh_After Competition Groups_51 | CO Sensors for parking garage exhaust fans | 0.1748% | 0 | 27.6902 | Commercial_2024_Technical_GWh_After Competition Groups_CO Sensors for parking garage exhaust fans
Commercial | Com ¦ Energy Efficient Laboratory Fume Hood | 2024 | Technical | GWh | After Competition Groups | 27.1545 | 0 | 0 | 15837.1176 | 0.0017146 | 52 | Commercial_2024_Technical_GWh_After Competition Groups_52 | Energy Efficient Laboratory Fume Hood | 0.1715% | 0 | 27.1545 | Commercial_2024_Technical_GWh_After Competition Groups_Energy Efficient Laboratory Fume Hood
Commercial | Com ¦ Anti-sweat heat (ASH) controls - Cooler/Freezer | 2024 | Technical | GWh | After Competition Groups | 24.0133 | 0 | 0 | 15837.1176 | 0.0015163 | 53 | Commercial_2024_Technical_GWh_After Competition Groups_53 | Anti-sweat heat (ASH) controls - Cooler/Freezer | 0.1516% | 0 | 24.0133 | Commercial_2024_Technical_GWh_After Competition Groups_Anti-sweat heat (ASH) controls - Cooler/Freezer
Commercial | Com ¦ Vertical Night Covers | 2024 | Technical | GWh | After Competition Groups | 23.6507 | 0 | 0 | 15837.1176 | 0.0014934 | 54 | Commercial_2024_Technical_GWh_After Competition Groups_54 | Vertical Night Covers | 0.1493% | 0 | 23.6507 | Commercial_2024_Technical_GWh_After Competition Groups_Vertical Night Covers
Commercial | Com ¦ Chilled Water Optimization | 2024 | Technical | GWh | After Competition Groups | 22.5171 | 0 | 0 | 15837.1176 | 0.0014218 | 55 | Commercial_2024_Technical_GWh_After Competition Groups_55 | Chilled Water Optimization | 0.1422% | 0 | 22.5171 | Commercial_2024_Technical_GWh_After Competition Groups_Chilled Water Optimization
Commercial | Com ¦ ENERGY STAR Griddle (74% eff) | 2024 | Technical | GWh | After Competition Groups | 22.3924 | 0 | 0 | 15837.1176 | 0.0014139 | 56 | Commercial_2024_Technical_GWh_After Competition Groups_56 | ENERGY STAR Griddle (74% eff) | 0.1414% | 0 | 22.3924 | Commercial_2024_Technical_GWh_After Competition Groups_ENERGY STAR Griddle (74% eff)
Commercial | Com ¦ Duct Insulation, R8 | 2024 | Technical | GWh | After Competition Groups | 21.0555 | 0 | 0 | 15837.1176 | 0.0013295 | 57 | Commercial_2024_Technical_GWh_After Competition Groups_57 | Duct Insulation, R8 | 0.133% | 0 | 21.0555 | Commercial_2024_Technical_GWh_After Competition Groups_Duct Insulation, R8
Commercial | Com ¦ Water Heating (DHW) Pipe Insulation (Add 3/4\ Foam)" | 2024 | Technical | GWh | After Competition Groups | 20.3565 | 0 | 0 | 15837.1176 | 0.0012854 | 58 | Commercial_2024_Technical_GWh_After Competition Groups_58 | Water Heating (DHW) Pipe Insulation (Add 3/4\ Foam)" | 0.1285% | 0 | 20.3565 | Commercial_2024_Technical_GWh_After Competition Groups_Water Heating (DHW) Pipe Insulation (Add 3/4\ Foam)"
Commercial | Com ¦ Water Source Heat Pump (4 ton) | 2024 | Technical | GWh | After Competition Groups | 17.1797 | 0 | 0 | 15837.1176 | 0.0010848 | 59 | Commercial_2024_Technical_GWh_After Competition Groups_59 | Water Source Heat Pump (4 ton) | 0.1085% | 0 | 17.1797 | Commercial_2024_Technical_GWh_After Competition Groups_Water Source Heat Pump (4 ton)
Commercial | Com ¦ Outside Air Economizer | 2024 | Technical | GWh | After Competition Groups | 16.2414 | 0 | 0 | 15837.1176 | 0.0010255 | 60 | Commercial_2024_Technical_GWh_After Competition Groups_60 | Outside Air Economizer | 0.1026% | 0 | 16.2414 | Commercial_2024_Technical_GWh_After Competition Groups_Outside Air Economizer
Commercial | Com ¦ Roof Insulation/Ceiling Insulation (R25 Code to R35) | 2024 | Technical | GWh | After Competition Groups | 12.9498 | 0 | 0 | 15837.1176 | 0.00081769 | 61 | Commercial_2024_Technical_GWh_After Competition Groups_61 | Roof Insulation/Ceiling Insulation (R25 Code to R35) | 0.08177% | 0 | 12.9498 | Commercial_2024_Technical_GWh_After Competition Groups_Roof Insulation/Ceiling Insulation (R25 Code to R35)
Commercial | Com ¦ Suction Pipe Insulation Freezer/Refrigerator | 2024 | Technical | GWh | After Competition Groups | 12.9261 | 0 | 0 | 15837.1176 | 0.00081619 | 62 | Commercial_2024_Technical_GWh_After Competition Groups_62 | Suction Pipe Insulation Freezer/Refrigerator | 0.08162% | 0 | 12.9261 | Commercial_2024_Technical_GWh_After Competition Groups_Suction Pipe Insulation Freezer/Refrigerator
Commercial | Com ¦ Evaporator Coil Defrost (Cooler) | 2024 | Technical | GWh | After Competition Groups | 10.6524 | 0 | 0 | 15837.1176 | 0.00067262 | 63 | Commercial_2024_Technical_GWh_After Competition Groups_63 | Evaporator Coil Defrost (Cooler) | 0.06726% | 0 | 10.6524 | Commercial_2024_Technical_GWh_After Competition Groups_Evaporator Coil Defrost (Cooler)
Commercial | Com ¦ ENERGY STAR Dishwasher | 2024 | Technical | GWh | After Competition Groups | 9.6761 | 0 | 0 | 15837.1176 | 0.00061098 | 64 | Commercial_2024_Technical_GWh_After Competition Groups_64 | ENERGY STAR Dishwasher | 0.0611% | 0 | 9.6761 | Commercial_2024_Technical_GWh_After Competition Groups_ENERGY STAR Dishwasher
Commercial | Com ¦ LED RECESSED DOWNLIGHTS | 2024 | Technical | GWh | After Competition Groups | 9.2837 | 0 | 0 | 15837.1176 | 0.0005862 | 65 | Commercial_2024_Technical_GWh_After Competition Groups_65 | LED RECESSED DOWNLIGHTS | 0.05862% | 0 | 9.2837 | Commercial_2024_Technical_GWh_After Competition Groups_LED RECESSED DOWNLIGHTS
Commercial | Com ¦ ENERGY STAR Fryer (84% eff) | 2024 | Technical | GWh | After Competition Groups | 7.8704 | 0 | 0 | 15837.1176 | 0.00049696 | 66 | Commercial_2024_Technical_GWh_After Competition Groups_66 | ENERGY STAR Fryer (84% eff) | 0.0497% | 0 | 7.8704 | Commercial_2024_Technical_GWh_After Competition Groups_ENERGY STAR Fryer (84% eff)
Commercial | Com ¦ Ozone Laundry Treatment | 2024 | Technical | GWh | After Competition Groups | 6.1563 | 0 | 0 | 15837.1176 | 0.00038872 | 67 | Commercial_2024_Technical_GWh_After Competition Groups_67 | Ozone Laundry Treatment | 0.03887% | 0 | 6.1563 | Commercial_2024_Technical_GWh_After Competition Groups_Ozone Laundry Treatment
Commercial | Com ¦ SYNCHRONOUS BELT | 2024 | Technical | GWh | After Competition Groups | 5.4327 | 0 | 0 | 15837.1176 | 0.00034304 | 68 | Commercial_2024_Technical_GWh_After Competition Groups_68 | SYNCHRONOUS BELT | 0.0343% | 0 | 5.4327 | Commercial_2024_Technical_GWh_After Competition Groups_SYNCHRONOUS BELT
Commercial | Com ¦ Efficient compressor motor | 2024 | Technical | GWh | After Competition Groups | 4.9972 | 0 | 0 | 15837.1176 | 0.00031554 | 69 | Commercial_2024_Technical_GWh_After Competition Groups_69 | Efficient compressor motor | 0.03155% | 0 | 4.9972 | Commercial_2024_Technical_GWh_After Competition Groups_Efficient compressor motor
Commercial | Com ¦ Ground Source Heat Pump | 2024 | Technical | GWh | After Competition Groups | 4.4758 | 0 | 0 | 15837.1176 | 0.00028262 | 70 | Commercial_2024_Technical_GWh_After Competition Groups_70 | Ground Source Heat Pump | 0.02826% | 0 | 4.4758 | Commercial_2024_Technical_GWh_After Competition Groups_Ground Source Heat Pump
Commercial | Com ¦ Demand controlled Circulating Systems | 2024 | Technical | GWh | After Competition Groups | 4.3622 | 0 | 0 | 15837.1176 | 0.00027544 | 71 | Commercial_2024_Technical_GWh_After Competition Groups_71 | Demand controlled Circulating Systems | 0.02754% | 0 | 4.3622 | Commercial_2024_Technical_GWh_After Competition Groups_Demand controlled Circulating Systems
Commercial | Com ¦ ENERGY STAR Steam Cookers | 2024 | Technical | GWh | After Competition Groups | 3.8558 | 0 | 0 | 15837.1176 | 0.00024347 | 72 | Commercial_2024_Technical_GWh_After Competition Groups_72 | ENERGY STAR Steam Cookers | 0.02435% | 0 | 3.8558 | Commercial_2024_Technical_GWh_After Competition Groups_ENERGY STAR Steam Cookers
Commercial | Com ¦ ECM MOTORS FOR HVAC APPLICATION (FAN-POWERED VAV BOX) | 2024 | Technical | GWh | After Competition Groups | 2.5953 | 0 | 0 | 15837.1176 | 0.00016388 | 73 | Commercial_2024_Technical_GWh_After Competition Groups_73 | ECM MOTORS FOR HVAC APPLICATION (FAN-POWERED VAV BOX) | 0.01639% | 0 | 2.5953 | Commercial_2024_Technical_GWh_After Competition Groups_ECM MOTORS FOR HVAC APPLICATION (FAN-POWERED VAV BOX)
Commercial | Com ¦ Wall Insulation | 2024 | Technical | GWh | After Competition Groups | 2.5335 | 0 | 0 | 15837.1176 | 0.00015997 | 74 | Commercial_2024_Technical_GWh_After Competition Groups_74 | Wall Insulation | 0.016% | 0 | 2.5335 | Commercial_2024_Technical_GWh_After Competition Groups_Wall Insulation
Commercial | Com ¦ Solar Preheat Make up Air | 2024 | Technical | GWh | After Competition Groups | 2.5019 | 0 | 0 | 15837.1176 | 0.00015798 | 75 | Commercial_2024_Technical_GWh_After Competition Groups_75 | Solar Preheat Make up Air | 0.0158% | 0 | 2.5019 | Commercial_2024_Technical_GWh_After Competition Groups_Solar Preheat Make up Air
Commercial | Com ¦ Thermostat Setback | 2024 | Technical | GWh | After Competition Groups | 1.8999 | 0 | 0 | 15837.1176 | 0.00011996 | 76 | Commercial_2024_Technical_GWh_After Competition Groups_76 | Thermostat Setback | 0.012% | 0 | 1.8999 | Commercial_2024_Technical_GWh_After Competition Groups_Thermostat Setback
Commercial | Com ¦ Solar Water Preheat (Pools/DHW) | 2024 | Technical | GWh | After Competition Groups | 1.7998 | 0 | 0 | 15837.1176 | 0.00011365 | 77 | Commercial_2024_Technical_GWh_After Competition Groups_77 | Solar Water Preheat (Pools/DHW) | 0.01136% | 0 | 1.7998 | Commercial_2024_Technical_GWh_After Competition Groups_Solar Water Preheat (Pools/DHW)
Commercial | Com ¦ Room AC (w/ louvered sides) 14 SEER from 12 SEER code | 2024 | Technical | GWh | After Competition Groups | 1.4689 | 0 | 0 | 15837.1176 | 9.2749e-05 | 78 | Commercial_2024_Technical_GWh_After Competition Groups_78 | Room AC (w/ louvered sides) 14 SEER from 12 SEER code | 0.009275% | 0 | 1.4689 | Commercial_2024_Technical_GWh_After Competition Groups_Room AC (w/ louvered sides) 14 SEER from 12 SEER code
Commercial | Com ¦ PTAC (12 EER/10,000 BTU) | 2024 | Technical | GWh | After Competition Groups | 1.4138 | 0 | 0 | 15837.1176 | 8.9269e-05 | 79 | Commercial_2024_Technical_GWh_After Competition Groups_79 | PTAC (12 EER/10,000 BTU) | 0.008927% | 0 | 1.4138 | Commercial_2024_Technical_GWh_After Competition Groups_PTAC (12 EER/10,000 BTU)
Commercial | Com ¦ Auto Off Time Switch or Time Clock control | 2024 | Technical | GWh | After Competition Groups | 1.2751 | 0 | 0 | 15837.1176 | 8.0517e-05 | 80 | Commercial_2024_Technical_GWh_After Competition Groups_80 | Auto Off Time Switch or Time Clock control | 0.008052% | 0 | 1.2751 | Commercial_2024_Technical_GWh_After Competition Groups_Auto Off Time Switch or Time Clock control
Commercial | Com ¦ Commercial Hot Food Holding Cabinets | 2024 | Technical | GWh | After Competition Groups | 1.1225 | 0 | 0 | 15837.1176 | 7.0879e-05 | 81 | Commercial_2024_Technical_GWh_After Competition Groups_81 | Commercial Hot Food Holding Cabinets | 0.007088% | 0 | 1.1225 | Commercial_2024_Technical_GWh_After Competition Groups_Commercial Hot Food Holding Cabinets
Commercial | Com ¦ CEE Tier 2/Energy Star Clothes Washers | 2024 | Technical | GWh | After Competition Groups | 0.91948 | 0 | 0 | 15837.1176 | 5.8059e-05 | 82 | Commercial_2024_Technical_GWh_After Competition Groups_82 | CEE Tier 2/Energy Star Clothes Washers | 0.005806% | 0 | 0.91948 | Commercial_2024_Technical_GWh_After Competition Groups_CEE Tier 2/Energy Star Clothes Washers
Commercial | COM ¦ Ductless Mini-Split Heat Pumps | 2024 | Technical | GWh | After Competition Groups | 0.69529 | 0 | 0 | 15837.1176 | 4.3903e-05 | 83 | Commercial_2024_Technical_GWh_After Competition Groups_83 | Ductless Mini-Split Heat Pumps | 0.00439% | 0 | 0.69529 | Commercial_2024_Technical_GWh_After Competition Groups_Ductless Mini-Split Heat Pumps
Commercial | Com ¦ Low Flow Pre-Rinse Spray Nozzle | 2024 | Technical | GWh | After Competition Groups | 0.65866 | 0 | 0 | 15837.1176 | 4.159e-05 | 84 | Commercial_2024_Technical_GWh_After Competition Groups_84 | Low Flow Pre-Rinse Spray Nozzle | 0.004159% | 0 | 0.65866 | Commercial_2024_Technical_GWh_After Competition Groups_Low Flow Pre-Rinse Spray Nozzle
Commercial | Com ¦ HVAC Optimization | 2024 | Technical | GWh | After Competition Groups | 0.63852 | 0 | 0 | 15837.1176 | 4.0318e-05 | 85 | Commercial_2024_Technical_GWh_After Competition Groups_85 | HVAC Optimization | 0.004032% | 0 | 0.63852 | Commercial_2024_Technical_GWh_After Competition Groups_HVAC Optimization
Commercial | Com ¦ Heat Pump Water Heater (50 Gallons) | 2024 | Technical | GWh | After Competition Groups | 0.47618 | 0 | 0 | 15837.1176 | 3.0067e-05 | 86 | Commercial_2024_Technical_GWh_After Competition Groups_86 | Heat Pump Water Heater (50 Gallons) | 0.003007% | 0 | 0.47618 | Commercial_2024_Technical_GWh_After Competition Groups_Heat Pump Water Heater (50 Gallons)
Commercial | Com ¦ High Efficiency Chiller (avg of water and air cooled) | 2024 | Technical | GWh | After Competition Groups | 0.30554 | 0 | 0 | 15837.1176 | 1.9293e-05 | 87 | Commercial_2024_Technical_GWh_After Competition Groups_87 | High Efficiency Chiller (avg of water and air cooled) | 0.001929% | 0 | 0.30554 | Commercial_2024_Technical_GWh_After Competition Groups_High Efficiency Chiller (avg of water and air cooled)
Commercial | Com ¦ EC Plug Fan for Data Center (under cabinet) | 2024 | Technical | GWh | After Competition Groups | 0.18029 | 0 | 0 | 15837.1176 | 1.1384e-05 | 88 | Commercial_2024_Technical_GWh_After Competition Groups_88 | EC Plug Fan for Data Center (under cabinet) | 0.001138% | 0 | 0.18029 | Commercial_2024_Technical_GWh_After Competition Groups_EC Plug Fan for Data Center (under cabinet)
Commercial | Com ¦ eCube | 2024 | Technical | GWh | After Competition Groups | 0.10727 | 0 | 0 | 15837.1176 | 6.7734e-06 | 89 | Commercial_2024_Technical_GWh_After Competition Groups_89 | eCube | 0.0006773% | 0 | 0.10727 | Commercial_2024_Technical_GWh_After Competition Groups_eCube
Commercial | Com ¦ Exterior Photocell | 2024 | Technical | GWh | After Competition Groups | 0.072363 | 0 | 0 | 15837.1176 | 4.5692e-06 | 90 | Commercial_2024_Technical_GWh_After Competition Groups_90 | Exterior Photocell | 0.0004569% | 0 | 0.072363 | Commercial_2024_Technical_GWh_After Competition Groups_Exterior Photocell
Commercial | Com ¦ Air Curtains | 2024 | Technical | GWh | After Competition Groups | 0.051336 | 0 | 0 | 15837.1176 | 3.2415e-06 | 91 | Commercial_2024_Technical_GWh_After Competition Groups_91 | Air Curtains | 0.0003242% | 0 | 0.051336 | Commercial_2024_Technical_GWh_After Competition Groups_Air Curtains
Commercial | Com ¦ VSD Air Compressor | 2024 | Technical | GWh | After Competition Groups | 0.026816 | 0 | 0 | 15837.1176 | 1.6932e-06 | 92 | Commercial_2024_Technical_GWh_After Competition Groups_92 | VSD Air Compressor | 0.0001693% | 0 | 0.026816 | Commercial_2024_Technical_GWh_After Competition Groups_VSD Air Compressor
Commercial | Com ¦ High Efficiency Induction Cooking | 2024 | Technical | GWh | After Competition Groups | 0.0067699 | 0 | 0 | 15837.1176 | 4.2747e-07 | 93 | Commercial_2024_Technical_GWh_After Competition Groups_93 | High Efficiency Induction Cooking | 4.275e-05% | 0 | 0.0067699 | Commercial_2024_Technical_GWh_After Competition Groups_High Efficiency Induction Cooking
Commercial | Com ¦ Electric Convection Combination Ovens | 2024 | Technical | GWh | After Competition Groups | 0.0020798 | 0 | 0 | 15837.1176 | 1.3133e-07 | 94 | Commercial_2024_Technical_GWh_After Competition Groups_94 | Electric Convection Combination Ovens | 1.313e-05% | 0 | 0.0020798 | Commercial_2024_Technical_GWh_After Competition Groups_Electric Convection Combination Ovens
Commercial | Com ¦ Building Recommissioning, Operations and Maintenance (O&M) Improvements | 2025 | Economic | GWh | After Competition Groups | 2255.4248 | 0 | 0 | 12949.003 | 0.17418 | 1 | Commercial_2025_Economic_GWh_After Competition Groups_1 | Building Recommissioning, Operations and Maintenance (O&M) Improvements | 17.42% | 0 | 2255.4248 | Commercial_2025_Economic_GWh_After Competition Groups_Building Recommissioning, Operations and Maintenance (O&M) Improvements
Commercial | Com ¦ LED Low/High Bay | 2025 | Economic | GWh | After Competition Groups | 1335.6332 | 0 | 0 | 12949.003 | 0.10315 | 2 | Commercial_2025_Economic_GWh_After Competition Groups_2 | LED Low/High Bay | 10.31% | 0 | 1335.6332 | Commercial_2025_Economic_GWh_After Competition Groups_LED Low/High Bay
Commercial | Com ¦ LED Troffer/Surface/Suspended | 2025 | Economic | GWh | After Competition Groups | 1126.4206 | 0 | 0 | 12949.003 | 0.086989 | 3 | Commercial_2025_Economic_GWh_After Competition Groups_3 | LED Troffer/Surface/Suspended | 8.699% | 0 | 1126.4206 | Commercial_2025_Economic_GWh_After Competition Groups_LED Troffer/Surface/Suspended
Commercial | Com ¦ ENERGY STAR LED LAMPS (REFLECTOR LAMPs/MR16/PAR 16) | 2025 | Economic | GWh | After Competition Groups | 903.4125 | 0 | 0 | 12949.003 | 0.069767 | 4 | Commercial_2025_Economic_GWh_After Competition Groups_4 | ENERGY STAR LED LAMPS (REFLECTOR LAMPs/MR16/PAR 16) | 6.977% | 0 | 903.4125 | Commercial_2025_Economic_GWh_After Competition Groups_ENERGY STAR LED LAMPS (REFLECTOR LAMPs/MR16/PAR 16)
Commercial | Com ¦ Education and Capacity Building/Energy Behavior | 2025 | Economic | GWh | After Competition Groups | 840.7252 | 0 | 0 | 12949.003 | 0.064926 | 5 | Commercial_2025_Economic_GWh_After Competition Groups_5 | Education and Capacity Building/Energy Behavior | 6.493% | 0 | 840.7252 | Commercial_2025_Economic_GWh_After Competition Groups_Education and Capacity Building/Energy Behavior
Commercial | Com ¦ Furnace Tune-Up | 2025 | Economic | GWh | After Competition Groups | 619.3253 | 0 | 0 | 12949.003 | 0.047828 | 6 | Commercial_2025_Economic_GWh_After Competition Groups_6 | Furnace Tune-Up | 4.783% | 0 | 619.3253 | Commercial_2025_Economic_GWh_After Competition Groups_Furnace Tune-Up
Commercial | Com ¦ LED EXTERIOR AREA LIGHTS - LED fixture (200W) | 2025 | Economic | GWh | After Competition Groups | 580.3615 | 0 | 0 | 12949.003 | 0.044819 | 7 | Commercial_2025_Economic_GWh_After Competition Groups_7 | LED EXTERIOR AREA LIGHTS - LED fixture (200W) | 4.482% | 0 | 580.3615 | Commercial_2025_Economic_GWh_After Competition Groups_LED EXTERIOR AREA LIGHTS - LED fixture (200W)
Commercial | Com ¦ LED parking lot fixture | 2025 | Economic | GWh | After Competition Groups | 561.5144 | 0 | 0 | 12949.003 | 0.043364 | 8 | Commercial_2025_Economic_GWh_After Competition Groups_8 | LED parking lot fixture | 4.336% | 0 | 561.5144 | Commercial_2025_Economic_GWh_After Competition Groups_LED parking lot fixture
Commercial | Com ¦ LED Replacement Lamp (Tube) | 2025 | Economic | GWh | After Competition Groups | 384.0559 | 0 | 0 | 12949.003 | 0.029659 | 9 | Commercial_2025_Economic_GWh_After Competition Groups_9 | LED Replacement Lamp (Tube) | 2.966% | 0 | 384.0559 | Commercial_2025_Economic_GWh_After Competition Groups_LED Replacement Lamp (Tube)
Commercial | Com ¦ High Efficiency Air Source Heat Pump | 2025 | Economic | GWh | After Competition Groups | 356.7637 | 0 | 0 | 12949.003 | 0.027551 | 10 | Commercial_2025_Economic_GWh_After Competition Groups_10 | High Efficiency Air Source Heat Pump | 2.755% | 0 | 356.7637 | Commercial_2025_Economic_GWh_After Competition Groups_High Efficiency Air Source Heat Pump
Commercial | Com ¦ LED street light fixture | 2025 | Economic | GWh | After Competition Groups | 339.2907 | 0 | 0 | 12949.003 | 0.026202 | 11 | Commercial_2025_Economic_GWh_After Competition Groups_11 | LED street light fixture | 2.62% | 0 | 339.2907 | Commercial_2025_Economic_GWh_After Competition Groups_LED street light fixture
Commercial | Com ¦ Advanced BAS/Controllers | 2025 | Economic | GWh | After Competition Groups | 319.7441 | 0 | 0 | 12949.003 | 0.024693 | 12 | Commercial_2025_Economic_GWh_After Competition Groups_12 | Advanced BAS/Controllers | 2.469% | 0 | 319.7441 | Commercial_2025_Economic_GWh_After Competition Groups_Advanced BAS/Controllers
Commercial | Com ¦ Data Center Storage/Server Virtualization | 2025 | Economic | GWh | After Competition Groups | 270.4023 | 0 | 0 | 12949.003 | 0.020882 | 13 | Commercial_2025_Economic_GWh_After Competition Groups_13 | Data Center Storage/Server Virtualization | 2.088% | 0 | 270.4023 | Commercial_2025_Economic_GWh_After Competition Groups_Data Center Storage/Server Virtualization
Commercial | Com ¦ Demand Control Ventilation | 2025 | Economic | GWh | After Competition Groups | 255.9298 | 0 | 0 | 12949.003 | 0.019764 | 14 | Commercial_2025_Economic_GWh_After Competition Groups_14 | Demand Control Ventilation | 1.976% | 0 | 255.9298 | Commercial_2025_Economic_GWh_After Competition Groups_Demand Control Ventilation
Commercial | Com ¦ Strip Curtains | 2025 | Economic | GWh | After Competition Groups | 235.1788 | 0 | 0 | 12949.003 | 0.018162 | 15 | Commercial_2025_Economic_GWh_After Competition Groups_15 | Strip Curtains | 1.816% | 0 | 235.1788 | Commercial_2025_Economic_GWh_After Competition Groups_Strip Curtains
Commercial | Com ¦ Variable Frequency Drive (VFD) | 2025 | Economic | GWh | After Competition Groups | 205.2843 | 0 | 0 | 12949.003 | 0.015853 | 16 | Commercial_2025_Economic_GWh_After Competition Groups_16 | Variable Frequency Drive (VFD) | 1.585% | 0 | 205.2843 | Commercial_2025_Economic_GWh_After Competition Groups_Variable Frequency Drive (VFD)
Commercial | Com ¦ VFD on Pumps | 2025 | Economic | GWh | After Competition Groups | 192.1217 | 0 | 0 | 12949.003 | 0.014837 | 17 | Commercial_2025_Economic_GWh_After Competition Groups_17 | VFD on Pumps | 1.484% | 0 | 192.1217 | Commercial_2025_Economic_GWh_After Competition Groups_VFD on Pumps
Commercial | Com ¦ Centrally controlled desktop PC/NETWORK PC POWER MANAGEMENT SOFTWARE | 2025 | Economic | GWh | After Competition Groups | 181.467 | 0 | 0 | 12949.003 | 0.014014 | 18 | Commercial_2025_Economic_GWh_After Competition Groups_18 | Centrally controlled desktop PC/NETWORK PC POWER MANAGEMENT SOFTWARE | 1.401% | 0 | 181.467 | Commercial_2025_Economic_GWh_After Competition Groups_Centrally controlled desktop PC/NETWORK PC POWER MANAGEMENT SOFTWARE
Commercial | Com ¦ Reach-in Shaded Pole to ECM/PSC Evaporator Fan Motor | 2025 | Economic | GWh | After Competition Groups | 179.3943 | 0 | 0 | 12949.003 | 0.013854 | 19 | Commercial_2025_Economic_GWh_After Competition Groups_19 | Reach-in Shaded Pole to ECM/PSC Evaporator Fan Motor | 1.385% | 0 | 179.3943 | Commercial_2025_Economic_GWh_After Competition Groups_Reach-in Shaded Pole to ECM/PSC Evaporator Fan Motor
Commercial | Com ¦ Air Handler with Dedicated Outdoor Air Systems | 2025 | Economic | GWh | After Competition Groups | 156.6806 | 0 | 0 | 12949.003 | 0.0121 | 20 | Commercial_2025_Economic_GWh_After Competition Groups_20 | Air Handler with Dedicated Outdoor Air Systems | 1.21% | 0 | 156.6806 | Commercial_2025_Economic_GWh_After Competition Groups_Air Handler with Dedicated Outdoor Air Systems
Commercial | Com ¦ LED or Equivalent Sign Lighting | 2025 | Economic | GWh | After Competition Groups | 153.0018 | 0 | 0 | 12949.003 | 0.011816 | 21 | Commercial_2025_Economic_GWh_After Competition Groups_21 | LED or Equivalent Sign Lighting | 1.182% | 0 | 153.0018 | Commercial_2025_Economic_GWh_After Competition Groups_LED or Equivalent Sign Lighting
Commercial | Com ¦ Refrigerated Display Case Doors | 2025 | Economic | GWh | After Competition Groups | 147.0501 | 0 | 0 | 12949.003 | 0.011356 | 22 | Commercial_2025_Economic_GWh_After Competition Groups_22 | Refrigerated Display Case Doors | 1.136% | 0 | 147.0501 | Commercial_2025_Economic_GWh_After Competition Groups_Refrigerated Display Case Doors
Commercial | Com ¦ Adaptive Thermostats | 2025 | Economic | GWh | After Competition Groups | 138.3408 | 0 | 0 | 12949.003 | 0.010684 | 23 | Commercial_2025_Economic_GWh_After Competition Groups_23 | Adaptive Thermostats | 1.068% | 0 | 138.3408 | Commercial_2025_Economic_GWh_After Competition Groups_Adaptive Thermostats
Commercial | Com ¦ ENERGY STAR LED LAMPS (General Service Lamps) | 2025 | Economic | GWh | After Competition Groups | 114.9479 | 0 | 0 | 12949.003 | 0.008877 | 24 | Commercial_2025_Economic_GWh_After Competition Groups_24 | ENERGY STAR LED LAMPS (General Service Lamps) | 0.8877% | 0 | 114.9479 | Commercial_2025_Economic_GWh_After Competition Groups_ENERGY STAR LED LAMPS (General Service Lamps)
Commercial | Com ¦ Unitary Air-Conditioning Unit | 2025 | Economic | GWh | After Competition Groups | 106.4065 | 0 | 0 | 12949.003 | 0.0082174 | 25 | Commercial_2025_Economic_GWh_After Competition Groups_25 | Unitary Air-Conditioning Unit | 0.8217% | 0 | 106.4065 | Commercial_2025_Economic_GWh_After Competition Groups_Unitary Air-Conditioning Unit
Commercial | Com ¦ ECM MOTORS FOR EVAPORATOR FANS for refrigeration (WALK-IN) | 2025 | Economic | GWh | After Competition Groups | 97.2473 | 0 | 0 | 12949.003 | 0.00751 | 26 | Commercial_2025_Economic_GWh_After Competition Groups_26 | ECM MOTORS FOR EVAPORATOR FANS for refrigeration (WALK-IN) | 0.751% | 0 | 97.2473 | Commercial_2025_Economic_GWh_After Competition Groups_ECM MOTORS FOR EVAPORATOR FANS for refrigeration (WALK-IN)
Commercial | Com ¦ Condensing Unit Heaters or other Efficient Unit Heating System | 2025 | Economic | GWh | After Competition Groups | 93.1995 | 0 | 0 | 12949.003 | 0.0071974 | 27 | Commercial_2025_Economic_GWh_After Competition Groups_27 | Condensing Unit Heaters or other Efficient Unit Heating System | 0.7197% | 0 | 93.1995 | Commercial_2025_Economic_GWh_After Competition Groups_Condensing Unit Heaters or other Efficient Unit Heating System
Commercial | Com ¦ Refrigerated Display Case LED | 2025 | Economic | GWh | After Competition Groups | 82.213 | 0 | 0 | 12949.003 | 0.006349 | 28 | Commercial_2025_Economic_GWh_After Competition Groups_28 | Refrigerated Display Case LED | 0.6349% | 0 | 82.213 | Commercial_2025_Economic_GWh_After Competition Groups_Refrigerated Display Case LED
Commercial | Com ¦ Demand Control Kitchen Ventilation | 2025 | Economic | GWh | After Competition Groups | 81.0068 | 0 | 0 | 12949.003 | 0.0062558 | 29 | Commercial_2025_Economic_GWh_After Competition Groups_29 | Demand Control Kitchen Ventilation | 0.6256% | 0 | 81.0068 | Commercial_2025_Economic_GWh_After Competition Groups_Demand Control Kitchen Ventilation
Commercial | Com ¦ Freezer Case Light Sensor | 2025 | Economic | GWh | After Competition Groups | 80.0946 | 0 | 0 | 12949.003 | 0.0061854 | 30 | Commercial_2025_Economic_GWh_After Competition Groups_30 | Freezer Case Light Sensor | 0.6185% | 0 | 80.0946 | Commercial_2025_Economic_GWh_After Competition Groups_Freezer Case Light Sensor
Commercial | Com ¦ Evaporator Fan Controls | 2025 | Economic | GWh | After Competition Groups | 78.1288 | 0 | 0 | 12949.003 | 0.0060336 | 31 | Commercial_2025_Economic_GWh_After Competition Groups_31 | Evaporator Fan Controls | 0.6034% | 0 | 78.1288 | Commercial_2025_Economic_GWh_After Competition Groups_Evaporator Fan Controls
Commercial | Com ¦ Occupancy Sensors | 2025 | Economic | GWh | After Competition Groups | 71.8441 | 0 | 0 | 12949.003 | 0.0055482 | 32 | Commercial_2025_Economic_GWh_After Competition Groups_32 | Occupancy Sensors | 0.5548% | 0 | 71.8441 | Commercial_2025_Economic_GWh_After Competition Groups_Occupancy Sensors
Commercial | Com ¦ Elec Storage WH 2.30 Et | 2025 | Economic | GWh | After Competition Groups | 38.865 | 0 | 0 | 12949.003 | 0.0030014 | 33 | Commercial_2025_Economic_GWh_After Competition Groups_33 | Elec Storage WH 2.30 Et | 0.3001% | 0 | 38.865 | Commercial_2025_Economic_GWh_After Competition Groups_Elec Storage WH 2.30 Et
Commercial | Com ¦ BEVERAGE VENDING MACHINE CONTROLS | 2025 | Economic | GWh | After Competition Groups | 37.0807 | 0 | 0 | 12949.003 | 0.0028636 | 34 | Commercial_2025_Economic_GWh_After Competition Groups_34 | BEVERAGE VENDING MACHINE CONTROLS | 0.2864% | 0 | 37.0807 | Commercial_2025_Economic_GWh_After Competition Groups_BEVERAGE VENDING MACHINE CONTROLS
Commercial | Com ¦ Door Gasket Freezer/Refrigerator | 2025 | Economic | GWh | After Competition Groups | 30.8589 | 0 | 0 | 12949.003 | 0.0023831 | 35 | Commercial_2025_Economic_GWh_After Competition Groups_35 | Door Gasket Freezer/Refrigerator | 0.2383% | 0 | 30.8589 | Commercial_2025_Economic_GWh_After Competition Groups_Door Gasket Freezer/Refrigerator
Commercial | Com ¦ Temperature Adjustment in Commercial Freezers | 2025 | Economic | GWh | After Competition Groups | 29.8756 | 0 | 0 | 12949.003 | 0.0023072 | 36 | Commercial_2025_Economic_GWh_After Competition Groups_36 | Temperature Adjustment in Commercial Freezers | 0.2307% | 0 | 29.8756 | Commercial_2025_Economic_GWh_After Competition Groups_Temperature Adjustment in Commercial Freezers
Commercial | Com ¦ CO Sensors for parking garage exhaust fans | 2025 | Economic | GWh | After Competition Groups | 27.9723 | 0 | 0 | 12949.003 | 0.0021602 | 37 | Commercial_2025_Economic_GWh_After Competition Groups_37 | CO Sensors for parking garage exhaust fans | 0.216% | 0 | 27.9723 | Commercial_2025_Economic_GWh_After Competition Groups_CO Sensors for parking garage exhaust fans
Commercial | Com ¦ Energy Efficient Laboratory Fume Hood | 2025 | Economic | GWh | After Competition Groups | 26.6087 | 0 | 0 | 12949.003 | 0.0020549 | 38 | Commercial_2025_Economic_GWh_After Competition Groups_38 | Energy Efficient Laboratory Fume Hood | 0.2055% | 0 | 26.6087 | Commercial_2025_Economic_GWh_After Competition Groups_Energy Efficient Laboratory Fume Hood
Commercial | Com ¦ Chilled Water Optimization | 2025 | Economic | GWh | After Competition Groups | 25.6811 | 0 | 0 | 12949.003 | 0.0019832 | 39 | Commercial_2025_Economic_GWh_After Competition Groups_39 | Chilled Water Optimization | 0.1983% | 0 | 25.6811 | Commercial_2025_Economic_GWh_After Competition Groups_Chilled Water Optimization
Commercial | Com ¦ ENERGY STAR Griddle (74% eff) | 2025 | Economic | GWh | After Competition Groups | 25.271 | 0 | 0 | 12949.003 | 0.0019516 | 40 | Commercial_2025_Economic_GWh_After Competition Groups_40 | ENERGY STAR Griddle (74% eff) | 0.1952% | 0 | 25.271 | Commercial_2025_Economic_GWh_After Competition Groups_ENERGY STAR Griddle (74% eff)
Commercial | Com ¦ Vertical Night Covers | 2025 | Economic | GWh | After Competition Groups | 23.1754 | 0 | 0 | 12949.003 | 0.0017897 | 41 | Commercial_2025_Economic_GWh_After Competition Groups_41 | Vertical Night Covers | 0.179% | 0 | 23.1754 | Commercial_2025_Economic_GWh_After Competition Groups_Vertical Night Covers
Commercial | Com ¦ Duct Insulation, R8 | 2025 | Economic | GWh | After Competition Groups | 20.6323 | 0 | 0 | 12949.003 | 0.0015933 | 42 | Commercial_2025_Economic_GWh_After Competition Groups_42 | Duct Insulation, R8 | 0.1593% | 0 | 20.6323 | Commercial_2025_Economic_GWh_After Competition Groups_Duct Insulation, R8
Commercial | Com ¦ Water Heating (DHW) Pipe Insulation (Add 3/4\ Foam)" | 2025 | Economic | GWh | After Competition Groups | 19.9473 | 0 | 0 | 12949.003 | 0.0015405 | 43 | Commercial_2025_Economic_GWh_After Competition Groups_43 | Water Heating (DHW) Pipe Insulation (Add 3/4\ Foam)" | 0.154% | 0 | 19.9473 | Commercial_2025_Economic_GWh_After Competition Groups_Water Heating (DHW) Pipe Insulation (Add 3/4\ Foam)"
Commercial | Com ¦ Water Source Heat Pump (4 ton) | 2025 | Economic | GWh | After Competition Groups | 19.5039 | 0 | 0 | 12949.003 | 0.0015062 | 44 | Commercial_2025_Economic_GWh_After Competition Groups_44 | Water Source Heat Pump (4 ton) | 0.1506% | 0 | 19.5039 | Commercial_2025_Economic_GWh_After Competition Groups_Water Source Heat Pump (4 ton)
Commercial | Com ¦ Outside Air Economizer | 2025 | Economic | GWh | After Competition Groups | 16.3906 | 0 | 0 | 12949.003 | 0.0012658 | 45 | Commercial_2025_Economic_GWh_After Competition Groups_45 | Outside Air Economizer | 0.1266% | 0 | 16.3906 | Commercial_2025_Economic_GWh_After Competition Groups_Outside Air Economizer
Commercial | Com ¦ Suction Pipe Insulation Freezer/Refrigerator | 2025 | Economic | GWh | After Competition Groups | 12.6663 | 0 | 0 | 12949.003 | 0.00097817 | 46 | Commercial_2025_Economic_GWh_After Competition Groups_46 | Suction Pipe Insulation Freezer/Refrigerator | 0.09782% | 0 | 12.6663 | Commercial_2025_Economic_GWh_After Competition Groups_Suction Pipe Insulation Freezer/Refrigerator
Commercial | Com ¦ ENERGY STAR Dishwasher | 2025 | Economic | GWh | After Competition Groups | 10.0316 | 0 | 0 | 12949.003 | 0.0007747 | 47 | Commercial_2025_Economic_GWh_After Competition Groups_47 | ENERGY STAR Dishwasher | 0.07747% | 0 | 10.0316 | Commercial_2025_Economic_GWh_After Competition Groups_ENERGY STAR Dishwasher
Commercial | Com ¦ ENERGY STAR Fryer (84% eff) | 2025 | Economic | GWh | After Competition Groups | 8.9067 | 0 | 0 | 12949.003 | 0.00068783 | 48 | Commercial_2025_Economic_GWh_After Competition Groups_48 | ENERGY STAR Fryer (84% eff) | 0.06878% | 0 | 8.9067 | Commercial_2025_Economic_GWh_After Competition Groups_ENERGY STAR Fryer (84% eff)
Commercial | Com ¦ Ozone Laundry Treatment | 2025 | Economic | GWh | After Competition Groups | 6.1926 | 0 | 0 | 12949.003 | 0.00047823 | 49 | Commercial_2025_Economic_GWh_After Competition Groups_49 | Ozone Laundry Treatment | 0.04782% | 0 | 6.1926 | Commercial_2025_Economic_GWh_After Competition Groups_Ozone Laundry Treatment
Commercial | Com ¦ ENERGY STAR Steam Cookers | 2025 | Economic | GWh | After Competition Groups | 4.3638 | 0 | 0 | 12949.003 | 0.000337 | 50 | Commercial_2025_Economic_GWh_After Competition Groups_50 | ENERGY STAR Steam Cookers | 0.0337% | 0 | 4.3638 | Commercial_2025_Economic_GWh_After Competition Groups_ENERGY STAR Steam Cookers
Commercial | Com ¦ Demand controlled Circulating Systems | 2025 | Economic | GWh | After Competition Groups | 4.2745 | 0 | 0 | 12949.003 | 0.00033011 | 51 | Commercial_2025_Economic_GWh_After Competition Groups_51 | Demand controlled Circulating Systems | 0.03301% | 0 | 4.2745 | Commercial_2025_Economic_GWh_After Competition Groups_Demand controlled Circulating Systems
Commercial | Com ¦ ECM MOTORS FOR HVAC APPLICATION (FAN-POWERED VAV BOX) | 2025 | Economic | GWh | After Competition Groups | 2.6007 | 0 | 0 | 12949.003 | 0.00020084 | 52 | Commercial_2025_Economic_GWh_After Competition Groups_52 | ECM MOTORS FOR HVAC APPLICATION (FAN-POWERED VAV BOX) | 0.02008% | 0 | 2.6007 | Commercial_2025_Economic_GWh_After Competition Groups_ECM MOTORS FOR HVAC APPLICATION (FAN-POWERED VAV BOX)
Commercial | Com ¦ Condensing Make Up Air Unit | 2025 | Economic | GWh | After Competition Groups | 2.5593 | 0 | 0 | 12949.003 | 0.00019765 | 53 | Commercial_2025_Economic_GWh_After Competition Groups_53 | Condensing Make Up Air Unit | 0.01976% | 0 | 2.5593 | Commercial_2025_Economic_GWh_After Competition Groups_Condensing Make Up Air Unit
Commercial | Com ¦ Solar Water Preheat (Pools/DHW) | 2025 | Economic | GWh | After Competition Groups | 2.0518 | 0 | 0 | 12949.003 | 0.00015845 | 54 | Commercial_2025_Economic_GWh_After Competition Groups_54 | Solar Water Preheat (Pools/DHW) | 0.01585% | 0 | 2.0518 | Commercial_2025_Economic_GWh_After Competition Groups_Solar Water Preheat (Pools/DHW)
Commercial | Com ¦ Thermostat Setback | 2025 | Economic | GWh | After Competition Groups | 2.037 | 0 | 0 | 12949.003 | 0.00015731 | 55 | Commercial_2025_Economic_GWh_After Competition Groups_55 | Thermostat Setback | 0.01573% | 0 | 2.037 | Commercial_2025_Economic_GWh_After Competition Groups_Thermostat Setback
Commercial | Com ¦ Notched V belts for HVAC Systems | 2025 | Economic | GWh | After Competition Groups | 1.9971 | 0 | 0 | 12949.003 | 0.00015423 | 56 | Commercial_2025_Economic_GWh_After Competition Groups_56 | Notched V belts for HVAC Systems | 0.01542% | 0 | 1.9971 | Commercial_2025_Economic_GWh_After Competition Groups_Notched V belts for HVAC Systems
Commercial | Com ¦ PTAC (12 EER/10,000 BTU) | 2025 | Economic | GWh | After Competition Groups | 1.514 | 0 | 0 | 12949.003 | 0.00011692 | 57 | Commercial_2025_Economic_GWh_After Competition Groups_57 | PTAC (12 EER/10,000 BTU) | 0.01169% | 0 | 1.514 | Commercial_2025_Economic_GWh_After Competition Groups_PTAC (12 EER/10,000 BTU)
Commercial | Com ¦ Auto Off Time Switch or Time Clock control | 2025 | Economic | GWh | After Competition Groups | 1.2863 | 0 | 0 | 12949.003 | 9.9335e-05 | 58 | Commercial_2025_Economic_GWh_After Competition Groups_58 | Auto Off Time Switch or Time Clock control | 0.009933% | 0 | 1.2863 | Commercial_2025_Economic_GWh_After Competition Groups_Auto Off Time Switch or Time Clock control
Commercial | Com ¦ CEE Tier 2/Energy Star Clothes Washers | 2025 | Economic | GWh | After Competition Groups | 1.0174 | 0 | 0 | 12949.003 | 7.8572e-05 | 59 | Commercial_2025_Economic_GWh_After Competition Groups_59 | CEE Tier 2/Energy Star Clothes Washers | 0.007857% | 0 | 1.0174 | Commercial_2025_Economic_GWh_After Competition Groups_CEE Tier 2/Energy Star Clothes Washers
Commercial | COM ¦ Ductless Mini-Split Heat Pumps | 2025 | Economic | GWh | After Competition Groups | 0.79055 | 0 | 0 | 12949.003 | 6.1051e-05 | 60 | Commercial_2025_Economic_GWh_After Competition Groups_60 | Ductless Mini-Split Heat Pumps | 0.006105% | 0 | 0.79055 | Commercial_2025_Economic_GWh_After Competition Groups_Ductless Mini-Split Heat Pumps
Commercial | Com ¦ Low Flow Pre-Rinse Spray Nozzle | 2025 | Economic | GWh | After Competition Groups | 0.70546 | 0 | 0 | 12949.003 | 5.448e-05 | 61 | Commercial_2025_Economic_GWh_After Competition Groups_61 | Low Flow Pre-Rinse Spray Nozzle | 0.005448% | 0 | 0.70546 | Commercial_2025_Economic_GWh_After Competition Groups_Low Flow Pre-Rinse Spray Nozzle
Commercial | Com ¦ Commercial Hot Food Holding Cabinets | 2025 | Economic | GWh | After Competition Groups | 0.38375 | 0 | 0 | 12949.003 | 2.9636e-05 | 62 | Commercial_2025_Economic_GWh_After Competition Groups_62 | Commercial Hot Food Holding Cabinets | 0.002964% | 0 | 0.38375 | Commercial_2025_Economic_GWh_After Competition Groups_Commercial Hot Food Holding Cabinets
Commercial | Com ¦ HVAC Optimization | 2025 | Economic | GWh | After Competition Groups | 0.37327 | 0 | 0 | 12949.003 | 2.8826e-05 | 63 | Commercial_2025_Economic_GWh_After Competition Groups_63 | HVAC Optimization | 0.002883% | 0 | 0.37327 | Commercial_2025_Economic_GWh_After Competition Groups_HVAC Optimization
Commercial | Com ¦ Energy Recovery Ventilation and Ventilation (Enhanced) | 2025 | Economic | GWh | After Competition Groups | 0.32716 | 0 | 0 | 12949.003 | 2.5265e-05 | 64 | Commercial_2025_Economic_GWh_After Competition Groups_64 | Energy Recovery Ventilation and Ventilation (Enhanced) | 0.002527% | 0 | 0.32716 | Commercial_2025_Economic_GWh_After Competition Groups_Energy Recovery Ventilation and Ventilation (Enhanced)
Commercial | Com ¦ Wall Insulation | 2025 | Economic | GWh | After Competition Groups | 0.18952 | 0 | 0 | 12949.003 | 1.4636e-05 | 65 | Commercial_2025_Economic_GWh_After Competition Groups_65 | Wall Insulation | 0.001464% | 0 | 0.18952 | Commercial_2025_Economic_GWh_After Competition Groups_Wall Insulation
Commercial | Com ¦ Room AC (w/ louvered sides) 14 SEER from 12 SEER code | 2025 | Economic | GWh | After Competition Groups | 0.089108 | 0 | 0 | 12949.003 | 6.8815e-06 | 66 | Commercial_2025_Economic_GWh_After Competition Groups_66 | Room AC (w/ louvered sides) 14 SEER from 12 SEER code | 0.0006881% | 0 | 0.089108 | Commercial_2025_Economic_GWh_After Competition Groups_Room AC (w/ louvered sides) 14 SEER from 12 SEER code
Commercial | Com ¦ Air Curtains | 2025 | Economic | GWh | After Competition Groups | 0.052082 | 0 | 0 | 12949.003 | 4.0221e-06 | 67 | Commercial_2025_Economic_GWh_After Competition Groups_67 | Air Curtains | 0.0004022% | 0 | 0.052082 | Commercial_2025_Economic_GWh_After Competition Groups_Air Curtains
Commercial | Com ¦ EC Plug Fan for Data Center (under cabinet) | 2025 | Economic | GWh | After Competition Groups | 0.038858 | 0 | 0 | 12949.003 | 3.0008e-06 | 68 | Commercial_2025_Economic_GWh_After Competition Groups_68 | EC Plug Fan for Data Center (under cabinet) | 0.0003001% | 0 | 0.038858 | Commercial_2025_Economic_GWh_After Competition Groups_EC Plug Fan for Data Center (under cabinet)
Commercial | Com ¦ High Efficiency Chiller (avg of water and air cooled) | 2025 | Economic | GWh | After Competition Groups | 0.033742 | 0 | 0 | 12949.003 | 2.6057e-06 | 69 | Commercial_2025_Economic_GWh_After Competition Groups_69 | High Efficiency Chiller (avg of water and air cooled) | 0.0002606% | 0 | 0.033742 | Commercial_2025_Economic_GWh_After Competition Groups_High Efficiency Chiller (avg of water and air cooled)
Commercial | Com ¦ VSD Air Compressor | 2025 | Economic | GWh | After Competition Groups | 0.030321 | 0 | 0 | 12949.003 | 2.3416e-06 | 70 | Commercial_2025_Economic_GWh_After Competition Groups_70 | VSD Air Compressor | 0.0002342% | 0 | 0.030321 | Commercial_2025_Economic_GWh_After Competition Groups_VSD Air Compressor
Commercial | Com ¦ LED RECESSED DOWNLIGHTS | 2025 | Economic | GWh | After Competition Groups | 0.013241 | 0 | 0 | 12949.003 | 1.0225e-06 | 71 | Commercial_2025_Economic_GWh_After Competition Groups_71 | LED RECESSED DOWNLIGHTS | 0.0001023% | 0 | 0.013241 | Commercial_2025_Economic_GWh_After Competition Groups_LED RECESSED DOWNLIGHTS
Commercial | Com ¦ Electric Convection Combination Ovens | 2025 | Economic | GWh | After Competition Groups | 0.0023551 | 0 | 0 | 12949.003 | 1.8188e-07 | 72 | Commercial_2025_Economic_GWh_After Competition Groups_72 | Electric Convection Combination Ovens | 1.819e-05% | 0 | 0.0023551 | Commercial_2025_Economic_GWh_After Competition Groups_Electric Convection Combination Ovens
Commercial | Com ¦ Efficient compressor motor | 2025 | Economic | GWh | After Competition Groups | 0 | 0 | 0 | 12949.003 | 0 | 73 | Commercial_2025_Economic_GWh_After Competition Groups_73 | Efficient compressor motor | 0% | 0 | 0 | Commercial_2025_Economic_GWh_After Competition Groups_Efficient compressor motor
Commercial | Com ¦ Indoor Daylight Sensors/Photocell Dimming Control | 2025 | Economic | GWh | After Competition Groups | 0 | 0 | 0 | 12949.003 | 0 | 74 | Commercial_2025_Economic_GWh_After Competition Groups_74 | Indoor Daylight Sensors/Photocell Dimming Control | 0% | 0 | 0 | Commercial_2025_Economic_GWh_After Competition Groups_Indoor Daylight Sensors/Photocell Dimming Control
Commercial | Com ¦ Variable Refrigerant Flow Heat Pump | 2025 | Economic | GWh | After Competition Groups | 0 | 0 | 0 | 12949.003 | 0 | 75 | Commercial_2025_Economic_GWh_After Competition Groups_75 | Variable Refrigerant Flow Heat Pump | 0% | 0 | 0 | Commercial_2025_Economic_GWh_After Competition Groups_Variable Refrigerant Flow Heat Pump
Commercial | Com ¦ ENERGY STAR LED LAMPS (REFLECTOR LAMPs/MR16/PAR 16) | 2025 | SC A | GWh | After Competition Groups | 646.9948 | 4688062.6164 | 4.6881 | 4317.0436 | 0.14987 | 1 | Commercial_2025_SC A_GWh_After Competition Groups_1 | ENERGY STAR LED LAMPS (REFLECTOR LAMPs/MR16/PAR 16) | 14.99% | 4.6881 | 646.9948 | Commercial_2025_SC A_GWh_After Competition Groups_ENERGY STAR LED LAMPS (REFLECTOR LAMPs/MR16/PAR 16)
Commercial | Com ¦ LED Troffer/Surface/Suspended | 2025 | SC A | GWh | After Competition Groups | 415.488 | 60247880.6016 | 60.2479 | 4317.0436 | 0.096244 | 2 | Commercial_2025_SC A_GWh_After Competition Groups_2 | LED Troffer/Surface/Suspended | 9.624% | 60.2479 | 415.488 | Commercial_2025_SC A_GWh_After Competition Groups_LED Troffer/Surface/Suspended
Commercial | Com ¦ LED Low/High Bay | 2025 | SC A | GWh | After Competition Groups | 400.7469 | 43448665.3385 | 43.4487 | 4317.0436 | 0.092829 | 3 | Commercial_2025_SC A_GWh_After Competition Groups_3 | LED Low/High Bay | 9.283% | 43.4487 | 400.7469 | Commercial_2025_SC A_GWh_After Competition Groups_LED Low/High Bay
Commercial | Com ¦ LED EXTERIOR AREA LIGHTS - LED fixture (200W) | 2025 | SC A | GWh | After Competition Groups | 396.3723 | 0 | 0 | 4317.0436 | 0.091816 | 4 | Commercial_2025_SC A_GWh_After Competition Groups_4 | LED EXTERIOR AREA LIGHTS - LED fixture (200W) | 9.182% | 0 | 396.3723 | Commercial_2025_SC A_GWh_After Competition Groups_LED EXTERIOR AREA LIGHTS - LED fixture (200W)
Commercial | Com ¦ LED parking lot fixture | 2025 | SC A | GWh | After Competition Groups | 387.4949 | 12159454.5744 | 12.1595 | 4317.0436 | 0.089759 | 5 | Commercial_2025_SC A_GWh_After Competition Groups_5 | LED parking lot fixture | 8.976% | 12.1595 | 387.4949 | Commercial_2025_SC A_GWh_After Competition Groups_LED parking lot fixture
Commercial | Com ¦ LED Replacement Lamp (Tube) | 2025 | SC A | GWh | After Competition Groups | 305.5033 | 0 | 0 | 4317.0436 | 0.070767 | 6 | Commercial_2025_SC A_GWh_After Competition Groups_6 | LED Replacement Lamp (Tube) | 7.077% | 0 | 305.5033 | Commercial_2025_SC A_GWh_After Competition Groups_LED Replacement Lamp (Tube)
Commercial | Com ¦ LED street light fixture | 2025 | SC A | GWh | After Competition Groups | 225.3495 | 12306609.5963 | 12.3066 | 4317.0436 | 0.0522 | 7 | Commercial_2025_SC A_GWh_After Competition Groups_7 | LED street light fixture | 5.22% | 12.3066 | 225.3495 | Commercial_2025_SC A_GWh_After Competition Groups_LED street light fixture
Commercial | Com ¦ Building Recommissioning, Operations and Maintenance (O&M) Improvements | 2025 | SC A | GWh | After Competition Groups | 197.2184 | 1081518.2246 | 1.0815 | 4317.0436 | 0.045684 | 8 | Commercial_2025_SC A_GWh_After Competition Groups_8 | Building Recommissioning, Operations and Maintenance (O&M) Improvements | 4.568% | 1.0815 | 197.2184 | Commercial_2025_SC A_GWh_After Competition Groups_Building Recommissioning, Operations and Maintenance (O&M) Improvements
Commercial | Com ¦ Data Center Storage/Server Virtualization | 2025 | SC A | GWh | After Competition Groups | 141.9755 | 0 | 0 | 4317.0436 | 0.032887 | 9 | Commercial_2025_SC A_GWh_After Competition Groups_9 | Data Center Storage/Server Virtualization | 3.289% | 0 | 141.9755 | Commercial_2025_SC A_GWh_After Competition Groups_Data Center Storage/Server Virtualization
Commercial | Com ¦ Furnace Tune-Up | 2025 | SC A | GWh | After Competition Groups | 130.5828 | 90346.9888 | 0.090347 | 4317.0436 | 0.030248 | 10 | Commercial_2025_SC A_GWh_After Competition Groups_10 | Furnace Tune-Up | 3.025% | 0.090347 | 130.5828 | Commercial_2025_SC A_GWh_After Competition Groups_Furnace Tune-Up
Commercial | Com ¦ Reach-in Shaded Pole to ECM/PSC Evaporator Fan Motor | 2025 | SC A | GWh | After Competition Groups | 108.7624 | 2428353.7236 | 2.4284 | 4317.0436 | 0.025194 | 11 | Commercial_2025_SC A_GWh_After Competition Groups_11 | Reach-in Shaded Pole to ECM/PSC Evaporator Fan Motor | 2.519% | 2.4284 | 108.7624 | Commercial_2025_SC A_GWh_After Competition Groups_Reach-in Shaded Pole to ECM/PSC Evaporator Fan Motor
Commercial | Com ¦ High Efficiency Air Source Heat Pump | 2025 | SC A | GWh | After Competition Groups | 106.364 | 1022890.0393 | 1.0229 | 4317.0436 | 0.024638 | 12 | Commercial_2025_SC A_GWh_After Competition Groups_12 | High Efficiency Air Source Heat Pump | 2.464% | 1.0229 | 106.364 | Commercial_2025_SC A_GWh_After Competition Groups_High Efficiency Air Source Heat Pump
Commercial | Com ¦ ENERGY STAR LED LAMPS (General Service Lamps) | 2025 | SC A | GWh | After Competition Groups | 85.6879 | 619039.8201 | 0.61904 | 4317.0436 | 0.019849 | 13 | Commercial_2025_SC A_GWh_After Competition Groups_13 | ENERGY STAR LED LAMPS (General Service Lamps) | 1.985% | 0.61904 | 85.6879 | Commercial_2025_SC A_GWh_After Competition Groups_ENERGY STAR LED LAMPS (General Service Lamps)
Commercial | Com ¦ LED or Equivalent Sign Lighting | 2025 | SC A | GWh | After Competition Groups | 75.9284 | 3394532.2956 | 3.3945 | 4317.0436 | 0.017588 | 14 | Commercial_2025_SC A_GWh_After Competition Groups_14 | LED or Equivalent Sign Lighting | 1.759% | 3.3945 | 75.9284 | Commercial_2025_SC A_GWh_After Competition Groups_LED or Equivalent Sign Lighting
Commercial | Com ¦ Education and Capacity Building/Energy Behavior | 2025 | SC A | GWh | After Competition Groups | 70.4519 | 840109.8468 | 0.84011 | 4317.0436 | 0.016319 | 15 | Commercial_2025_SC A_GWh_After Competition Groups_15 | Education and Capacity Building/Energy Behavior | 1.632% | 0.84011 | 70.4519 | Commercial_2025_SC A_GWh_After Competition Groups_Education and Capacity Building/Energy Behavior
Commercial | Com ¦ Strip Curtains | 2025 | SC A | GWh | After Competition Groups | 66.9521 | 137322.9893 | 0.13732 | 4317.0436 | 0.015509 | 16 | Commercial_2025_SC A_GWh_After Competition Groups_16 | Strip Curtains | 1.551% | 0.13732 | 66.9521 | Commercial_2025_SC A_GWh_After Competition Groups_Strip Curtains
Commercial | Com ¦ Refrigerated Display Case Doors | 2025 | SC A | GWh | After Competition Groups | 53.0324 | 3279825.231 | 3.2798 | 4317.0436 | 0.012284 | 17 | Commercial_2025_SC A_GWh_After Competition Groups_17 | Refrigerated Display Case Doors | 1.228% | 3.2798 | 53.0324 | Commercial_2025_SC A_GWh_After Competition Groups_Refrigerated Display Case Doors
Commercial | Com ¦ Advanced BAS/Controllers | 2025 | SC A | GWh | After Competition Groups | 48.6811 | 212654.6075 | 0.21265 | 4317.0436 | 0.011276 | 18 | Commercial_2025_SC A_GWh_After Competition Groups_18 | Advanced BAS/Controllers | 1.128% | 0.21265 | 48.6811 | Commercial_2025_SC A_GWh_After Competition Groups_Advanced BAS/Controllers
Commercial | Com ¦ Centrally controlled desktop PC/NETWORK PC POWER MANAGEMENT SOFTWARE | 2025 | SC A | GWh | After Competition Groups | 46.1623 | 644619.2233 | 0.64462 | 4317.0436 | 0.010693 | 19 | Commercial_2025_SC A_GWh_After Competition Groups_19 | Centrally controlled desktop PC/NETWORK PC POWER MANAGEMENT SOFTWARE | 1.069% | 0.64462 | 46.1623 | Commercial_2025_SC A_GWh_After Competition Groups_Centrally controlled desktop PC/NETWORK PC POWER MANAGEMENT SOFTWARE
Commercial | Com ¦ Variable Frequency Drive (VFD) | 2025 | SC A | GWh | After Competition Groups | 43.5098 | 1490768.6387 | 1.4908 | 4317.0436 | 0.010079 | 20 | Commercial_2025_SC A_GWh_After Competition Groups_20 | Variable Frequency Drive (VFD) | 1.008% | 1.4908 | 43.5098 | Commercial_2025_SC A_GWh_After Competition Groups_Variable Frequency Drive (VFD)
Commercial | Com ¦ Demand Control Ventilation | 2025 | SC A | GWh | After Competition Groups | 40.531 | 262924.3977 | 0.26292 | 4317.0436 | 0.0093886 | 21 | Commercial_2025_SC A_GWh_After Competition Groups_21 | Demand Control Ventilation | 0.9389% | 0.26292 | 40.531 | Commercial_2025_SC A_GWh_After Competition Groups_Demand Control Ventilation
Commercial | Com ¦ VFD on Pumps | 2025 | SC A | GWh | After Competition Groups | 40.406 | 1423641.0013 | 1.4236 | 4317.0436 | 0.0093596 | 22 | Commercial_2025_SC A_GWh_After Competition Groups_22 | VFD on Pumps | 0.936% | 1.4236 | 40.406 | Commercial_2025_SC A_GWh_After Competition Groups_VFD on Pumps
Commercial | Com ¦ Adaptive Thermostats | 2025 | SC A | GWh | After Competition Groups | 31.6194 | 1364421.7367 | 1.3644 | 4317.0436 | 0.0073243 | 23 | Commercial_2025_SC A_GWh_After Competition Groups_23 | Adaptive Thermostats | 0.7324% | 1.3644 | 31.6194 | Commercial_2025_SC A_GWh_After Competition Groups_Adaptive Thermostats
Commercial | Com ¦ Air Handler with Dedicated Outdoor Air Systems | 2025 | SC A | GWh | After Competition Groups | 20.8611 | 0 | 0 | 4317.0436 | 0.0048323 | 24 | Commercial_2025_SC A_GWh_After Competition Groups_24 | Air Handler with Dedicated Outdoor Air Systems | 0.4832% | 0 | 20.8611 | Commercial_2025_SC A_GWh_After Competition Groups_Air Handler with Dedicated Outdoor Air Systems
Commercial | Com ¦ ECM MOTORS FOR EVAPORATOR FANS for refrigeration (WALK-IN) | 2025 | SC A | GWh | After Competition Groups | 20.2858 | 899323.8465 | 0.89932 | 4317.0436 | 0.004699 | 25 | Commercial_2025_SC A_GWh_After Competition Groups_25 | ECM MOTORS FOR EVAPORATOR FANS for refrigeration (WALK-IN) | 0.4699% | 0.89932 | 20.2858 | Commercial_2025_SC A_GWh_After Competition Groups_ECM MOTORS FOR EVAPORATOR FANS for refrigeration (WALK-IN)
Commercial | Com ¦ Condensing Unit Heaters or other Efficient Unit Heating System | 2025 | SC A | GWh | After Competition Groups | 19.6361 | 27118.0733 | 0.027118 | 4317.0436 | 0.0045485 | 26 | Commercial_2025_SC A_GWh_After Competition Groups_26 | Condensing Unit Heaters or other Efficient Unit Heating System | 0.4549% | 0.027118 | 19.6361 | Commercial_2025_SC A_GWh_After Competition Groups_Condensing Unit Heaters or other Efficient Unit Heating System
Commercial | Com ¦ Refrigerated Display Case LED | 2025 | SC A | GWh | After Competition Groups | 18.232 | 757084.4711 | 0.75708 | 4317.0436 | 0.0042233 | 27 | Commercial_2025_SC A_GWh_After Competition Groups_27 | Refrigerated Display Case LED | 0.4223% | 0.75708 | 18.232 | Commercial_2025_SC A_GWh_After Competition Groups_Refrigerated Display Case LED
Commercial | Com ¦ Demand Control Kitchen Ventilation | 2025 | SC A | GWh | After Competition Groups | 16.6247 | 83308.4622 | 0.083308 | 4317.0436 | 0.0038509 | 28 | Commercial_2025_SC A_GWh_After Competition Groups_28 | Demand Control Kitchen Ventilation | 0.3851% | 0.083308 | 16.6247 | Commercial_2025_SC A_GWh_After Competition Groups_Demand Control Kitchen Ventilation
Commercial | Com ¦ Evaporator Fan Controls | 2025 | SC A | GWh | After Competition Groups | 16.2419 | 140695.0068 | 0.1407 | 4317.0436 | 0.0037623 | 29 | Commercial_2025_SC A_GWh_After Competition Groups_29 | Evaporator Fan Controls | 0.3762% | 0.1407 | 16.2419 | Commercial_2025_SC A_GWh_After Competition Groups_Evaporator Fan Controls
Commercial | Com ¦ ENERGY STAR Griddle (74% eff) | 2025 | SC A | GWh | After Competition Groups | 14.1246 | 217638.9112 | 0.21764 | 4317.0436 | 0.0032718 | 30 | Commercial_2025_SC A_GWh_After Competition Groups_30 | ENERGY STAR Griddle (74% eff) | 0.3272% | 0.21764 | 14.1246 | Commercial_2025_SC A_GWh_After Competition Groups_ENERGY STAR Griddle (74% eff)
Commercial | Com ¦ Freezer Case Light Sensor | 2025 | SC A | GWh | After Competition Groups | 13.6892 | 967767.4492 | 0.96777 | 4317.0436 | 0.003171 | 31 | Commercial_2025_SC A_GWh_After Competition Groups_31 | Freezer Case Light Sensor | 0.3171% | 0.96777 | 13.6892 | Commercial_2025_SC A_GWh_After Competition Groups_Freezer Case Light Sensor
Commercial | Com ¦ Occupancy Sensors | 2025 | SC A | GWh | After Competition Groups | 11.5809 | 4522.5496 | 0.0045225 | 4317.0436 | 0.0026826 | 32 | Commercial_2025_SC A_GWh_After Competition Groups_32 | Occupancy Sensors | 0.2683% | 0.0045225 | 11.5809 | Commercial_2025_SC A_GWh_After Competition Groups_Occupancy Sensors
Commercial | Com ¦ Unitary Air-Conditioning Unit | 2025 | SC A | GWh | After Competition Groups | 10.795 | 598414.0039 | 0.59841 | 4317.0436 | 0.0025006 | 33 | Commercial_2025_SC A_GWh_After Competition Groups_33 | Unitary Air-Conditioning Unit | 0.2501% | 0.59841 | 10.795 | Commercial_2025_SC A_GWh_After Competition Groups_Unitary Air-Conditioning Unit
Commercial | Com ¦ Door Gasket Freezer/Refrigerator | 2025 | SC A | GWh | After Competition Groups | 10.6532 | 402095.4762 | 0.4021 | 4317.0436 | 0.0024677 | 34 | Commercial_2025_SC A_GWh_After Competition Groups_34 | Door Gasket Freezer/Refrigerator | 0.2468% | 0.4021 | 10.6532 | Commercial_2025_SC A_GWh_After Competition Groups_Door Gasket Freezer/Refrigerator
Commercial | Com ¦ Chilled Water Optimization | 2025 | SC A | GWh | After Competition Groups | 9.1874 | 449981.3088 | 0.44998 | 4317.0436 | 0.0021282 | 35 | Commercial_2025_SC A_GWh_After Competition Groups_35 | Chilled Water Optimization | 0.2128% | 0.44998 | 9.1874 | Commercial_2025_SC A_GWh_After Competition Groups_Chilled Water Optimization
Commercial | Com ¦ Elec Storage WH 2.30 Et | 2025 | SC A | GWh | After Competition Groups | 6.4699 | 469182.0315 | 0.46918 | 4317.0436 | 0.0014987 | 36 | Commercial_2025_SC A_GWh_After Competition Groups_36 | Elec Storage WH 2.30 Et | 0.1499% | 0.46918 | 6.4699 | Commercial_2025_SC A_GWh_After Competition Groups_Elec Storage WH 2.30 Et
Commercial | Com ¦ Temperature Adjustment in Commercial Freezers | 2025 | SC A | GWh | After Competition Groups | 6.2176 | 0 | 0 | 4317.0436 | 0.0014402 | 37 | Commercial_2025_SC A_GWh_After Competition Groups_37 | Temperature Adjustment in Commercial Freezers | 0.144% | 0 | 6.2176 | Commercial_2025_SC A_GWh_After Competition Groups_Temperature Adjustment in Commercial Freezers
Commercial | Com ¦ BEVERAGE VENDING MACHINE CONTROLS | 2025 | SC A | GWh | After Competition Groups | 5.7612 | 153201.9319 | 0.1532 | 4317.0436 | 0.0013345 | 38 | Commercial_2025_SC A_GWh_After Competition Groups_38 | BEVERAGE VENDING MACHINE CONTROLS | 0.1335% | 0.1532 | 5.7612 | Commercial_2025_SC A_GWh_After Competition Groups_BEVERAGE VENDING MACHINE CONTROLS
Commercial | Com ¦ CO Sensors for parking garage exhaust fans | 2025 | SC A | GWh | After Competition Groups | 5.1343 | 271258.3927 | 0.27126 | 4317.0436 | 0.0011893 | 39 | Commercial_2025_SC A_GWh_After Competition Groups_39 | CO Sensors for parking garage exhaust fans | 0.1189% | 0.27126 | 5.1343 | Commercial_2025_SC A_GWh_After Competition Groups_CO Sensors for parking garage exhaust fans
Commercial | Com ¦ ENERGY STAR Fryer (84% eff) | 2025 | SC A | GWh | After Competition Groups | 5.0886 | 150400.2653 | 0.1504 | 4317.0436 | 0.0011787 | 40 | Commercial_2025_SC A_GWh_After Competition Groups_40 | ENERGY STAR Fryer (84% eff) | 0.1179% | 0.1504 | 5.0886 | Commercial_2025_SC A_GWh_After Competition Groups_ENERGY STAR Fryer (84% eff)
Commercial | Com ¦ Energy Efficient Laboratory Fume Hood | 2025 | SC A | GWh | After Competition Groups | 4.9044 | 283174.8564 | 0.28317 | 4317.0436 | 0.0011361 | 41 | Commercial_2025_SC A_GWh_After Competition Groups_41 | Energy Efficient Laboratory Fume Hood | 0.1136% | 0.28317 | 4.9044 | Commercial_2025_SC A_GWh_After Competition Groups_Energy Efficient Laboratory Fume Hood
Commercial | Com ¦ Outside Air Economizer | 2025 | SC A | GWh | After Competition Groups | 4.853 | 93901.2105 | 0.093901 | 4317.0436 | 0.0011242 | 42 | Commercial_2025_SC A_GWh_After Competition Groups_42 | Outside Air Economizer | 0.1124% | 0.093901 | 4.853 | Commercial_2025_SC A_GWh_After Competition Groups_Outside Air Economizer
Commercial | Com ¦ Vertical Night Covers | 2025 | SC A | GWh | After Competition Groups | 4.7153 | 105221.5793 | 0.10522 | 4317.0436 | 0.0010922 | 43 | Commercial_2025_SC A_GWh_After Competition Groups_43 | Vertical Night Covers | 0.1092% | 0.10522 | 4.7153 | Commercial_2025_SC A_GWh_After Competition Groups_Vertical Night Covers
Commercial | Com ¦ Duct Insulation, R8 | 2025 | SC A | GWh | After Competition Groups | 4.2857 | 246025.8753 | 0.24603 | 4317.0436 | 0.00099273 | 44 | Commercial_2025_SC A_GWh_After Competition Groups_44 | Duct Insulation, R8 | 0.09927% | 0.24603 | 4.2857 | Commercial_2025_SC A_GWh_After Competition Groups_Duct Insulation, R8
Commercial | Com ¦ Water Heating (DHW) Pipe Insulation (Add 3/4\ Foam)" | 2025 | SC A | GWh | After Competition Groups | 4.171 | 192285.405 | 0.19229 | 4317.0436 | 0.00096617 | 45 | Commercial_2025_SC A_GWh_After Competition Groups_45 | Water Heating (DHW) Pipe Insulation (Add 3/4\ Foam)" | 0.09662% | 0.19229 | 4.171 | Commercial_2025_SC A_GWh_After Competition Groups_Water Heating (DHW) Pipe Insulation (Add 3/4\ Foam)"
Commercial | Com ¦ Water Source Heat Pump (4 ton) | 2025 | SC A | GWh | After Competition Groups | 3.15 | 195476.4698 | 0.19548 | 4317.0436 | 0.00072966 | 46 | Commercial_2025_SC A_GWh_After Competition Groups_46 | Water Source Heat Pump (4 ton) | 0.07297% | 0.19548 | 3.15 | Commercial_2025_SC A_GWh_After Competition Groups_Water Source Heat Pump (4 ton)
Commercial | Com ¦ Suction Pipe Insulation Freezer/Refrigerator | 2025 | SC A | GWh | After Competition Groups | 2.5511 | 106235.819 | 0.10624 | 4317.0436 | 0.00059093 | 47 | Commercial_2025_SC A_GWh_After Competition Groups_47 | Suction Pipe Insulation Freezer/Refrigerator | 0.05909% | 0.10624 | 2.5511 | Commercial_2025_SC A_GWh_After Competition Groups_Suction Pipe Insulation Freezer/Refrigerator
Commercial | Com ¦ ENERGY STAR Dishwasher | 2025 | SC A | GWh | After Competition Groups | 2.4324 | 29200.5278 | 0.029201 | 4317.0436 | 0.00056343 | 48 | Commercial_2025_SC A_GWh_After Competition Groups_48 | ENERGY STAR Dishwasher | 0.05634% | 0.029201 | 2.4324 | Commercial_2025_SC A_GWh_After Competition Groups_ENERGY STAR Dishwasher
Commercial | Com ¦ ENERGY STAR Steam Cookers | 2025 | SC A | GWh | After Competition Groups | 2.429 | 79242.0505 | 0.079242 | 4317.0436 | 0.00056265 | 49 | Commercial_2025_SC A_GWh_After Competition Groups_49 | ENERGY STAR Steam Cookers | 0.05626% | 0.079242 | 2.429 | Commercial_2025_SC A_GWh_After Competition Groups_ENERGY STAR Steam Cookers
Commercial | Com ¦ Thermostat Setback | 2025 | SC A | GWh | After Competition Groups | 1.7401 | 0 | 0 | 4317.0436 | 0.00040309 | 50 | Commercial_2025_SC A_GWh_After Competition Groups_50 | Thermostat Setback | 0.04031% | 0 | 1.7401 | Commercial_2025_SC A_GWh_After Competition Groups_Thermostat Setback
Commercial | Com ¦ Ozone Laundry Treatment | 2025 | SC A | GWh | After Competition Groups | 1.0279 | 51962.5237 | 0.051963 | 4317.0436 | 0.00023811 | 51 | Commercial_2025_SC A_GWh_After Competition Groups_51 | Ozone Laundry Treatment | 0.02381% | 0.051963 | 1.0279 | Commercial_2025_SC A_GWh_After Competition Groups_Ozone Laundry Treatment
Commercial | Com ¦ Demand controlled Circulating Systems | 2025 | SC A | GWh | After Competition Groups | 0.87123 | 0 | 0 | 4317.0436 | 0.00020181 | 52 | Commercial_2025_SC A_GWh_After Competition Groups_52 | Demand controlled Circulating Systems | 0.02018% | 0 | 0.87123 | Commercial_2025_SC A_GWh_After Competition Groups_Demand controlled Circulating Systems
Commercial | Com ¦ ECM MOTORS FOR HVAC APPLICATION (FAN-POWERED VAV BOX) | 2025 | SC A | GWh | After Competition Groups | 0.63542 | 29346.0026 | 0.029346 | 4317.0436 | 0.00014719 | 53 | Commercial_2025_SC A_GWh_After Competition Groups_53 | ECM MOTORS FOR HVAC APPLICATION (FAN-POWERED VAV BOX) | 0.01472% | 0.029346 | 0.63542 | Commercial_2025_SC A_GWh_After Competition Groups_ECM MOTORS FOR HVAC APPLICATION (FAN-POWERED VAV BOX)
Commercial | Com ¦ Condensing Make Up Air Unit | 2025 | SC A | GWh | After Competition Groups | 0.63482 | 67584.0281 | 0.067584 | 4317.0436 | 0.00014705 | 54 | Commercial_2025_SC A_GWh_After Competition Groups_54 | Condensing Make Up Air Unit | 0.0147% | 0.067584 | 0.63482 | Commercial_2025_SC A_GWh_After Competition Groups_Condensing Make Up Air Unit
Commercial | Com ¦ CEE Tier 2/Energy Star Clothes Washers | 2025 | SC A | GWh | After Competition Groups | 0.4939 | 12254.6804 | 0.012255 | 4317.0436 | 0.00011441 | 55 | Commercial_2025_SC A_GWh_After Competition Groups_55 | CEE Tier 2/Energy Star Clothes Washers | 0.01144% | 0.012255 | 0.4939 | Commercial_2025_SC A_GWh_After Competition Groups_CEE Tier 2/Energy Star Clothes Washers
Commercial | Com ¦ Low Flow Pre-Rinse Spray Nozzle | 2025 | SC A | GWh | After Competition Groups | 0.27384 | 3314.0731 | 0.0033141 | 4317.0436 | 6.3432e-05 | 56 | Commercial_2025_SC A_GWh_After Competition Groups_56 | Low Flow Pre-Rinse Spray Nozzle | 0.006343% | 0.0033141 | 0.27384 | Commercial_2025_SC A_GWh_After Competition Groups_Low Flow Pre-Rinse Spray Nozzle
Commercial | Com ¦ Auto Off Time Switch or Time Clock control | 2025 | SC A | GWh | After Competition Groups | 0.24731 | 59.4694 | 5.9469e-05 | 4317.0436 | 5.7288e-05 | 57 | Commercial_2025_SC A_GWh_After Competition Groups_57 | Auto Off Time Switch or Time Clock control | 0.005729% | 5.9469e-05 | 0.24731 | Commercial_2025_SC A_GWh_After Competition Groups_Auto Off Time Switch or Time Clock control
Commercial | Com ¦ Notched V belts for HVAC Systems | 2025 | SC A | GWh | After Competition Groups | 0.22554 | 9681.0065 | 0.009681 | 4317.0436 | 5.2244e-05 | 58 | Commercial_2025_SC A_GWh_After Competition Groups_58 | Notched V belts for HVAC Systems | 0.005224% | 0.009681 | 0.22554 | Commercial_2025_SC A_GWh_After Competition Groups_Notched V belts for HVAC Systems
Commercial | COM ¦ Ductless Mini-Split Heat Pumps | 2025 | SC A | GWh | After Competition Groups | 0.21927 | 132.8449 | 0.00013284 | 4317.0436 | 5.0792e-05 | 59 | Commercial_2025_SC A_GWh_After Competition Groups_59 | Ductless Mini-Split Heat Pumps | 0.005079% | 0.00013284 | 0.21927 | Commercial_2025_SC A_GWh_After Competition Groups_Ductless Mini-Split Heat Pumps
Commercial | Com ¦ HVAC Optimization | 2025 | SC A | GWh | After Competition Groups | 0.1942 | 219.376 | 0.00021938 | 4317.0436 | 4.4985e-05 | 60 | Commercial_2025_SC A_GWh_After Competition Groups_60 | HVAC Optimization | 0.004499% | 0.00021938 | 0.1942 | Commercial_2025_SC A_GWh_After Competition Groups_HVAC Optimization
Commercial | Com ¦ Solar Water Preheat (Pools/DHW) | 2025 | SC A | GWh | After Competition Groups | 0.15559 | 1132.4165 | 0.0011324 | 4317.0436 | 3.6041e-05 | 61 | Commercial_2025_SC A_GWh_After Competition Groups_61 | Solar Water Preheat (Pools/DHW) | 0.003604% | 0.0011324 | 0.15559 | Commercial_2025_SC A_GWh_After Competition Groups_Solar Water Preheat (Pools/DHW)
Commercial | Com ¦ PTAC (12 EER/10,000 BTU) | 2025 | SC A | GWh | After Competition Groups | 0.12117 | 6252.0481 | 0.006252 | 4317.0436 | 2.8067e-05 | 62 | Commercial_2025_SC A_GWh_After Competition Groups_62 | PTAC (12 EER/10,000 BTU) | 0.002807% | 0.006252 | 0.12117 | Commercial_2025_SC A_GWh_After Competition Groups_PTAC (12 EER/10,000 BTU)
Commercial | Com ¦ Commercial Hot Food Holding Cabinets | 2025 | SC A | GWh | After Competition Groups | 0.09738 | 2047.3958 | 0.0020474 | 4317.0436 | 2.2557e-05 | 63 | Commercial_2025_SC A_GWh_After Competition Groups_63 | Commercial Hot Food Holding Cabinets | 0.002256% | 0.0020474 | 0.09738 | Commercial_2025_SC A_GWh_After Competition Groups_Commercial Hot Food Holding Cabinets
Commercial | Com ¦ Air Curtains | 2025 | SC A | GWh | After Competition Groups | 0.064569 | 3265.2333 | 0.0032652 | 4317.0436 | 1.4957e-05 | 64 | Commercial_2025_SC A_GWh_After Competition Groups_64 | Air Curtains | 0.001496% | 0.0032652 | 0.064569 | Commercial_2025_SC A_GWh_After Competition Groups_Air Curtains
Commercial | Com ¦ Wall Insulation | 2025 | SC A | GWh | After Competition Groups | 0.038892 | 37.1635 | 3.7164e-05 | 4317.0436 | 9.0089e-06 | 65 | Commercial_2025_SC A_GWh_After Competition Groups_65 | Wall Insulation | 0.0009009% | 3.7164e-05 | 0.038892 | Commercial_2025_SC A_GWh_After Competition Groups_Wall Insulation
Commercial | Com ¦ LLLC - Low Impact Application | 2025 | SC A | GWh | After Competition Groups | 0.024083 | 83.3042 | 8.3304e-05 | 4317.0436 | 5.5787e-06 | 66 | Commercial_2025_SC A_GWh_After Competition Groups_66 | LLLC - Low Impact Application | 0.0005579% | 8.3304e-05 | 0.024083 | Commercial_2025_SC A_GWh_After Competition Groups_LLLC - Low Impact Application
Commercial | Com ¦ LLLC - High Impact Application | 2025 | SC A | GWh | After Competition Groups | 0.022812 | 56.6436 | 5.6644e-05 | 4317.0436 | 5.2842e-06 | 67 | Commercial_2025_SC A_GWh_After Competition Groups_67 | LLLC - High Impact Application | 0.0005284% | 5.6644e-05 | 0.022812 | Commercial_2025_SC A_GWh_After Competition Groups_LLLC - High Impact Application
Commercial | Com ¦ Energy Recovery Ventilation and Ventilation (Enhanced) | 2025 | SC A | GWh | After Competition Groups | 0.01704 | 0 | 0 | 4317.0436 | 3.9472e-06 | 68 | Commercial_2025_SC A_GWh_After Competition Groups_68 | Energy Recovery Ventilation and Ventilation (Enhanced) | 0.0003947% | 0 | 0.01704 | Commercial_2025_SC A_GWh_After Competition Groups_Energy Recovery Ventilation and Ventilation (Enhanced)
Commercial | Com ¦ LED RECESSED DOWNLIGHTS | 2025 | SC A | GWh | After Competition Groups | 0.015208 | 3374.3034 | 0.0033743 | 4317.0436 | 3.5227e-06 | 69 | Commercial_2025_SC A_GWh_After Competition Groups_69 | LED RECESSED DOWNLIGHTS | 0.0003523% | 0.0033743 | 0.015208 | Commercial_2025_SC A_GWh_After Competition Groups_LED RECESSED DOWNLIGHTS
Commercial | Com ¦ VSD Air Compressor | 2025 | SC A | GWh | After Competition Groups | 0.01338 | 467.6366 | 0.00046764 | 4317.0436 | 3.0993e-06 | 70 | Commercial_2025_SC A_GWh_After Competition Groups_70 | VSD Air Compressor | 0.0003099% | 0.00046764 | 0.01338 | Commercial_2025_SC A_GWh_After Competition Groups_VSD Air Compressor
Commercial | Com ¦ EC Plug Fan for Data Center (under cabinet) | 2025 | SC A | GWh | After Competition Groups | 0.0070738 | 554.9159 | 0.00055492 | 4317.0436 | 1.6386e-06 | 71 | Commercial_2025_SC A_GWh_After Competition Groups_71 | EC Plug Fan for Data Center (under cabinet) | 0.0001639% | 0.00055492 | 0.0070738 | Commercial_2025_SC A_GWh_After Competition Groups_EC Plug Fan for Data Center (under cabinet)
Commercial | Com ¦ Room AC (w/ louvered sides) 14 SEER from 12 SEER code | 2025 | SC A | GWh | After Competition Groups | 0.0054535 | 342.4844 | 0.00034248 | 4317.0436 | 1.2632e-06 | 72 | Commercial_2025_SC A_GWh_After Competition Groups_72 | Room AC (w/ louvered sides) 14 SEER from 12 SEER code | 0.0001263% | 0.00034248 | 0.0054535 | Commercial_2025_SC A_GWh_After Competition Groups_Room AC (w/ louvered sides) 14 SEER from 12 SEER code
Commercial | Com ¦ High Efficiency Chiller (avg of water and air cooled) | 2025 | SC A | GWh | After Competition Groups | 0.0027272 | 174.7663 | 0.00017477 | 4317.0436 | 6.3174e-07 | 73 | Commercial_2025_SC A_GWh_After Competition Groups_73 | High Efficiency Chiller (avg of water and air cooled) | 6.317e-05% | 0.00017477 | 0.0027272 | Commercial_2025_SC A_GWh_After Competition Groups_High Efficiency Chiller (avg of water and air cooled)
Commercial | Com ¦ High Efficiency Small Instantaneous Water Heater | 2025 | SC A | GWh | After Competition Groups | 0.0022525 | 527.1675 | 0.00052717 | 4317.0436 | 5.2177e-07 | 74 | Commercial_2025_SC A_GWh_After Competition Groups_74 | High Efficiency Small Instantaneous Water Heater | 5.218e-05% | 0.00052717 | 0.0022525 | Commercial_2025_SC A_GWh_After Competition Groups_High Efficiency Small Instantaneous Water Heater
Commercial | Com ¦ Electric Convection Combination Ovens | 2025 | SC A | GWh | After Competition Groups | 0.0015032 | 3.6806 | 3.6806e-06 | 4317.0436 | 3.4821e-07 | 75 | Commercial_2025_SC A_GWh_After Competition Groups_75 | Electric Convection Combination Ovens | 3.482e-05% | 3.6806e-06 | 0.0015032 | Commercial_2025_SC A_GWh_After Competition Groups_Electric Convection Combination Ovens
Commercial | Com ¦ Networked/Connected - High Impact Application | 2025 | SC A | GWh | After Competition Groups | 0.00054717 | 1.0632 | 1.0632e-06 | 4317.0436 | 1.2675e-07 | 76 | Commercial_2025_SC A_GWh_After Competition Groups_76 | Networked/Connected - High Impact Application | 1.267e-05% | 1.0632e-06 | 0.00054717 | Commercial_2025_SC A_GWh_After Competition Groups_Networked/Connected - High Impact Application
Commercial | Com ¦ Networked/Connected - Low Impact Application | 2025 | SC A | GWh | After Competition Groups | 2.4993e-05 | 0.047042 | 4.7042e-08 | 4317.0436 | 5.7895e-09 | 77 | Commercial_2025_SC A_GWh_After Competition Groups_77 | Networked/Connected - Low Impact Application | 5.789e-07% | 4.7042e-08 | 2.4993e-05 | Commercial_2025_SC A_GWh_After Competition Groups_Networked/Connected - Low Impact Application
Commercial | Com ¦ Efficient compressor motor | 2025 | SC A | GWh | After Competition Groups | 0 | 0 | 0 | 4317.0436 | 0 | 78 | Commercial_2025_SC A_GWh_After Competition Groups_78 | Efficient compressor motor | 0% | 0 | 0 | Commercial_2025_SC A_GWh_After Competition Groups_Efficient compressor motor
Commercial | Com ¦ Indoor Daylight Sensors/Photocell Dimming Control | 2025 | SC A | GWh | After Competition Groups | 0 | 0 | 0 | 4317.0436 | 0 | 79 | Commercial_2025_SC A_GWh_After Competition Groups_79 | Indoor Daylight Sensors/Photocell Dimming Control | 0% | 0 | 0 | Commercial_2025_SC A_GWh_After Competition Groups_Indoor Daylight Sensors/Photocell Dimming Control
Commercial | Com ¦ Variable Refrigerant Flow Heat Pump | 2025 | SC A | GWh | After Competition Groups | 0 | 0 | 0 | 4317.0436 | 0 | 80 | Commercial_2025_SC A_GWh_After Competition Groups_80 | Variable Refrigerant Flow Heat Pump | 0% | 0 | 0 | Commercial_2025_SC A_GWh_After Competition Groups_Variable Refrigerant Flow Heat Pump
Commercial | Com ¦ ENERGY STAR LED LAMPS (REFLECTOR LAMPs/MR16/PAR 16) | 2025 | SC B | GWh | After Competition Groups | 646.9948 | 4687593.8102 | 4.6876 | 5806.0236 | 0.11144 | 1 | Commercial_2025_SC B_GWh_After Competition Groups_1 | ENERGY STAR LED LAMPS (REFLECTOR LAMPs/MR16/PAR 16) | 11.14% | 4.6876 | 646.9948 | Commercial_2025_SC B_GWh_After Competition Groups_ENERGY STAR LED LAMPS (REFLECTOR LAMPs/MR16/PAR 16)
Commercial | Com ¦ LED Troffer/Surface/Suspended | 2025 | SC B | GWh | After Competition Groups | 460.0289 | 78743870.3033 | 78.7439 | 5806.0236 | 0.079233 | 2 | Commercial_2025_SC B_GWh_After Competition Groups_2 | LED Troffer/Surface/Suspended | 7.923% | 78.7439 | 460.0289 | Commercial_2025_SC B_GWh_After Competition Groups_LED Troffer/Surface/Suspended
Commercial | Com ¦ LED Low/High Bay | 2025 | SC B | GWh | After Competition Groups | 453.9774 | 75693692.1849 | 75.6937 | 5806.0236 | 0.078191 | 3 | Commercial_2025_SC B_GWh_After Competition Groups_3 | LED Low/High Bay | 7.819% | 75.6937 | 453.9774 | Commercial_2025_SC B_GWh_After Competition Groups_LED Low/High Bay
Commercial | Com ¦ LED EXTERIOR AREA LIGHTS - LED fixture (200W) | 2025 | SC B | GWh | After Competition Groups | 396.8266 | 3874175.8841 | 3.8742 | 5806.0236 | 0.068347 | 4 | Commercial_2025_SC B_GWh_After Competition Groups_4 | LED EXTERIOR AREA LIGHTS - LED fixture (200W) | 6.835% | 3.8742 | 396.8266 | Commercial_2025_SC B_GWh_After Competition Groups_LED EXTERIOR AREA LIGHTS - LED fixture (200W)
Commercial | Com ¦ LED parking lot fixture | 2025 | SC B | GWh | After Competition Groups | 387.4949 | 12158238.629 | 12.1582 | 5806.0236 | 0.06674 | 5 | Commercial_2025_SC B_GWh_After Competition Groups_5 | LED parking lot fixture | 6.674% | 12.1582 | 387.4949 | Commercial_2025_SC B_GWh_After Competition Groups_LED parking lot fixture
Commercial | Com ¦ Education and Capacity Building/Energy Behavior | 2025 | SC B | GWh | After Competition Groups | 352.2593 | 4200549.234 | 4.2005 | 5806.0236 | 0.060671 | 6 | Commercial_2025_SC B_GWh_After Competition Groups_6 | Education and Capacity Building/Energy Behavior | 6.067% | 4.2005 | 352.2593 | Commercial_2025_SC B_GWh_After Competition Groups_Education and Capacity Building/Energy Behavior
Commercial | Com ¦ Furnace Tune-Up | 2025 | SC B | GWh | After Competition Groups | 332.1143 | 201178.8811 | 0.20118 | 5806.0236 | 0.057202 | 7 | Commercial_2025_SC B_GWh_After Competition Groups_7 | Furnace Tune-Up | 5.72% | 0.20118 | 332.1143 | Commercial_2025_SC B_GWh_After Competition Groups_Furnace Tune-Up
Commercial | Com ¦ LED Replacement Lamp (Tube) | 2025 | SC B | GWh | After Competition Groups | 305.5033 | 0 | 0 | 5806.0236 | 0.052618 | 8 | Commercial_2025_SC B_GWh_After Competition Groups_8 | LED Replacement Lamp (Tube) | 5.262% | 0 | 305.5033 | Commercial_2025_SC B_GWh_After Competition Groups_LED Replacement Lamp (Tube)
Commercial | Com ¦ Building Recommissioning, Operations and Maintenance (O&M) Improvements | 2025 | SC B | GWh | After Competition Groups | 295.2304 | 2608215.9046 | 2.6082 | 5806.0236 | 0.050849 | 9 | Commercial_2025_SC B_GWh_After Competition Groups_9 | Building Recommissioning, Operations and Maintenance (O&M) Improvements | 5.085% | 2.6082 | 295.2304 | Commercial_2025_SC B_GWh_After Competition Groups_Building Recommissioning, Operations and Maintenance (O&M) Improvements
Commercial | Com ¦ LED street light fixture | 2025 | SC B | GWh | After Competition Groups | 229.5502 | 16904260.1254 | 16.9043 | 5806.0236 | 0.039537 | 10 | Commercial_2025_SC B_GWh_After Competition Groups_10 | LED street light fixture | 3.954% | 16.9043 | 229.5502 | Commercial_2025_SC B_GWh_After Competition Groups_LED street light fixture
Commercial | Com ¦ Data Center Storage/Server Virtualization | 2025 | SC B | GWh | After Competition Groups | 168.6143 | 0 | 0 | 5806.0236 | 0.029041 | 11 | Commercial_2025_SC B_GWh_After Competition Groups_11 | Data Center Storage/Server Virtualization | 2.904% | 0 | 168.6143 | Commercial_2025_SC B_GWh_After Competition Groups_Data Center Storage/Server Virtualization
Commercial | Com ¦ Strip Curtains | 2025 | SC B | GWh | After Competition Groups | 129.5871 | 266509.9023 | 0.26651 | 5806.0236 | 0.022319 | 12 | Commercial_2025_SC B_GWh_After Competition Groups_12 | Strip Curtains | 2.232% | 0.26651 | 129.5871 | Commercial_2025_SC B_GWh_After Competition Groups_Strip Curtains
Commercial | Com ¦ Reach-in Shaded Pole to ECM/PSC Evaporator Fan Motor | 2025 | SC B | GWh | After Competition Groups | 119.3215 | 2735691.5496 | 2.7357 | 5806.0236 | 0.020551 | 13 | Commercial_2025_SC B_GWh_After Competition Groups_13 | Reach-in Shaded Pole to ECM/PSC Evaporator Fan Motor | 2.055% | 2.7357 | 119.3215 | Commercial_2025_SC B_GWh_After Competition Groups_Reach-in Shaded Pole to ECM/PSC Evaporator Fan Motor
Commercial | Com ¦ Demand Control Ventilation | 2025 | SC B | GWh | After Competition Groups | 116.3961 | 5708788.4257 | 5.7088 | 5806.0236 | 0.020047 | 14 | Commercial_2025_SC B_GWh_After Competition Groups_14 | Demand Control Ventilation | 2.005% | 5.7088 | 116.3961 | Commercial_2025_SC B_GWh_After Competition Groups_Demand Control Ventilation
Commercial | Com ¦ Variable Frequency Drive (VFD) | 2025 | SC B | GWh | After Competition Groups | 110.5674 | 3319697.4375 | 3.3197 | 5806.0236 | 0.019044 | 15 | Commercial_2025_SC B_GWh_After Competition Groups_15 | Variable Frequency Drive (VFD) | 1.904% | 3.3197 | 110.5674 | Commercial_2025_SC B_GWh_After Competition Groups_Variable Frequency Drive (VFD)
Commercial | Com ¦ High Efficiency Air Source Heat Pump | 2025 | SC B | GWh | After Competition Groups | 106.3637 | 1022784.8204 | 1.0228 | 5806.0236 | 0.01832 | 16 | Commercial_2025_SC B_GWh_After Competition Groups_16 | High Efficiency Air Source Heat Pump | 1.832% | 1.0228 | 106.3637 | Commercial_2025_SC B_GWh_After Competition Groups_High Efficiency Air Source Heat Pump
Commercial | Com ¦ VFD on Pumps | 2025 | SC B | GWh | After Competition Groups | 103.2849 | 3373437.7674 | 3.3734 | 5806.0236 | 0.017789 | 17 | Commercial_2025_SC B_GWh_After Competition Groups_17 | VFD on Pumps | 1.779% | 3.3734 | 103.2849 | Commercial_2025_SC B_GWh_After Competition Groups_VFD on Pumps
Commercial | Com ¦ LED or Equivalent Sign Lighting | 2025 | SC B | GWh | After Competition Groups | 103.1825 | 15823388.1053 | 15.8234 | 5806.0236 | 0.017772 | 18 | Commercial_2025_SC B_GWh_After Competition Groups_18 | LED or Equivalent Sign Lighting | 1.777% | 15.8234 | 103.1825 | Commercial_2025_SC B_GWh_After Competition Groups_LED or Equivalent Sign Lighting
Commercial | Com ¦ Refrigerated Display Case Doors | 2025 | SC B | GWh | After Competition Groups | 89.0715 | 14268358.5879 | 14.2684 | 5806.0236 | 0.015341 | 19 | Commercial_2025_SC B_GWh_After Competition Groups_19 | Refrigerated Display Case Doors | 1.534% | 14.2684 | 89.0715 | Commercial_2025_SC B_GWh_After Competition Groups_Refrigerated Display Case Doors
Commercial | Com ¦ Centrally controlled desktop PC/NETWORK PC POWER MANAGEMENT SOFTWARE | 2025 | SC B | GWh | After Competition Groups | 86.7774 | 1178611.9777 | 1.1786 | 5806.0236 | 0.014946 | 20 | Commercial_2025_SC B_GWh_After Competition Groups_20 | Centrally controlled desktop PC/NETWORK PC POWER MANAGEMENT SOFTWARE | 1.495% | 1.1786 | 86.7774 | Commercial_2025_SC B_GWh_After Competition Groups_Centrally controlled desktop PC/NETWORK PC POWER MANAGEMENT SOFTWARE
Commercial | Com ¦ ENERGY STAR LED LAMPS (General Service Lamps) | 2025 | SC B | GWh | After Competition Groups | 85.6879 | 618977.9161 | 0.61898 | 5806.0236 | 0.014758 | 21 | Commercial_2025_SC B_GWh_After Competition Groups_21 | ENERGY STAR LED LAMPS (General Service Lamps) | 1.476% | 0.61898 | 85.6879 | Commercial_2025_SC B_GWh_After Competition Groups_ENERGY STAR LED LAMPS (General Service Lamps)
Commercial | Com ¦ Air Handler with Dedicated Outdoor Air Systems | 2025 | SC B | GWh | After Competition Groups | 83.3646 | 0 | 0 | 5806.0236 | 0.014358 | 22 | Commercial_2025_SC B_GWh_After Competition Groups_22 | Air Handler with Dedicated Outdoor Air Systems | 1.436% | 0 | 83.3646 | Commercial_2025_SC B_GWh_After Competition Groups_Air Handler with Dedicated Outdoor Air Systems
Commercial | Com ¦ Adaptive Thermostats | 2025 | SC B | GWh | After Competition Groups | 73.1444 | 5220104.3729 | 5.2201 | 5806.0236 | 0.012598 | 23 | Commercial_2025_SC B_GWh_After Competition Groups_23 | Adaptive Thermostats | 1.26% | 5.2201 | 73.1444 | Commercial_2025_SC B_GWh_After Competition Groups_Adaptive Thermostats
Commercial | Com ¦ Advanced BAS/Controllers | 2025 | SC B | GWh | After Competition Groups | 66.9518 | 607625.3959 | 0.60763 | 5806.0236 | 0.011531 | 24 | Commercial_2025_SC B_GWh_After Competition Groups_24 | Advanced BAS/Controllers | 1.153% | 0.60763 | 66.9518 | Commercial_2025_SC B_GWh_After Competition Groups_Advanced BAS/Controllers
Commercial | Com ¦ ECM MOTORS FOR EVAPORATOR FANS for refrigeration (WALK-IN) | 2025 | SC B | GWh | After Competition Groups | 51.6812 | 2012508.7933 | 2.0125 | 5806.0236 | 0.0089013 | 25 | Commercial_2025_SC B_GWh_After Competition Groups_25 | ECM MOTORS FOR EVAPORATOR FANS for refrigeration (WALK-IN) | 0.8901% | 2.0125 | 51.6812 | Commercial_2025_SC B_GWh_After Competition Groups_ECM MOTORS FOR EVAPORATOR FANS for refrigeration (WALK-IN)
Commercial | Com ¦ Condensing Unit Heaters or other Efficient Unit Heating System | 2025 | SC B | GWh | After Competition Groups | 49.9472 | 60395.6947 | 0.060396 | 5806.0236 | 0.0086027 | 26 | Commercial_2025_SC B_GWh_After Competition Groups_26 | Condensing Unit Heaters or other Efficient Unit Heating System | 0.8603% | 0.060396 | 49.9472 | Commercial_2025_SC B_GWh_After Competition Groups_Condensing Unit Heaters or other Efficient Unit Heating System
Commercial | Com ¦ Freezer Case Light Sensor | 2025 | SC B | GWh | After Competition Groups | 42.4421 | 4426187.8699 | 4.4262 | 5806.0236 | 0.00731 | 27 | Commercial_2025_SC B_GWh_After Competition Groups_27 | Freezer Case Light Sensor | 0.731% | 4.4262 | 42.4421 | Commercial_2025_SC B_GWh_After Competition Groups_Freezer Case Light Sensor
Commercial | Com ¦ Evaporator Fan Controls | 2025 | SC B | GWh | After Competition Groups | 41.4019 | 315373.0084 | 0.31537 | 5806.0236 | 0.0071309 | 28 | Commercial_2025_SC B_GWh_After Competition Groups_28 | Evaporator Fan Controls | 0.7131% | 0.31537 | 41.4019 | Commercial_2025_SC B_GWh_After Competition Groups_Evaporator Fan Controls
Commercial | Com ¦ Demand Control Kitchen Ventilation | 2025 | SC B | GWh | After Competition Groups | 36.0695 | 193505.3661 | 0.19351 | 5806.0236 | 0.0062124 | 29 | Commercial_2025_SC B_GWh_After Competition Groups_29 | Demand Control Kitchen Ventilation | 0.6212% | 0.19351 | 36.0695 | Commercial_2025_SC B_GWh_After Competition Groups_Demand Control Kitchen Ventilation
Commercial | Com ¦ Unitary Air-Conditioning Unit | 2025 | SC B | GWh | After Competition Groups | 34.5523 | 9049396.9427 | 9.0494 | 5806.0236 | 0.0059511 | 30 | Commercial_2025_SC B_GWh_After Competition Groups_30 | Unitary Air-Conditioning Unit | 0.5951% | 9.0494 | 34.5523 | Commercial_2025_SC B_GWh_After Competition Groups_Unitary Air-Conditioning Unit
Commercial | Com ¦ Refrigerated Display Case LED | 2025 | SC B | GWh | After Competition Groups | 31.0113 | 4033665.8279 | 4.0337 | 5806.0236 | 0.0053412 | 31 | Commercial_2025_SC B_GWh_After Competition Groups_31 | Refrigerated Display Case LED | 0.5341% | 4.0337 | 31.0113 | Commercial_2025_SC B_GWh_After Competition Groups_Refrigerated Display Case LED
Commercial | Com ¦ Door Gasket Freezer/Refrigerator | 2025 | SC B | GWh | After Competition Groups | 26.8784 | 2130681.891 | 2.1307 | 5806.0236 | 0.0046294 | 32 | Commercial_2025_SC B_GWh_After Competition Groups_32 | Door Gasket Freezer/Refrigerator | 0.4629% | 2.1307 | 26.8784 | Commercial_2025_SC B_GWh_After Competition Groups_Door Gasket Freezer/Refrigerator
Commercial | Com ¦ Temperature Adjustment in Commercial Freezers | 2025 | SC B | GWh | After Competition Groups | 15.8464 | 0 | 0 | 5806.0236 | 0.0027293 | 33 | Commercial_2025_SC B_GWh_After Competition Groups_33 | Temperature Adjustment in Commercial Freezers | 0.2729% | 0 | 15.8464 | Commercial_2025_SC B_GWh_After Competition Groups_Temperature Adjustment in Commercial Freezers
Commercial | Com ¦ Elec Storage WH 2.30 Et | 2025 | SC B | GWh | After Competition Groups | 14.4952 | 1082153.6007 | 1.0822 | 5806.0236 | 0.0024966 | 34 | Commercial_2025_SC B_GWh_After Competition Groups_34 | Elec Storage WH 2.30 Et | 0.2497% | 1.0822 | 14.4952 | Commercial_2025_SC B_GWh_After Competition Groups_Elec Storage WH 2.30 Et
Commercial | Com ¦ BEVERAGE VENDING MACHINE CONTROLS | 2025 | SC B | GWh | After Competition Groups | 14.4863 | 453009.0403 | 0.45301 | 5806.0236 | 0.0024951 | 35 | Commercial_2025_SC B_GWh_After Competition Groups_35 | BEVERAGE VENDING MACHINE CONTROLS | 0.2495% | 0.45301 | 14.4863 | Commercial_2025_SC B_GWh_After Competition Groups_BEVERAGE VENDING MACHINE CONTROLS
Commercial | Com ¦ ENERGY STAR Griddle (74% eff) | 2025 | SC B | GWh | After Competition Groups | 14.1245 | 217616.2544 | 0.21762 | 5806.0236 | 0.0024327 | 36 | Commercial_2025_SC B_GWh_After Competition Groups_36 | ENERGY STAR Griddle (74% eff) | 0.2433% | 0.21762 | 14.1245 | Commercial_2025_SC B_GWh_After Competition Groups_ENERGY STAR Griddle (74% eff)
Commercial | Com ¦ Energy Efficient Laboratory Fume Hood | 2025 | SC B | GWh | After Competition Groups | 13.5555 | 1069944.1289 | 1.0699 | 5806.0236 | 0.0023347 | 37 | Commercial_2025_SC B_GWh_After Competition Groups_37 | Energy Efficient Laboratory Fume Hood | 0.2335% | 1.0699 | 13.5555 | Commercial_2025_SC B_GWh_After Competition Groups_Energy Efficient Laboratory Fume Hood
Commercial | Com ¦ CO Sensors for parking garage exhaust fans | 2025 | SC B | GWh | After Competition Groups | 13.439 | 1150873.3486 | 1.1509 | 5806.0236 | 0.0023147 | 38 | Commercial_2025_SC B_GWh_After Competition Groups_38 | CO Sensors for parking garage exhaust fans | 0.2315% | 1.1509 | 13.439 | Commercial_2025_SC B_GWh_After Competition Groups_CO Sensors for parking garage exhaust fans
Commercial | Com ¦ Vertical Night Covers | 2025 | SC B | GWh | After Competition Groups | 12.281 | 305911.8601 | 0.30591 | 5806.0236 | 0.0021152 | 39 | Commercial_2025_SC B_GWh_After Competition Groups_39 | Vertical Night Covers | 0.2115% | 0.30591 | 12.281 | Commercial_2025_SC B_GWh_After Competition Groups_Vertical Night Covers
Commercial | Com ¦ Chilled Water Optimization | 2025 | SC B | GWh | After Competition Groups | 12.0075 | 1410655.032 | 1.4107 | 5806.0236 | 0.0020681 | 40 | Commercial_2025_SC B_GWh_After Competition Groups_40 | Chilled Water Optimization | 0.2068% | 1.4107 | 12.0075 | Commercial_2025_SC B_GWh_After Competition Groups_Chilled Water Optimization
Commercial | Com ¦ Occupancy Sensors | 2025 | SC B | GWh | After Competition Groups | 11.5809 | 4522.0967 | 0.0045221 | 5806.0236 | 0.0019946 | 41 | Commercial_2025_SC B_GWh_After Competition Groups_41 | Occupancy Sensors | 0.1995% | 0.0045221 | 11.5809 | Commercial_2025_SC B_GWh_After Competition Groups_Occupancy Sensors
Commercial | Com ¦ Duct Insulation, R8 | 2025 | SC B | GWh | After Competition Groups | 11.1081 | 619687.6643 | 0.61969 | 5806.0236 | 0.0019132 | 42 | Commercial_2025_SC B_GWh_After Competition Groups_42 | Duct Insulation, R8 | 0.1913% | 0.61969 | 11.1081 | Commercial_2025_SC B_GWh_After Competition Groups_Duct Insulation, R8
Commercial | Com ¦ Water Heating (DHW) Pipe Insulation (Add 3/4\ Foam)" | 2025 | SC B | GWh | After Competition Groups | 10.6222 | 429800.0313 | 0.4298 | 5806.0236 | 0.0018295 | 43 | Commercial_2025_SC B_GWh_After Competition Groups_43 | Water Heating (DHW) Pipe Insulation (Add 3/4\ Foam)" | 0.183% | 0.4298 | 10.6222 | Commercial_2025_SC B_GWh_After Competition Groups_Water Heating (DHW) Pipe Insulation (Add 3/4\ Foam)"
Commercial | Com ¦ Outside Air Economizer | 2025 | SC B | GWh | After Competition Groups | 9.1933 | 169441.0792 | 0.16944 | 5806.0236 | 0.0015834 | 44 | Commercial_2025_SC B_GWh_After Competition Groups_44 | Outside Air Economizer | 0.1583% | 0.16944 | 9.1933 | Commercial_2025_SC B_GWh_After Competition Groups_Outside Air Economizer
Commercial | Com ¦ Suction Pipe Insulation Freezer/Refrigerator | 2025 | SC B | GWh | After Competition Groups | 6.7223 | 302144.5354 | 0.30214 | 5806.0236 | 0.0011578 | 45 | Commercial_2025_SC B_GWh_After Competition Groups_45 | Suction Pipe Insulation Freezer/Refrigerator | 0.1158% | 0.30214 | 6.7223 | Commercial_2025_SC B_GWh_After Competition Groups_Suction Pipe Insulation Freezer/Refrigerator
Commercial | Com ¦ Water Source Heat Pump (4 ton) | 2025 | SC B | GWh | After Competition Groups | 6.3474 | 1110948.7042 | 1.1109 | 5806.0236 | 0.0010932 | 46 | Commercial_2025_SC B_GWh_After Competition Groups_46 | Water Source Heat Pump (4 ton) | 0.1093% | 1.1109 | 6.3474 | Commercial_2025_SC B_GWh_After Competition Groups_Water Source Heat Pump (4 ton)
Commercial | Com ¦ ENERGY STAR Fryer (84% eff) | 2025 | SC B | GWh | After Competition Groups | 5.0886 | 150384.5011 | 0.15038 | 5806.0236 | 0.00087643 | 47 | Commercial_2025_SC B_GWh_After Competition Groups_47 | ENERGY STAR Fryer (84% eff) | 0.08764% | 0.15038 | 5.0886 | Commercial_2025_SC B_GWh_After Competition Groups_ENERGY STAR Fryer (84% eff)
Commercial | Com ¦ Ozone Laundry Treatment | 2025 | SC B | GWh | After Competition Groups | 3.0753 | 318909.7871 | 0.31891 | 5806.0236 | 0.00052967 | 48 | Commercial_2025_SC B_GWh_After Competition Groups_48 | Ozone Laundry Treatment | 0.05297% | 0.31891 | 3.0753 | Commercial_2025_SC B_GWh_After Competition Groups_Ozone Laundry Treatment
Commercial | Com ¦ ENERGY STAR Dishwasher | 2025 | SC B | GWh | After Competition Groups | 2.7622 | 29197.3831 | 0.029197 | 5806.0236 | 0.00047575 | 49 | Commercial_2025_SC B_GWh_After Competition Groups_49 | ENERGY STAR Dishwasher | 0.04757% | 0.029197 | 2.7622 | Commercial_2025_SC B_GWh_After Competition Groups_ENERGY STAR Dishwasher
Commercial | Com ¦ ENERGY STAR Steam Cookers | 2025 | SC B | GWh | After Competition Groups | 2.429 | 79233.3833 | 0.079233 | 5806.0236 | 0.00041835 | 50 | Commercial_2025_SC B_GWh_After Competition Groups_50 | ENERGY STAR Steam Cookers | 0.04184% | 0.079233 | 2.429 | Commercial_2025_SC B_GWh_After Competition Groups_ENERGY STAR Steam Cookers
Commercial | Com ¦ Demand controlled Circulating Systems | 2025 | SC B | GWh | After Competition Groups | 2.3127 | 0 | 0 | 5806.0236 | 0.00039832 | 51 | Commercial_2025_SC B_GWh_After Competition Groups_51 | Demand controlled Circulating Systems | 0.03983% | 0 | 2.3127 | Commercial_2025_SC B_GWh_After Competition Groups_Demand controlled Circulating Systems
Commercial | Com ¦ Thermostat Setback | 2025 | SC B | GWh | After Competition Groups | 1.7659 | 0 | 0 | 5806.0236 | 0.00030415 | 52 | Commercial_2025_SC B_GWh_After Competition Groups_52 | Thermostat Setback | 0.03041% | 0 | 1.7659 | Commercial_2025_SC B_GWh_After Competition Groups_Thermostat Setback
Commercial | Com ¦ ECM MOTORS FOR HVAC APPLICATION (FAN-POWERED VAV BOX) | 2025 | SC B | GWh | After Competition Groups | 1.3329 | 61894.595 | 0.061895 | 5806.0236 | 0.00022957 | 53 | Commercial_2025_SC B_GWh_After Competition Groups_53 | ECM MOTORS FOR HVAC APPLICATION (FAN-POWERED VAV BOX) | 0.02296% | 0.061895 | 1.3329 | Commercial_2025_SC B_GWh_After Competition Groups_ECM MOTORS FOR HVAC APPLICATION (FAN-POWERED VAV BOX)
Commercial | Com ¦ Condensing Make Up Air Unit | 2025 | SC B | GWh | After Competition Groups | 1.3284 | 380066.2262 | 0.38007 | 5806.0236 | 0.00022879 | 54 | Commercial_2025_SC B_GWh_After Competition Groups_54 | Condensing Make Up Air Unit | 0.02288% | 0.38007 | 1.3284 | Commercial_2025_SC B_GWh_After Competition Groups_Condensing Make Up Air Unit
Commercial | Com ¦ CEE Tier 2/Energy Star Clothes Washers | 2025 | SC B | GWh | After Competition Groups | 0.60307 | 24502.7407 | 0.024503 | 5806.0236 | 0.00010387 | 55 | Commercial_2025_SC B_GWh_After Competition Groups_55 | CEE Tier 2/Energy Star Clothes Washers | 0.01039% | 0.024503 | 0.60307 | Commercial_2025_SC B_GWh_After Competition Groups_CEE Tier 2/Energy Star Clothes Washers
Commercial | Com ¦ Auto Off Time Switch or Time Clock control | 2025 | SC B | GWh | After Competition Groups | 0.60272 | 129.5939 | 0.00012959 | 5806.0236 | 0.00010381 | 56 | Commercial_2025_SC B_GWh_After Competition Groups_56 | Auto Off Time Switch or Time Clock control | 0.01038% | 0.00012959 | 0.60272 | Commercial_2025_SC B_GWh_After Competition Groups_Auto Off Time Switch or Time Clock control
Commercial | Com ¦ Notched V belts for HVAC Systems | 2025 | SC B | GWh | After Competition Groups | 0.52958 | 44901.0223 | 0.044901 | 5806.0236 | 9.1212e-05 | 57 | Commercial_2025_SC B_GWh_After Competition Groups_57 | Notched V belts for HVAC Systems | 0.009121% | 0.044901 | 0.52958 | Commercial_2025_SC B_GWh_After Competition Groups_Notched V belts for HVAC Systems
Commercial | Com ¦ Solar Water Preheat (Pools/DHW) | 2025 | SC B | GWh | After Competition Groups | 0.40796 | 2901.7533 | 0.0029018 | 5806.0236 | 7.0264e-05 | 58 | Commercial_2025_SC B_GWh_After Competition Groups_58 | Solar Water Preheat (Pools/DHW) | 0.007026% | 0.0029018 | 0.40796 | Commercial_2025_SC B_GWh_After Competition Groups_Solar Water Preheat (Pools/DHW)
Commercial | Com ¦ Low Flow Pre-Rinse Spray Nozzle | 2025 | SC B | GWh | After Competition Groups | 0.35784 | 4682.332 | 0.0046823 | 5806.0236 | 6.1632e-05 | 59 | Commercial_2025_SC B_GWh_After Competition Groups_59 | Low Flow Pre-Rinse Spray Nozzle | 0.006163% | 0.0046823 | 0.35784 | Commercial_2025_SC B_GWh_After Competition Groups_Low Flow Pre-Rinse Spray Nozzle
Commercial | Com ¦ PTAC (12 EER/10,000 BTU) | 2025 | SC B | GWh | After Competition Groups | 0.33883 | 34719.8944 | 0.03472 | 5806.0236 | 5.8358e-05 | 60 | Commercial_2025_SC B_GWh_After Competition Groups_60 | PTAC (12 EER/10,000 BTU) | 0.005836% | 0.03472 | 0.33883 | Commercial_2025_SC B_GWh_After Competition Groups_PTAC (12 EER/10,000 BTU)
Commercial | COM ¦ Ductless Mini-Split Heat Pumps | 2025 | SC B | GWh | After Competition Groups | 0.30462 | 200.5646 | 0.00020056 | 5806.0236 | 5.2466e-05 | 61 | Commercial_2025_SC B_GWh_After Competition Groups_61 | Ductless Mini-Split Heat Pumps | 0.005247% | 0.00020056 | 0.30462 | Commercial_2025_SC B_GWh_After Competition Groups_Ductless Mini-Split Heat Pumps
Commercial | Com ¦ HVAC Optimization | 2025 | SC B | GWh | After Competition Groups | 0.1942 | 219.3539 | 0.00021935 | 5806.0236 | 3.3449e-05 | 62 | Commercial_2025_SC B_GWh_After Competition Groups_62 | HVAC Optimization | 0.003345% | 0.00021935 | 0.1942 | Commercial_2025_SC B_GWh_After Competition Groups_HVAC Optimization
Commercial | Com ¦ Commercial Hot Food Holding Cabinets | 2025 | SC B | GWh | After Competition Groups | 0.14015 | 3215.0299 | 0.003215 | 5806.0236 | 2.4138e-05 | 63 | Commercial_2025_SC B_GWh_After Competition Groups_63 | Commercial Hot Food Holding Cabinets | 0.002414% | 0.003215 | 0.14015 | Commercial_2025_SC B_GWh_After Competition Groups_Commercial Hot Food Holding Cabinets
Commercial | Com ¦ Wall Insulation | 2025 | SC B | GWh | After Competition Groups | 0.10046 | 740.731 | 0.00074073 | 5806.0236 | 1.7303e-05 | 64 | Commercial_2025_SC B_GWh_After Competition Groups_64 | Wall Insulation | 0.00173% | 0.00074073 | 0.10046 | Commercial_2025_SC B_GWh_After Competition Groups_Wall Insulation
Commercial | Com ¦ Energy Recovery Ventilation and Ventilation (Enhanced) | 2025 | SC B | GWh | After Competition Groups | 0.077274 | 0 | 0 | 5806.0236 | 1.3309e-05 | 65 | Commercial_2025_SC B_GWh_After Competition Groups_65 | Energy Recovery Ventilation and Ventilation (Enhanced) | 0.001331% | 0 | 0.077274 | Commercial_2025_SC B_GWh_After Competition Groups_Energy Recovery Ventilation and Ventilation (Enhanced)
Commercial | Com ¦ High Efficiency Small Instantaneous Water Heater | 2025 | SC B | GWh | After Competition Groups | 0.072288 | 16479.9052 | 0.01648 | 5806.0236 | 1.2451e-05 | 66 | Commercial_2025_SC B_GWh_After Competition Groups_66 | High Efficiency Small Instantaneous Water Heater | 0.001245% | 0.01648 | 0.072288 | Commercial_2025_SC B_GWh_After Competition Groups_High Efficiency Small Instantaneous Water Heater
Commercial | Com ¦ Air Curtains | 2025 | SC B | GWh | After Competition Groups | 0.02629 | 9792.7648 | 0.0097928 | 5806.0236 | 4.5281e-06 | 67 | Commercial_2025_SC B_GWh_After Competition Groups_67 | Air Curtains | 0.0004528% | 0.0097928 | 0.02629 | Commercial_2025_SC B_GWh_After Competition Groups_Air Curtains
Commercial | Com ¦ High Efficiency Chiller (avg of water and air cooled) | 2025 | SC B | GWh | After Competition Groups | 0.020487 | 7318.9658 | 0.007319 | 5806.0236 | 3.5286e-06 | 68 | Commercial_2025_SC B_GWh_After Competition Groups_68 | High Efficiency Chiller (avg of water and air cooled) | 0.0003529% | 0.007319 | 0.020487 | Commercial_2025_SC B_GWh_After Competition Groups_High Efficiency Chiller (avg of water and air cooled)
Commercial | Com ¦ Room AC (w/ louvered sides) 14 SEER from 12 SEER code | 2025 | SC B | GWh | After Competition Groups | 0.019026 | 3665.9619 | 0.003666 | 5806.0236 | 3.2769e-06 | 69 | Commercial_2025_SC B_GWh_After Competition Groups_69 | Room AC (w/ louvered sides) 14 SEER from 12 SEER code | 0.0003277% | 0.003666 | 0.019026 | Commercial_2025_SC B_GWh_After Competition Groups_Room AC (w/ louvered sides) 14 SEER from 12 SEER code
Commercial | Com ¦ LED RECESSED DOWNLIGHTS | 2025 | SC B | GWh | After Competition Groups | 0.016927 | 7871.0597 | 0.0078711 | 5806.0236 | 2.9154e-06 | 70 | Commercial_2025_SC B_GWh_After Competition Groups_70 | LED RECESSED DOWNLIGHTS | 0.0002915% | 0.0078711 | 0.016927 | Commercial_2025_SC B_GWh_After Competition Groups_LED RECESSED DOWNLIGHTS
Commercial | Com ¦ VSD Air Compressor | 2025 | SC B | GWh | After Competition Groups | 0.016063 | 593.2421 | 0.00059324 | 5806.0236 | 2.7666e-06 | 71 | Commercial_2025_SC B_GWh_After Competition Groups_71 | VSD Air Compressor | 0.0002767% | 0.00059324 | 0.016063 | Commercial_2025_SC B_GWh_After Competition Groups_VSD Air Compressor
Commercial | Com ¦ EC Plug Fan for Data Center (under cabinet) | 2025 | SC B | GWh | After Competition Groups | 0.010612 | 1147.9833 | 0.001148 | 5806.0236 | 1.8278e-06 | 72 | Commercial_2025_SC B_GWh_After Competition Groups_72 | EC Plug Fan for Data Center (under cabinet) | 0.0001828% | 0.001148 | 0.010612 | Commercial_2025_SC B_GWh_After Competition Groups_EC Plug Fan for Data Center (under cabinet)
Commercial | Com ¦ Electric Convection Combination Ovens | 2025 | SC B | GWh | After Competition Groups | 0.0016512 | 4.1436 | 4.1436e-06 | 5806.0236 | 2.844e-07 | 73 | Commercial_2025_SC B_GWh_After Competition Groups_73 | Electric Convection Combination Ovens | 2.844e-05% | 4.1436e-06 | 0.0016512 | Commercial_2025_SC B_GWh_After Competition Groups_Electric Convection Combination Ovens
Commercial | Com ¦ LLLC - Low Impact Application | 2025 | SC B | GWh | After Competition Groups | 2.2089e-18 | 1.2209e-13 | 1.2209e-19 | 5806.0236 | 3.8045e-22 | 74 | Commercial_2025_SC B_GWh_After Competition Groups_74 | LLLC - Low Impact Application | 3.804e-20% | 1.2209e-19 | 2.2089e-18 | Commercial_2025_SC B_GWh_After Competition Groups_LLLC - Low Impact Application
Commercial | Com ¦ LLLC - High Impact Application | 2025 | SC B | GWh | After Competition Groups | 7.7405e-19 | 5.8715e-14 | 5.8715e-20 | 5806.0236 | 1.3332e-22 | 75 | Commercial_2025_SC B_GWh_After Competition Groups_75 | LLLC - High Impact Application | 1.333e-20% | 5.8715e-20 | 7.7405e-19 | Commercial_2025_SC B_GWh_After Competition Groups_LLLC - High Impact Application
Commercial | Com ¦ Networked/Connected - High Impact Application | 2025 | SC B | GWh | After Competition Groups | 8.4709e-21 | 1.0196e-15 | 1.0196e-21 | 5806.0236 | 1.459e-24 | 76 | Commercial_2025_SC B_GWh_After Competition Groups_76 | Networked/Connected - High Impact Application | 1.459e-22% | 1.0196e-21 | 8.4709e-21 | Commercial_2025_SC B_GWh_After Competition Groups_Networked/Connected - High Impact Application
Commercial | Com ¦ Networked/Connected - Low Impact Application | 2025 | SC B | GWh | After Competition Groups | 4.1707e-21 | 7.0521e-16 | 7.0521e-22 | 5806.0236 | 7.1835e-25 | 77 | Commercial_2025_SC B_GWh_After Competition Groups_77 | Networked/Connected - Low Impact Application | 7.183e-23% | 7.0521e-22 | 4.1707e-21 | Commercial_2025_SC B_GWh_After Competition Groups_Networked/Connected - Low Impact Application
Commercial | Com ¦ Efficient compressor motor | 2025 | SC B | GWh | After Competition Groups | 0 | 0 | 0 | 5806.0236 | 0 | 78 | Commercial_2025_SC B_GWh_After Competition Groups_78 | Efficient compressor motor | 0% | 0 | 0 | Commercial_2025_SC B_GWh_After Competition Groups_Efficient compressor motor
Commercial | Com ¦ Indoor Daylight Sensors/Photocell Dimming Control | 2025 | SC B | GWh | After Competition Groups | 0 | 0 | 0 | 5806.0236 | 0 | 79 | Commercial_2025_SC B_GWh_After Competition Groups_79 | Indoor Daylight Sensors/Photocell Dimming Control | 0% | 0 | 0 | Commercial_2025_SC B_GWh_After Competition Groups_Indoor Daylight Sensors/Photocell Dimming Control
Commercial | Com ¦ Variable Refrigerant Flow Heat Pump | 2025 | SC B | GWh | After Competition Groups | 0 | 0 | 0 | 5806.0236 | 0 | 80 | Commercial_2025_SC B_GWh_After Competition Groups_80 | Variable Refrigerant Flow Heat Pump | 0% | 0 | 0 | Commercial_2025_SC B_GWh_After Competition Groups_Variable Refrigerant Flow Heat Pump
Commercial | Com ¦ ENERGY STAR LED LAMPS (REFLECTOR LAMPs/MR16/PAR 16) | 2025 | SC C | GWh | After Competition Groups | 646.9948 | 4688062.6164 | 4.6881 | 4503.4759 | 0.14367 | 1 | Commercial_2025_SC C_GWh_After Competition Groups_1 | ENERGY STAR LED LAMPS (REFLECTOR LAMPs/MR16/PAR 16) | 14.37% | 4.6881 | 646.9948 | Commercial_2025_SC C_GWh_After Competition Groups_ENERGY STAR LED LAMPS (REFLECTOR LAMPs/MR16/PAR 16)
Commercial | Com ¦ LED Troffer/Surface/Suspended | 2025 | SC C | GWh | After Competition Groups | 457.9284 | 78733535.3544 | 78.7335 | 4503.4759 | 0.10168 | 2 | Commercial_2025_SC C_GWh_After Competition Groups_2 | LED Troffer/Surface/Suspended | 10.17% | 78.7335 | 457.9284 | Commercial_2025_SC C_GWh_After Competition Groups_LED Troffer/Surface/Suspended
Commercial | Com ¦ LED Low/High Bay | 2025 | SC C | GWh | After Competition Groups | 452.0804 | 75679805.9963 | 75.6798 | 4503.4759 | 0.10038 | 3 | Commercial_2025_SC C_GWh_After Competition Groups_3 | LED Low/High Bay | 10.04% | 75.6798 | 452.0804 | Commercial_2025_SC C_GWh_After Competition Groups_LED Low/High Bay
Commercial | Com ¦ LED EXTERIOR AREA LIGHTS - LED fixture (200W) | 2025 | SC C | GWh | After Competition Groups | 396.3982 | 0 | 0 | 4503.4759 | 0.088021 | 4 | Commercial_2025_SC C_GWh_After Competition Groups_4 | LED EXTERIOR AREA LIGHTS - LED fixture (200W) | 8.802% | 0 | 396.3982 | Commercial_2025_SC C_GWh_After Competition Groups_LED EXTERIOR AREA LIGHTS - LED fixture (200W)
Commercial | Com ¦ LED parking lot fixture | 2025 | SC C | GWh | After Competition Groups | 387.4949 | 12159454.5744 | 12.1595 | 4503.4759 | 0.086044 | 5 | Commercial_2025_SC C_GWh_After Competition Groups_5 | LED parking lot fixture | 8.604% | 12.1595 | 387.4949 | Commercial_2025_SC C_GWh_After Competition Groups_LED parking lot fixture
Commercial | Com ¦ LED Replacement Lamp (Tube) | 2025 | SC C | GWh | After Competition Groups | 305.5033 | 0 | 0 | 4503.4759 | 0.067837 | 6 | Commercial_2025_SC C_GWh_After Competition Groups_6 | LED Replacement Lamp (Tube) | 6.784% | 0 | 305.5033 | Commercial_2025_SC C_GWh_After Competition Groups_LED Replacement Lamp (Tube)
Commercial | Com ¦ LED street light fixture | 2025 | SC C | GWh | After Competition Groups | 229.5502 | 16905950.7205 | 16.906 | 4503.4759 | 0.050972 | 7 | Commercial_2025_SC C_GWh_After Competition Groups_7 | LED street light fixture | 5.097% | 16.906 | 229.5502 | Commercial_2025_SC C_GWh_After Competition Groups_LED street light fixture
Commercial | Com ¦ Building Recommissioning, Operations and Maintenance (O&M) Improvements | 2025 | SC C | GWh | After Competition Groups | 200.806 | 1467113.1219 | 1.4671 | 4503.4759 | 0.044589 | 8 | Commercial_2025_SC C_GWh_After Competition Groups_8 | Building Recommissioning, Operations and Maintenance (O&M) Improvements | 4.459% | 1.4671 | 200.806 | Commercial_2025_SC C_GWh_After Competition Groups_Building Recommissioning, Operations and Maintenance (O&M) Improvements
Commercial | Com ¦ Data Center Storage/Server Virtualization | 2025 | SC C | GWh | After Competition Groups | 141.9755 | 0 | 0 | 4503.4759 | 0.031526 | 9 | Commercial_2025_SC C_GWh_After Competition Groups_9 | Data Center Storage/Server Virtualization | 3.153% | 0 | 141.9755 | Commercial_2025_SC C_GWh_After Competition Groups_Data Center Storage/Server Virtualization
Commercial | Com ¦ Furnace Tune-Up | 2025 | SC C | GWh | After Competition Groups | 130.5828 | 90346.9888 | 0.090347 | 4503.4759 | 0.028996 | 10 | Commercial_2025_SC C_GWh_After Competition Groups_10 | Furnace Tune-Up | 2.9% | 0.090347 | 130.5828 | Commercial_2025_SC C_GWh_After Competition Groups_Furnace Tune-Up
Commercial | Com ¦ Reach-in Shaded Pole to ECM/PSC Evaporator Fan Motor | 2025 | SC C | GWh | After Competition Groups | 108.7624 | 2428353.7236 | 2.4284 | 4503.4759 | 0.024151 | 11 | Commercial_2025_SC C_GWh_After Competition Groups_11 | Reach-in Shaded Pole to ECM/PSC Evaporator Fan Motor | 2.415% | 2.4284 | 108.7624 | Commercial_2025_SC C_GWh_After Competition Groups_Reach-in Shaded Pole to ECM/PSC Evaporator Fan Motor
Commercial | Com ¦ High Efficiency Air Source Heat Pump | 2025 | SC C | GWh | After Competition Groups | 106.364 | 1022890.0393 | 1.0229 | 4503.4759 | 0.023618 | 12 | Commercial_2025_SC C_GWh_After Competition Groups_12 | High Efficiency Air Source Heat Pump | 2.362% | 1.0229 | 106.364 | Commercial_2025_SC C_GWh_After Competition Groups_High Efficiency Air Source Heat Pump
Commercial | Com ¦ LED or Equivalent Sign Lighting | 2025 | SC C | GWh | After Competition Groups | 103.1825 | 15824970.6023 | 15.825 | 4503.4759 | 0.022912 | 13 | Commercial_2025_SC C_GWh_After Competition Groups_13 | LED or Equivalent Sign Lighting | 2.291% | 15.825 | 103.1825 | Commercial_2025_SC C_GWh_After Competition Groups_LED or Equivalent Sign Lighting
Commercial | Com ¦ ENERGY STAR LED LAMPS (General Service Lamps) | 2025 | SC C | GWh | After Competition Groups | 85.6879 | 619039.8201 | 0.61904 | 4503.4759 | 0.019027 | 14 | Commercial_2025_SC C_GWh_After Competition Groups_14 | ENERGY STAR LED LAMPS (General Service Lamps) | 1.903% | 0.61904 | 85.6879 | Commercial_2025_SC C_GWh_After Competition Groups_ENERGY STAR LED LAMPS (General Service Lamps)
Commercial | Com ¦ Education and Capacity Building/Energy Behavior | 2025 | SC C | GWh | After Competition Groups | 70.4519 | 840109.8468 | 0.84011 | 4503.4759 | 0.015644 | 15 | Commercial_2025_SC C_GWh_After Competition Groups_15 | Education and Capacity Building/Energy Behavior | 1.564% | 0.84011 | 70.4519 | Commercial_2025_SC C_GWh_After Competition Groups_Education and Capacity Building/Energy Behavior
Commercial | Com ¦ Refrigerated Display Case Doors | 2025 | SC C | GWh | After Competition Groups | 67.55 | 10539912.4242 | 10.5399 | 4503.4759 | 0.015 | 16 | Commercial_2025_SC C_GWh_After Competition Groups_16 | Refrigerated Display Case Doors | 1.5% | 10.5399 | 67.55 | Commercial_2025_SC C_GWh_After Competition Groups_Refrigerated Display Case Doors
Commercial | Com ¦ Strip Curtains | 2025 | SC C | GWh | After Competition Groups | 66.9544 | 138047.1217 | 0.13805 | 4503.4759 | 0.014867 | 17 | Commercial_2025_SC C_GWh_After Competition Groups_17 | Strip Curtains | 1.487% | 0.13805 | 66.9544 | Commercial_2025_SC C_GWh_After Competition Groups_Strip Curtains
Commercial | Com ¦ Advanced BAS/Controllers | 2025 | SC C | GWh | After Competition Groups | 50.4018 | 338852.8739 | 0.33885 | 4503.4759 | 0.011192 | 18 | Commercial_2025_SC C_GWh_After Competition Groups_18 | Advanced BAS/Controllers | 1.119% | 0.33885 | 50.4018 | Commercial_2025_SC C_GWh_After Competition Groups_Advanced BAS/Controllers
Commercial | Com ¦ Demand Control Ventilation | 2025 | SC C | GWh | After Competition Groups | 48.9242 | 2313445.7601 | 2.3134 | 4503.4759 | 0.010864 | 19 | Commercial_2025_SC C_GWh_After Competition Groups_19 | Demand Control Ventilation | 1.086% | 2.3134 | 48.9242 | Commercial_2025_SC C_GWh_After Competition Groups_Demand Control Ventilation
Commercial | Com ¦ Centrally controlled desktop PC/NETWORK PC POWER MANAGEMENT SOFTWARE | 2025 | SC C | GWh | After Competition Groups | 46.1623 | 644619.2233 | 0.64462 | 4503.4759 | 0.01025 | 20 | Commercial_2025_SC C_GWh_After Competition Groups_20 | Centrally controlled desktop PC/NETWORK PC POWER MANAGEMENT SOFTWARE | 1.025% | 0.64462 | 46.1623 | Commercial_2025_SC C_GWh_After Competition Groups_Centrally controlled desktop PC/NETWORK PC POWER MANAGEMENT SOFTWARE
Commercial | Com ¦ Variable Frequency Drive (VFD) | 2025 | SC C | GWh | After Competition Groups | 43.5098 | 1490768.6387 | 1.4908 | 4503.4759 | 0.0096614 | 21 | Commercial_2025_SC C_GWh_After Competition Groups_21 | Variable Frequency Drive (VFD) | 0.9661% | 1.4908 | 43.5098 | Commercial_2025_SC C_GWh_After Competition Groups_Variable Frequency Drive (VFD)
Commercial | Com ¦ VFD on Pumps | 2025 | SC C | GWh | After Competition Groups | 40.6299 | 1514585.2372 | 1.5146 | 4503.4759 | 0.0090219 | 22 | Commercial_2025_SC C_GWh_After Competition Groups_22 | VFD on Pumps | 0.9022% | 1.5146 | 40.6299 | Commercial_2025_SC C_GWh_After Competition Groups_VFD on Pumps
Commercial | Com ¦ Adaptive Thermostats | 2025 | SC C | GWh | After Competition Groups | 34.9607 | 2684941.8408 | 2.6849 | 4503.4759 | 0.0077631 | 23 | Commercial_2025_SC C_GWh_After Competition Groups_23 | Adaptive Thermostats | 0.7763% | 2.6849 | 34.9607 | Commercial_2025_SC C_GWh_After Competition Groups_Adaptive Thermostats
Commercial | Com ¦ Air Handler with Dedicated Outdoor Air Systems | 2025 | SC C | GWh | After Competition Groups | 24.3311 | 0 | 0 | 4503.4759 | 0.0054027 | 24 | Commercial_2025_SC C_GWh_After Competition Groups_24 | Air Handler with Dedicated Outdoor Air Systems | 0.5403% | 0 | 24.3311 | Commercial_2025_SC C_GWh_After Competition Groups_Air Handler with Dedicated Outdoor Air Systems
Commercial | Com ¦ Unitary Air-Conditioning Unit | 2025 | SC C | GWh | After Competition Groups | 22.6489 | 5419808.7398 | 5.4198 | 4503.4759 | 0.0050292 | 25 | Commercial_2025_SC C_GWh_After Competition Groups_25 | Unitary Air-Conditioning Unit | 0.5029% | 5.4198 | 22.6489 | Commercial_2025_SC C_GWh_After Competition Groups_Unitary Air-Conditioning Unit
Commercial | Com ¦ Refrigerated Display Case LED | 2025 | SC C | GWh | After Competition Groups | 20.9263 | 1980974.8562 | 1.981 | 4503.4759 | 0.0046467 | 26 | Commercial_2025_SC C_GWh_After Competition Groups_26 | Refrigerated Display Case LED | 0.4647% | 1.981 | 20.9263 | Commercial_2025_SC C_GWh_After Competition Groups_Refrigerated Display Case LED
Commercial | Com ¦ ECM MOTORS FOR EVAPORATOR FANS for refrigeration (WALK-IN) | 2025 | SC C | GWh | After Competition Groups | 20.2858 | 899323.8465 | 0.89932 | 4503.4759 | 0.0045045 | 27 | Commercial_2025_SC C_GWh_After Competition Groups_27 | ECM MOTORS FOR EVAPORATOR FANS for refrigeration (WALK-IN) | 0.4504% | 0.89932 | 20.2858 | Commercial_2025_SC C_GWh_After Competition Groups_ECM MOTORS FOR EVAPORATOR FANS for refrigeration (WALK-IN)
Commercial | Com ¦ Condensing Unit Heaters or other Efficient Unit Heating System | 2025 | SC C | GWh | After Competition Groups | 19.6361 | 27118.0733 | 0.027118 | 4503.4759 | 0.0043602 | 28 | Commercial_2025_SC C_GWh_After Competition Groups_28 | Condensing Unit Heaters or other Efficient Unit Heating System | 0.436% | 0.027118 | 19.6361 | Commercial_2025_SC C_GWh_After Competition Groups_Condensing Unit Heaters or other Efficient Unit Heating System
Commercial | Com ¦ Demand Control Kitchen Ventilation | 2025 | SC C | GWh | After Competition Groups | 17.2594 | 115986.8581 | 0.11599 | 4503.4759 | 0.0038325 | 29 | Commercial_2025_SC C_GWh_After Competition Groups_29 | Demand Control Kitchen Ventilation | 0.3832% | 0.11599 | 17.2594 | Commercial_2025_SC C_GWh_After Competition Groups_Demand Control Kitchen Ventilation
Commercial | Com ¦ Freezer Case Light Sensor | 2025 | SC C | GWh | After Competition Groups | 16.6506 | 1974679.8215 | 1.9747 | 4503.4759 | 0.0036973 | 30 | Commercial_2025_SC C_GWh_After Competition Groups_30 | Freezer Case Light Sensor | 0.3697% | 1.9747 | 16.6506 | Commercial_2025_SC C_GWh_After Competition Groups_Freezer Case Light Sensor
Commercial | Com ¦ Evaporator Fan Controls | 2025 | SC C | GWh | After Competition Groups | 16.2419 | 140695.0068 | 0.1407 | 4503.4759 | 0.0036065 | 31 | Commercial_2025_SC C_GWh_After Competition Groups_31 | Evaporator Fan Controls | 0.3607% | 0.1407 | 16.2419 | Commercial_2025_SC C_GWh_After Competition Groups_Evaporator Fan Controls
Commercial | Com ¦ ENERGY STAR Griddle (74% eff) | 2025 | SC C | GWh | After Competition Groups | 14.1246 | 217638.9112 | 0.21764 | 4503.4759 | 0.0031364 | 32 | Commercial_2025_SC C_GWh_After Competition Groups_32 | ENERGY STAR Griddle (74% eff) | 0.3136% | 0.21764 | 14.1246 | Commercial_2025_SC C_GWh_After Competition Groups_ENERGY STAR Griddle (74% eff)
Commercial | Com ¦ Chilled Water Optimization | 2025 | SC C | GWh | After Competition Groups | 12.0079 | 1410836.5132 | 1.4108 | 4503.4759 | 0.0026664 | 33 | Commercial_2025_SC C_GWh_After Competition Groups_33 | Chilled Water Optimization | 0.2666% | 1.4108 | 12.0079 | Commercial_2025_SC C_GWh_After Competition Groups_Chilled Water Optimization
Commercial | Com ¦ Occupancy Sensors | 2025 | SC C | GWh | After Competition Groups | 11.5809 | 4522.5496 | 0.0045225 | 4503.4759 | 0.0025715 | 34 | Commercial_2025_SC C_GWh_After Competition Groups_34 | Occupancy Sensors | 0.2572% | 0.0045225 | 11.5809 | Commercial_2025_SC C_GWh_After Competition Groups_Occupancy Sensors
Commercial | Com ¦ Door Gasket Freezer/Refrigerator | 2025 | SC C | GWh | After Competition Groups | 11.4426 | 925040.0891 | 0.92504 | 4503.4759 | 0.0025408 | 35 | Commercial_2025_SC C_GWh_After Competition Groups_35 | Door Gasket Freezer/Refrigerator | 0.2541% | 0.92504 | 11.4426 | Commercial_2025_SC C_GWh_After Competition Groups_Door Gasket Freezer/Refrigerator
Commercial | Com ¦ Elec Storage WH 2.30 Et | 2025 | SC C | GWh | After Competition Groups | 6.4856 | 475670.8106 | 0.47567 | 4503.4759 | 0.0014401 | 36 | Commercial_2025_SC C_GWh_After Competition Groups_36 | Elec Storage WH 2.30 Et | 0.144% | 0.47567 | 6.4856 | Commercial_2025_SC C_GWh_After Competition Groups_Elec Storage WH 2.30 Et
Commercial | Com ¦ Temperature Adjustment in Commercial Freezers | 2025 | SC C | GWh | After Competition Groups | 6.2176 | 0 | 0 | 4503.4759 | 0.0013806 | 37 | Commercial_2025_SC C_GWh_After Competition Groups_37 | Temperature Adjustment in Commercial Freezers | 0.1381% | 0 | 6.2176 | Commercial_2025_SC C_GWh_After Competition Groups_Temperature Adjustment in Commercial Freezers
Commercial | Com ¦ BEVERAGE VENDING MACHINE CONTROLS | 2025 | SC C | GWh | After Competition Groups | 5.8559 | 197718.3658 | 0.19772 | 4503.4759 | 0.0013003 | 38 | Commercial_2025_SC C_GWh_After Competition Groups_38 | BEVERAGE VENDING MACHINE CONTROLS | 0.13% | 0.19772 | 5.8559 | Commercial_2025_SC C_GWh_After Competition Groups_BEVERAGE VENDING MACHINE CONTROLS
Commercial | Com ¦ CO Sensors for parking garage exhaust fans | 2025 | SC C | GWh | After Competition Groups | 5.7711 | 551349.3898 | 0.55135 | 4503.4759 | 0.0012815 | 39 | Commercial_2025_SC C_GWh_After Competition Groups_39 | CO Sensors for parking garage exhaust fans | 0.1281% | 0.55135 | 5.7711 | Commercial_2025_SC C_GWh_After Competition Groups_CO Sensors for parking garage exhaust fans
Commercial | Com ¦ Energy Efficient Laboratory Fume Hood | 2025 | SC C | GWh | After Competition Groups | 5.3261 | 477117.2913 | 0.47712 | 4503.4759 | 0.0011827 | 40 | Commercial_2025_SC C_GWh_After Competition Groups_40 | Energy Efficient Laboratory Fume Hood | 0.1183% | 0.47712 | 5.3261 | Commercial_2025_SC C_GWh_After Competition Groups_Energy Efficient Laboratory Fume Hood
Commercial | Com ¦ ENERGY STAR Fryer (84% eff) | 2025 | SC C | GWh | After Competition Groups | 5.0886 | 150400.2653 | 0.1504 | 4503.4759 | 0.0011299 | 41 | Commercial_2025_SC C_GWh_After Competition Groups_41 | ENERGY STAR Fryer (84% eff) | 0.113% | 0.1504 | 5.0886 | Commercial_2025_SC C_GWh_After Competition Groups_ENERGY STAR Fryer (84% eff)
Commercial | Com ¦ Outside Air Economizer | 2025 | SC C | GWh | After Competition Groups | 4.853 | 93901.2105 | 0.093901 | 4503.4759 | 0.0010776 | 42 | Commercial_2025_SC C_GWh_After Competition Groups_42 | Outside Air Economizer | 0.1078% | 0.093901 | 4.853 | Commercial_2025_SC C_GWh_After Competition Groups_Outside Air Economizer
Commercial | Com ¦ Vertical Night Covers | 2025 | SC C | GWh | After Competition Groups | 4.8178 | 136474.8185 | 0.13647 | 4503.4759 | 0.0010698 | 43 | Commercial_2025_SC C_GWh_After Competition Groups_43 | Vertical Night Covers | 0.107% | 0.13647 | 4.8178 | Commercial_2025_SC C_GWh_After Competition Groups_Vertical Night Covers
Commercial | Com ¦ Duct Insulation, R8 | 2025 | SC C | GWh | After Competition Groups | 4.3687 | 278979.9287 | 0.27898 | 4503.4759 | 0.00097008 | 44 | Commercial_2025_SC C_GWh_After Competition Groups_44 | Duct Insulation, R8 | 0.09701% | 0.27898 | 4.3687 | Commercial_2025_SC C_GWh_After Competition Groups_Duct Insulation, R8
Commercial | Com ¦ Water Heating (DHW) Pipe Insulation (Add 3/4\ Foam)" | 2025 | SC C | GWh | After Competition Groups | 4.171 | 192285.405 | 0.19229 | 4503.4759 | 0.00092618 | 45 | Commercial_2025_SC C_GWh_After Competition Groups_45 | Water Heating (DHW) Pipe Insulation (Add 3/4\ Foam)" | 0.09262% | 0.19229 | 4.171 | Commercial_2025_SC C_GWh_After Competition Groups_Water Heating (DHW) Pipe Insulation (Add 3/4\ Foam)"
Commercial | Com ¦ Water Source Heat Pump (4 ton) | 2025 | SC C | GWh | After Competition Groups | 4.1639 | 665429 | 0.66543 | 4503.4759 | 0.0009246 | 46 | Commercial_2025_SC C_GWh_After Competition Groups_46 | Water Source Heat Pump (4 ton) | 0.09246% | 0.66543 | 4.1639 | Commercial_2025_SC C_GWh_After Competition Groups_Water Source Heat Pump (4 ton)
Commercial | Com ¦ Suction Pipe Insulation Freezer/Refrigerator | 2025 | SC C | GWh | After Competition Groups | 2.638 | 134902.1375 | 0.1349 | 4503.4759 | 0.00058576 | 47 | Commercial_2025_SC C_GWh_After Competition Groups_47 | Suction Pipe Insulation Freezer/Refrigerator | 0.05858% | 0.1349 | 2.638 | Commercial_2025_SC C_GWh_After Competition Groups_Suction Pipe Insulation Freezer/Refrigerator
Commercial | Com ¦ ENERGY STAR Dishwasher | 2025 | SC C | GWh | After Competition Groups | 2.5585 | 29200.5278 | 0.029201 | 4503.4759 | 0.00056811 | 48 | Commercial_2025_SC C_GWh_After Competition Groups_48 | ENERGY STAR Dishwasher | 0.05681% | 0.029201 | 2.5585 | Commercial_2025_SC C_GWh_After Competition Groups_ENERGY STAR Dishwasher
Commercial | Com ¦ ENERGY STAR Steam Cookers | 2025 | SC C | GWh | After Competition Groups | 2.429 | 79242.0505 | 0.079242 | 4503.4759 | 0.00053936 | 49 | Commercial_2025_SC C_GWh_After Competition Groups_49 | ENERGY STAR Steam Cookers | 0.05394% | 0.079242 | 2.429 | Commercial_2025_SC C_GWh_After Competition Groups_ENERGY STAR Steam Cookers
Commercial | Com ¦ Thermostat Setback | 2025 | SC C | GWh | After Competition Groups | 1.7401 | 0 | 0 | 4503.4759 | 0.0003864 | 50 | Commercial_2025_SC C_GWh_After Competition Groups_50 | Thermostat Setback | 0.03864% | 0 | 1.7401 | Commercial_2025_SC C_GWh_After Competition Groups_Thermostat Setback
Commercial | Com ¦ Ozone Laundry Treatment | 2025 | SC C | GWh | After Competition Groups | 1.2849 | 151449.5385 | 0.15145 | 4503.4759 | 0.00028532 | 51 | Commercial_2025_SC C_GWh_After Competition Groups_51 | Ozone Laundry Treatment | 0.02853% | 0.15145 | 1.2849 | Commercial_2025_SC C_GWh_After Competition Groups_Ozone Laundry Treatment
Commercial | Com ¦ Demand controlled Circulating Systems | 2025 | SC C | GWh | After Competition Groups | 0.8875 | 0 | 0 | 4503.4759 | 0.00019707 | 52 | Commercial_2025_SC C_GWh_After Competition Groups_52 | Demand controlled Circulating Systems | 0.01971% | 0 | 0.8875 | Commercial_2025_SC C_GWh_After Competition Groups_Demand controlled Circulating Systems
Commercial | Com ¦ Condensing Make Up Air Unit | 2025 | SC C | GWh | After Competition Groups | 0.87858 | 248555.6957 | 0.24856 | 4503.4759 | 0.00019509 | 53 | Commercial_2025_SC C_GWh_After Competition Groups_53 | Condensing Make Up Air Unit | 0.01951% | 0.24856 | 0.87858 | Commercial_2025_SC C_GWh_After Competition Groups_Condensing Make Up Air Unit
Commercial | Com ¦ LLLC - High Impact Application | 2025 | SC C | GWh | After Competition Groups | 0.65334 | 1409.056 | 0.0014091 | 4503.4759 | 0.00014507 | 54 | Commercial_2025_SC C_GWh_After Competition Groups_54 | LLLC - High Impact Application | 0.01451% | 0.0014091 | 0.65334 | Commercial_2025_SC C_GWh_After Competition Groups_LLLC - High Impact Application
Commercial | Com ¦ ECM MOTORS FOR HVAC APPLICATION (FAN-POWERED VAV BOX) | 2025 | SC C | GWh | After Competition Groups | 0.63803 | 32145.8032 | 0.032146 | 4503.4759 | 0.00014168 | 55 | Commercial_2025_SC C_GWh_After Competition Groups_55 | ECM MOTORS FOR HVAC APPLICATION (FAN-POWERED VAV BOX) | 0.01417% | 0.032146 | 0.63803 | Commercial_2025_SC C_GWh_After Competition Groups_ECM MOTORS FOR HVAC APPLICATION (FAN-POWERED VAV BOX)
Commercial | Com ¦ CEE Tier 2/Energy Star Clothes Washers | 2025 | SC C | GWh | After Competition Groups | 0.50815 | 19714.0075 | 0.019714 | 4503.4759 | 0.00011284 | 56 | Commercial_2025_SC C_GWh_After Competition Groups_56 | CEE Tier 2/Energy Star Clothes Washers | 0.01128% | 0.019714 | 0.50815 | Commercial_2025_SC C_GWh_After Competition Groups_CEE Tier 2/Energy Star Clothes Washers
Commercial | Com ¦ LLLC - Low Impact Application | 2025 | SC C | GWh | After Competition Groups | 0.39595 | 1153.5208 | 0.0011535 | 4503.4759 | 8.7921e-05 | 57 | Commercial_2025_SC C_GWh_After Competition Groups_57 | LLLC - Low Impact Application | 0.008792% | 0.0011535 | 0.39595 | Commercial_2025_SC C_GWh_After Competition Groups_LLLC - Low Impact Application
Commercial | Com ¦ Low Flow Pre-Rinse Spray Nozzle | 2025 | SC C | GWh | After Competition Groups | 0.27384 | 3314.0731 | 0.0033141 | 4503.4759 | 6.0807e-05 | 58 | Commercial_2025_SC C_GWh_After Competition Groups_58 | Low Flow Pre-Rinse Spray Nozzle | 0.006081% | 0.0033141 | 0.27384 | Commercial_2025_SC C_GWh_After Competition Groups_Low Flow Pre-Rinse Spray Nozzle
Commercial | Com ¦ Auto Off Time Switch or Time Clock control | 2025 | SC C | GWh | After Competition Groups | 0.24731 | 59.4694 | 5.9469e-05 | 4503.4759 | 5.4916e-05 | 59 | Commercial_2025_SC C_GWh_After Competition Groups_59 | Auto Off Time Switch or Time Clock control | 0.005492% | 5.9469e-05 | 0.24731 | Commercial_2025_SC C_GWh_After Competition Groups_Auto Off Time Switch or Time Clock control
Commercial | Com ¦ Notched V belts for HVAC Systems | 2025 | SC C | GWh | After Competition Groups | 0.23392 | 21358.3619 | 0.021358 | 4503.4759 | 5.1943e-05 | 60 | Commercial_2025_SC C_GWh_After Competition Groups_60 | Notched V belts for HVAC Systems | 0.005194% | 0.021358 | 0.23392 | Commercial_2025_SC C_GWh_After Competition Groups_Notched V belts for HVAC Systems
Commercial | COM ¦ Ductless Mini-Split Heat Pumps | 2025 | SC C | GWh | After Competition Groups | 0.21927 | 132.8449 | 0.00013284 | 4503.4759 | 4.8689e-05 | 61 | Commercial_2025_SC C_GWh_After Competition Groups_61 | Ductless Mini-Split Heat Pumps | 0.004869% | 0.00013284 | 0.21927 | Commercial_2025_SC C_GWh_After Competition Groups_Ductless Mini-Split Heat Pumps
Commercial | Com ¦ HVAC Optimization | 2025 | SC C | GWh | After Competition Groups | 0.1942 | 219.376 | 0.00021938 | 4503.4759 | 4.3123e-05 | 62 | Commercial_2025_SC C_GWh_After Competition Groups_62 | HVAC Optimization | 0.004312% | 0.00021938 | 0.1942 | Commercial_2025_SC C_GWh_After Competition Groups_HVAC Optimization
Commercial | Com ¦ Solar Water Preheat (Pools/DHW) | 2025 | SC C | GWh | After Competition Groups | 0.15559 | 1132.4165 | 0.0011324 | 4503.4759 | 3.4549e-05 | 63 | Commercial_2025_SC C_GWh_After Competition Groups_63 | Solar Water Preheat (Pools/DHW) | 0.003455% | 0.0011324 | 0.15559 | Commercial_2025_SC C_GWh_After Competition Groups_Solar Water Preheat (Pools/DHW)
Commercial | Com ¦ PTAC (12 EER/10,000 BTU) | 2025 | SC C | GWh | After Competition Groups | 0.12864 | 13539.1165 | 0.013539 | 4503.4759 | 2.8564e-05 | 64 | Commercial_2025_SC C_GWh_After Competition Groups_64 | PTAC (12 EER/10,000 BTU) | 0.002856% | 0.013539 | 0.12864 | Commercial_2025_SC C_GWh_After Competition Groups_PTAC (12 EER/10,000 BTU)
Commercial | Com ¦ Commercial Hot Food Holding Cabinets | 2025 | SC C | GWh | After Competition Groups | 0.09738 | 2047.3958 | 0.0020474 | 4503.4759 | 2.1623e-05 | 65 | Commercial_2025_SC C_GWh_After Competition Groups_65 | Commercial Hot Food Holding Cabinets | 0.002162% | 0.0020474 | 0.09738 | Commercial_2025_SC C_GWh_After Competition Groups_Commercial Hot Food Holding Cabinets
Commercial | Com ¦ Air Curtains | 2025 | SC C | GWh | After Competition Groups | 0.068943 | 5008.004 | 0.005008 | 4503.4759 | 1.5309e-05 | 66 | Commercial_2025_SC C_GWh_After Competition Groups_66 | Air Curtains | 0.001531% | 0.005008 | 0.068943 | Commercial_2025_SC C_GWh_After Competition Groups_Air Curtains
Commercial | Com ¦ Wall Insulation | 2025 | SC C | GWh | After Competition Groups | 0.039508 | 286.8242 | 0.00028682 | 4503.4759 | 8.7728e-06 | 67 | Commercial_2025_SC C_GWh_After Competition Groups_67 | Wall Insulation | 0.0008773% | 0.00028682 | 0.039508 | Commercial_2025_SC C_GWh_After Competition Groups_Wall Insulation
Commercial | Com ¦ Energy Recovery Ventilation and Ventilation (Enhanced) | 2025 | SC C | GWh | After Competition Groups | 0.021623 | 0 | 0 | 4503.4759 | 4.8014e-06 | 68 | Commercial_2025_SC C_GWh_After Competition Groups_68 | Energy Recovery Ventilation and Ventilation (Enhanced) | 0.0004801% | 0 | 0.021623 | Commercial_2025_SC C_GWh_After Competition Groups_Energy Recovery Ventilation and Ventilation (Enhanced)
Commercial | Com ¦ High Efficiency Chiller (avg of water and air cooled) | 2025 | SC C | GWh | After Competition Groups | 0.020489 | 7320.3197 | 0.0073203 | 4503.4759 | 4.5495e-06 | 69 | Commercial_2025_SC C_GWh_After Competition Groups_69 | High Efficiency Chiller (avg of water and air cooled) | 0.000455% | 0.0073203 | 0.020489 | Commercial_2025_SC C_GWh_After Competition Groups_High Efficiency Chiller (avg of water and air cooled)
Commercial | Com ¦ LED RECESSED DOWNLIGHTS | 2025 | SC C | GWh | After Competition Groups | 0.016927 | 7871.8469 | 0.0078718 | 4503.4759 | 3.7586e-06 | 70 | Commercial_2025_SC C_GWh_After Competition Groups_70 | LED RECESSED DOWNLIGHTS | 0.0003759% | 0.0078718 | 0.016927 | Commercial_2025_SC C_GWh_After Competition Groups_LED RECESSED DOWNLIGHTS
Commercial | Com ¦ VSD Air Compressor | 2025 | SC C | GWh | After Competition Groups | 0.01338 | 467.6366 | 0.00046764 | 4503.4759 | 2.971e-06 | 71 | Commercial_2025_SC C_GWh_After Competition Groups_71 | VSD Air Compressor | 0.0002971% | 0.00046764 | 0.01338 | Commercial_2025_SC C_GWh_After Competition Groups_VSD Air Compressor
Commercial | Com ¦ EC Plug Fan for Data Center (under cabinet) | 2025 | SC C | GWh | After Competition Groups | 0.0073679 | 710.0956 | 0.0007101 | 4503.4759 | 1.636e-06 | 72 | Commercial_2025_SC C_GWh_After Competition Groups_72 | EC Plug Fan for Data Center (under cabinet) | 0.0001636% | 0.0007101 | 0.0073679 | Commercial_2025_SC C_GWh_After Competition Groups_EC Plug Fan for Data Center (under cabinet)
Commercial | Com ¦ Room AC (w/ louvered sides) 14 SEER from 12 SEER code | 2025 | SC C | GWh | After Competition Groups | 0.0072779 | 1441.4227 | 0.0014414 | 4503.4759 | 1.6161e-06 | 73 | Commercial_2025_SC C_GWh_After Competition Groups_73 | Room AC (w/ louvered sides) 14 SEER from 12 SEER code | 0.0001616% | 0.0014414 | 0.0072779 | Commercial_2025_SC C_GWh_After Competition Groups_Room AC (w/ louvered sides) 14 SEER from 12 SEER code
Commercial | Com ¦ High Efficiency Small Instantaneous Water Heater | 2025 | SC C | GWh | After Competition Groups | 0.002456 | 1026.9971 | 0.001027 | 4503.4759 | 5.4537e-07 | 74 | Commercial_2025_SC C_GWh_After Competition Groups_74 | High Efficiency Small Instantaneous Water Heater | 5.454e-05% | 0.001027 | 0.002456 | Commercial_2025_SC C_GWh_After Competition Groups_High Efficiency Small Instantaneous Water Heater
Commercial | Com ¦ Networked/Connected - High Impact Application | 2025 | SC C | GWh | After Competition Groups | 0.0021899 | 8.0594 | 8.0594e-06 | 4503.4759 | 4.8626e-07 | 75 | Commercial_2025_SC C_GWh_After Competition Groups_75 | Networked/Connected - High Impact Application | 4.863e-05% | 8.0594e-06 | 0.0021899 | Commercial_2025_SC C_GWh_After Competition Groups_Networked/Connected - High Impact Application
Commercial | Com ¦ Electric Convection Combination Ovens | 2025 | SC C | GWh | After Competition Groups | 0.0015032 | 3.6806 | 3.6806e-06 | 4503.4759 | 3.338e-07 | 76 | Commercial_2025_SC C_GWh_After Competition Groups_76 | Electric Convection Combination Ovens | 3.338e-05% | 3.6806e-06 | 0.0015032 | Commercial_2025_SC C_GWh_After Competition Groups_Electric Convection Combination Ovens
Commercial | Com ¦ Networked/Connected - Low Impact Application | 2025 | SC C | GWh | After Competition Groups | 0.00010638 | 0.40725 | 4.0725e-07 | 4503.4759 | 2.3622e-08 | 77 | Commercial_2025_SC C_GWh_After Competition Groups_77 | Networked/Connected - Low Impact Application | 2.362e-06% | 4.0725e-07 | 0.00010638 | Commercial_2025_SC C_GWh_After Competition Groups_Networked/Connected - Low Impact Application
Commercial | Com ¦ Efficient compressor motor | 2025 | SC C | GWh | After Competition Groups | 0 | 0 | 0 | 4503.4759 | 0 | 78 | Commercial_2025_SC C_GWh_After Competition Groups_78 | Efficient compressor motor | 0% | 0 | 0 | Commercial_2025_SC C_GWh_After Competition Groups_Efficient compressor motor
Commercial | Com ¦ Indoor Daylight Sensors/Photocell Dimming Control | 2025 | SC C | GWh | After Competition Groups | 0 | 0 | 0 | 4503.4759 | 0 | 79 | Commercial_2025_SC C_GWh_After Competition Groups_79 | Indoor Daylight Sensors/Photocell Dimming Control | 0% | 0 | 0 | Commercial_2025_SC C_GWh_After Competition Groups_Indoor Daylight Sensors/Photocell Dimming Control
Commercial | Com ¦ Variable Refrigerant Flow Heat Pump | 2025 | SC C | GWh | After Competition Groups | 0 | 0 | 0 | 4503.4759 | 0 | 80 | Commercial_2025_SC C_GWh_After Competition Groups_80 | Variable Refrigerant Flow Heat Pump | 0% | 0 | 0 | Commercial_2025_SC C_GWh_After Competition Groups_Variable Refrigerant Flow Heat Pump
Commercial | Com ¦ ENERGY STAR LED LAMPS (REFLECTOR LAMPs/MR16/PAR 16) | 2025 | SC D | GWh | After Competition Groups | 646.9617 | 0 | 0 | 4162.9256 | 0.15541 | 1 | Commercial_2025_SC D_GWh_After Competition Groups_1 | ENERGY STAR LED LAMPS (REFLECTOR LAMPs/MR16/PAR 16) | 15.54% | 0 | 646.9617 | Commercial_2025_SC D_GWh_After Competition Groups_ENERGY STAR LED LAMPS (REFLECTOR LAMPs/MR16/PAR 16)
Commercial | Com ¦ LED parking lot fixture | 2025 | SC D | GWh | After Competition Groups | 387.4949 | 0 | 0 | 4162.9256 | 0.093082 | 2 | Commercial_2025_SC D_GWh_After Competition Groups_2 | LED parking lot fixture | 9.308% | 0 | 387.4949 | Commercial_2025_SC D_GWh_After Competition Groups_LED parking lot fixture
Commercial | Com ¦ LED EXTERIOR AREA LIGHTS - LED fixture (200W) | 2025 | SC D | GWh | After Competition Groups | 382.1834 | 0 | 0 | 4162.9256 | 0.091806 | 3 | Commercial_2025_SC D_GWh_After Competition Groups_3 | LED EXTERIOR AREA LIGHTS - LED fixture (200W) | 9.181% | 0 | 382.1834 | Commercial_2025_SC D_GWh_After Competition Groups_LED EXTERIOR AREA LIGHTS - LED fixture (200W)
Commercial | Com ¦ LED Low/High Bay | 2025 | SC D | GWh | After Competition Groups | 374.9875 | 0 | 0 | 4162.9256 | 0.090078 | 4 | Commercial_2025_SC D_GWh_After Competition Groups_4 | LED Low/High Bay | 9.008% | 0 | 374.9875 | Commercial_2025_SC D_GWh_After Competition Groups_LED Low/High Bay
Commercial | Com ¦ LED Troffer/Surface/Suspended | 2025 | SC D | GWh | After Competition Groups | 360.1194 | 0 | 0 | 4162.9256 | 0.086506 | 5 | Commercial_2025_SC D_GWh_After Competition Groups_5 | LED Troffer/Surface/Suspended | 8.651% | 0 | 360.1194 | Commercial_2025_SC D_GWh_After Competition Groups_LED Troffer/Surface/Suspended
Commercial | Com ¦ LED Replacement Lamp (Tube) | 2025 | SC D | GWh | After Competition Groups | 305.5033 | 0 | 0 | 4162.9256 | 0.073387 | 6 | Commercial_2025_SC D_GWh_After Competition Groups_6 | LED Replacement Lamp (Tube) | 7.339% | 0 | 305.5033 | Commercial_2025_SC D_GWh_After Competition Groups_LED Replacement Lamp (Tube)
Commercial | Com ¦ Building Recommissioning, Operations and Maintenance (O&M) Improvements | 2025 | SC D | GWh | After Competition Groups | 200.0408 | 0 | 0 | 4162.9256 | 0.048053 | 7 | Commercial_2025_SC D_GWh_After Competition Groups_7 | Building Recommissioning, Operations and Maintenance (O&M) Improvements | 4.805% | 0 | 200.0408 | Commercial_2025_SC D_GWh_After Competition Groups_Building Recommissioning, Operations and Maintenance (O&M) Improvements
Commercial | Com ¦ LED street light fixture | 2025 | SC D | GWh | After Competition Groups | 170.6339 | 0 | 0 | 4162.9256 | 0.040989 | 8 | Commercial_2025_SC D_GWh_After Competition Groups_8 | LED street light fixture | 4.099% | 0 | 170.6339 | Commercial_2025_SC D_GWh_After Competition Groups_LED street light fixture
Commercial | Com ¦ Data Center Storage/Server Virtualization | 2025 | SC D | GWh | After Competition Groups | 141.9755 | 0 | 0 | 4162.9256 | 0.034105 | 9 | Commercial_2025_SC D_GWh_After Competition Groups_9 | Data Center Storage/Server Virtualization | 3.41% | 0 | 141.9755 | Commercial_2025_SC D_GWh_After Competition Groups_Data Center Storage/Server Virtualization
Commercial | Com ¦ Furnace Tune-Up | 2025 | SC D | GWh | After Competition Groups | 130.5614 | 0 | 0 | 4162.9256 | 0.031363 | 10 | Commercial_2025_SC D_GWh_After Competition Groups_10 | Furnace Tune-Up | 3.136% | 0 | 130.5614 | Commercial_2025_SC D_GWh_After Competition Groups_Furnace Tune-Up
Commercial | Com ¦ Reach-in Shaded Pole to ECM/PSC Evaporator Fan Motor | 2025 | SC D | GWh | After Competition Groups | 108.7624 | 0 | 0 | 4162.9256 | 0.026126 | 11 | Commercial_2025_SC D_GWh_After Competition Groups_11 | Reach-in Shaded Pole to ECM/PSC Evaporator Fan Motor | 2.613% | 0 | 108.7624 | Commercial_2025_SC D_GWh_After Competition Groups_Reach-in Shaded Pole to ECM/PSC Evaporator Fan Motor
Commercial | Com ¦ High Efficiency Air Source Heat Pump | 2025 | SC D | GWh | After Competition Groups | 106.364 | 0 | 0 | 4162.9256 | 0.02555 | 12 | Commercial_2025_SC D_GWh_After Competition Groups_12 | High Efficiency Air Source Heat Pump | 2.555% | 0 | 106.364 | Commercial_2025_SC D_GWh_After Competition Groups_High Efficiency Air Source Heat Pump
Commercial | Com ¦ ENERGY STAR LED LAMPS (General Service Lamps) | 2025 | SC D | GWh | After Competition Groups | 85.6793 | 0 | 0 | 4162.9256 | 0.020582 | 13 | Commercial_2025_SC D_GWh_After Competition Groups_13 | ENERGY STAR LED LAMPS (General Service Lamps) | 2.058% | 0 | 85.6793 | Commercial_2025_SC D_GWh_After Competition Groups_ENERGY STAR LED LAMPS (General Service Lamps)
Commercial | Com ¦ Education and Capacity Building/Energy Behavior | 2025 | SC D | GWh | After Competition Groups | 70.4519 | 0 | 0 | 4162.9256 | 0.016924 | 14 | Commercial_2025_SC D_GWh_After Competition Groups_14 | Education and Capacity Building/Energy Behavior | 1.692% | 0 | 70.4519 | Commercial_2025_SC D_GWh_After Competition Groups_Education and Capacity Building/Energy Behavior
Commercial | Com ¦ LED or Equivalent Sign Lighting | 2025 | SC D | GWh | After Competition Groups | 69.2374 | 0 | 0 | 4162.9256 | 0.016632 | 15 | Commercial_2025_SC D_GWh_After Competition Groups_15 | LED or Equivalent Sign Lighting | 1.663% | 0 | 69.2374 | Commercial_2025_SC D_GWh_After Competition Groups_LED or Equivalent Sign Lighting
Commercial | Com ¦ Strip Curtains | 2025 | SC D | GWh | After Competition Groups | 66.9234 | 0 | 0 | 4162.9256 | 0.016076 | 16 | Commercial_2025_SC D_GWh_After Competition Groups_16 | Strip Curtains | 1.608% | 0 | 66.9234 | Commercial_2025_SC D_GWh_After Competition Groups_Strip Curtains
Commercial | Com ¦ Advanced BAS/Controllers | 2025 | SC D | GWh | After Competition Groups | 53.1098 | 0 | 0 | 4162.9256 | 0.012758 | 17 | Commercial_2025_SC D_GWh_After Competition Groups_17 | Advanced BAS/Controllers | 1.276% | 0 | 53.1098 | Commercial_2025_SC D_GWh_After Competition Groups_Advanced BAS/Controllers
Commercial | Com ¦ Refrigerated Display Case Doors | 2025 | SC D | GWh | After Competition Groups | 49.0646 | 0 | 0 | 4162.9256 | 0.011786 | 18 | Commercial_2025_SC D_GWh_After Competition Groups_18 | Refrigerated Display Case Doors | 1.179% | 0 | 49.0646 | Commercial_2025_SC D_GWh_After Competition Groups_Refrigerated Display Case Doors
Commercial | Com ¦ Centrally controlled desktop PC/NETWORK PC POWER MANAGEMENT SOFTWARE | 2025 | SC D | GWh | After Competition Groups | 46.112 | 0 | 0 | 4162.9256 | 0.011077 | 19 | Commercial_2025_SC D_GWh_After Competition Groups_19 | Centrally controlled desktop PC/NETWORK PC POWER MANAGEMENT SOFTWARE | 1.108% | 0 | 46.112 | Commercial_2025_SC D_GWh_After Competition Groups_Centrally controlled desktop PC/NETWORK PC POWER MANAGEMENT SOFTWARE
Commercial | Com ¦ Variable Frequency Drive (VFD) | 2025 | SC D | GWh | After Competition Groups | 42.2309 | 0 | 0 | 4162.9256 | 0.010145 | 20 | Commercial_2025_SC D_GWh_After Competition Groups_20 | Variable Frequency Drive (VFD) | 1.014% | 0 | 42.2309 | Commercial_2025_SC D_GWh_After Competition Groups_Variable Frequency Drive (VFD)
Commercial | Com ¦ VFD on Pumps | 2025 | SC D | GWh | After Competition Groups | 39.1908 | 0 | 0 | 4162.9256 | 0.0094142 | 21 | Commercial_2025_SC D_GWh_After Competition Groups_21 | VFD on Pumps | 0.9414% | 0 | 39.1908 | Commercial_2025_SC D_GWh_After Competition Groups_VFD on Pumps
Commercial | Com ¦ Demand Control Ventilation | 2025 | SC D | GWh | After Competition Groups | 37.88 | 0 | 0 | 4162.9256 | 0.0090994 | 22 | Commercial_2025_SC D_GWh_After Competition Groups_22 | Demand Control Ventilation | 0.9099% | 0 | 37.88 | Commercial_2025_SC D_GWh_After Competition Groups_Demand Control Ventilation
Commercial | Com ¦ Adaptive Thermostats | 2025 | SC D | GWh | After Competition Groups | 33.4149 | 0 | 0 | 4162.9256 | 0.0080268 | 23 | Commercial_2025_SC D_GWh_After Competition Groups_23 | Adaptive Thermostats | 0.8027% | 0 | 33.4149 | Commercial_2025_SC D_GWh_After Competition Groups_Adaptive Thermostats
Commercial | Com ¦ ECM MOTORS FOR EVAPORATOR FANS for refrigeration (WALK-IN) | 2025 | SC D | GWh | After Competition Groups | 20.0492 | 0 | 0 | 4162.9256 | 0.0048161 | 24 | Commercial_2025_SC D_GWh_After Competition Groups_24 | ECM MOTORS FOR EVAPORATOR FANS for refrigeration (WALK-IN) | 0.4816% | 0 | 20.0492 | Commercial_2025_SC D_GWh_After Competition Groups_ECM MOTORS FOR EVAPORATOR FANS for refrigeration (WALK-IN)
Commercial | Com ¦ Unitary Air-Conditioning Unit | 2025 | SC D | GWh | After Competition Groups | 19.6895 | 0 | 0 | 4162.9256 | 0.0047297 | 25 | Commercial_2025_SC D_GWh_After Competition Groups_25 | Unitary Air-Conditioning Unit | 0.473% | 0 | 19.6895 | Commercial_2025_SC D_GWh_After Competition Groups_Unitary Air-Conditioning Unit
Commercial | Com ¦ Condensing Unit Heaters or other Efficient Unit Heating System | 2025 | SC D | GWh | After Competition Groups | 19.5529 | 0 | 0 | 4162.9256 | 0.0046969 | 26 | Commercial_2025_SC D_GWh_After Competition Groups_26 | Condensing Unit Heaters or other Efficient Unit Heating System | 0.4697% | 0 | 19.5529 | Commercial_2025_SC D_GWh_After Competition Groups_Condensing Unit Heaters or other Efficient Unit Heating System
Commercial | Com ¦ Refrigerated Display Case LED | 2025 | SC D | GWh | After Competition Groups | 18.4538 | 0 | 0 | 4162.9256 | 0.0044329 | 27 | Commercial_2025_SC D_GWh_After Competition Groups_27 | Refrigerated Display Case LED | 0.4433% | 0 | 18.4538 | Commercial_2025_SC D_GWh_After Competition Groups_Refrigerated Display Case LED
Commercial | Com ¦ Air Handler with Dedicated Outdoor Air Systems | 2025 | SC D | GWh | After Competition Groups | 18.3151 | 0 | 0 | 4162.9256 | 0.0043996 | 28 | Commercial_2025_SC D_GWh_After Competition Groups_28 | Air Handler with Dedicated Outdoor Air Systems | 0.44% | 0 | 18.3151 | Commercial_2025_SC D_GWh_After Competition Groups_Air Handler with Dedicated Outdoor Air Systems
Commercial | Com ¦ Evaporator Fan Controls | 2025 | SC D | GWh | After Competition Groups | 16.2419 | 0 | 0 | 4162.9256 | 0.0039016 | 29 | Commercial_2025_SC D_GWh_After Competition Groups_29 | Evaporator Fan Controls | 0.3902% | 0 | 16.2419 | Commercial_2025_SC D_GWh_After Competition Groups_Evaporator Fan Controls
Commercial | Com ¦ Demand Control Kitchen Ventilation | 2025 | SC D | GWh | After Competition Groups | 15.9868 | 0 | 0 | 4162.9256 | 0.0038403 | 30 | Commercial_2025_SC D_GWh_After Competition Groups_30 | Demand Control Kitchen Ventilation | 0.384% | 0 | 15.9868 | Commercial_2025_SC D_GWh_After Competition Groups_Demand Control Kitchen Ventilation
Commercial | Com ¦ ENERGY STAR Griddle (74% eff) | 2025 | SC D | GWh | After Competition Groups | 14.1246 | 0 | 0 | 4162.9256 | 0.0033929 | 31 | Commercial_2025_SC D_GWh_After Competition Groups_31 | ENERGY STAR Griddle (74% eff) | 0.3393% | 0 | 14.1246 | Commercial_2025_SC D_GWh_After Competition Groups_ENERGY STAR Griddle (74% eff)
Commercial | Com ¦ Chilled Water Optimization | 2025 | SC D | GWh | After Competition Groups | 12.0079 | 0 | 0 | 4162.9256 | 0.0028845 | 32 | Commercial_2025_SC D_GWh_After Competition Groups_32 | Chilled Water Optimization | 0.2884% | 0 | 12.0079 | Commercial_2025_SC D_GWh_After Competition Groups_Chilled Water Optimization
Commercial | Com ¦ Occupancy Sensors | 2025 | SC D | GWh | After Competition Groups | 11.5809 | 0 | 0 | 4162.9256 | 0.0027819 | 33 | Commercial_2025_SC D_GWh_After Competition Groups_33 | Occupancy Sensors | 0.2782% | 0 | 11.5809 | Commercial_2025_SC D_GWh_After Competition Groups_Occupancy Sensors
Commercial | Com ¦ Freezer Case Light Sensor | 2025 | SC D | GWh | After Competition Groups | 11.5143 | 0 | 0 | 4162.9256 | 0.0027659 | 34 | Commercial_2025_SC D_GWh_After Competition Groups_34 | Freezer Case Light Sensor | 0.2766% | 0 | 11.5143 | Commercial_2025_SC D_GWh_After Competition Groups_Freezer Case Light Sensor
Commercial | Com ¦ Door Gasket Freezer/Refrigerator | 2025 | SC D | GWh | After Competition Groups | 10.3931 | 0 | 0 | 4162.9256 | 0.0024966 | 35 | Commercial_2025_SC D_GWh_After Competition Groups_35 | Door Gasket Freezer/Refrigerator | 0.2497% | 0 | 10.3931 | Commercial_2025_SC D_GWh_After Competition Groups_Door Gasket Freezer/Refrigerator
Commercial | Com ¦ Temperature Adjustment in Commercial Freezers | 2025 | SC D | GWh | After Competition Groups | 6.2176 | 0 | 0 | 4162.9256 | 0.0014936 | 36 | Commercial_2025_SC D_GWh_After Competition Groups_36 | Temperature Adjustment in Commercial Freezers | 0.1494% | 0 | 6.2176 | Commercial_2025_SC D_GWh_After Competition Groups_Temperature Adjustment in Commercial Freezers
Commercial | Com ¦ Elec Storage WH 2.30 Et | 2025 | SC D | GWh | After Competition Groups | 5.771 | 0 | 0 | 4162.9256 | 0.0013863 | 37 | Commercial_2025_SC D_GWh_After Competition Groups_37 | Elec Storage WH 2.30 Et | 0.1386% | 0 | 5.771 | Commercial_2025_SC D_GWh_After Competition Groups_Elec Storage WH 2.30 Et
Commercial | Com ¦ BEVERAGE VENDING MACHINE CONTROLS | 2025 | SC D | GWh | After Competition Groups | 5.6199 | 0 | 0 | 4162.9256 | 0.00135 | 38 | Commercial_2025_SC D_GWh_After Competition Groups_38 | BEVERAGE VENDING MACHINE CONTROLS | 0.135% | 0 | 5.6199 | Commercial_2025_SC D_GWh_After Competition Groups_BEVERAGE VENDING MACHINE CONTROLS
Commercial | Com ¦ ENERGY STAR Fryer (84% eff) | 2025 | SC D | GWh | After Competition Groups | 5.0465 | 0 | 0 | 4162.9256 | 0.0012122 | 39 | Commercial_2025_SC D_GWh_After Competition Groups_39 | ENERGY STAR Fryer (84% eff) | 0.1212% | 0 | 5.0465 | Commercial_2025_SC D_GWh_After Competition Groups_ENERGY STAR Fryer (84% eff)
Commercial | Com ¦ Outside Air Economizer | 2025 | SC D | GWh | After Competition Groups | 4.853 | 0 | 0 | 4162.9256 | 0.0011658 | 40 | Commercial_2025_SC D_GWh_After Competition Groups_40 | Outside Air Economizer | 0.1166% | 0 | 4.853 | Commercial_2025_SC D_GWh_After Competition Groups_Outside Air Economizer
Commercial | Com ¦ Vertical Night Covers | 2025 | SC D | GWh | After Competition Groups | 4.5835 | 0 | 0 | 4162.9256 | 0.001101 | 41 | Commercial_2025_SC D_GWh_After Competition Groups_41 | Vertical Night Covers | 0.1101% | 0 | 4.5835 | Commercial_2025_SC D_GWh_After Competition Groups_Vertical Night Covers
Commercial | Com ¦ CO Sensors for parking garage exhaust fans | 2025 | SC D | GWh | After Competition Groups | 4.5472 | 0 | 0 | 4162.9256 | 0.0010923 | 42 | Commercial_2025_SC D_GWh_After Competition Groups_42 | CO Sensors for parking garage exhaust fans | 0.1092% | 0 | 4.5472 | Commercial_2025_SC D_GWh_After Competition Groups_CO Sensors for parking garage exhaust fans
Commercial | Com ¦ Energy Efficient Laboratory Fume Hood | 2025 | SC D | GWh | After Competition Groups | 4.3694 | 0 | 0 | 4162.9256 | 0.0010496 | 43 | Commercial_2025_SC D_GWh_After Competition Groups_43 | Energy Efficient Laboratory Fume Hood | 0.105% | 0 | 4.3694 | Commercial_2025_SC D_GWh_After Competition Groups_Energy Efficient Laboratory Fume Hood
Commercial | Com ¦ Duct Insulation, R8 | 2025 | SC D | GWh | After Competition Groups | 4.3444 | 0 | 0 | 4162.9256 | 0.0010436 | 44 | Commercial_2025_SC D_GWh_After Competition Groups_44 | Duct Insulation, R8 | 0.1044% | 0 | 4.3444 | Commercial_2025_SC D_GWh_After Competition Groups_Duct Insulation, R8
Commercial | Com ¦ Water Heating (DHW) Pipe Insulation (Add 3/4\ Foam)" | 2025 | SC D | GWh | After Competition Groups | 3.946 | 0 | 0 | 4162.9256 | 0.0009479 | 45 | Commercial_2025_SC D_GWh_After Competition Groups_45 | Water Heating (DHW) Pipe Insulation (Add 3/4\ Foam)" | 0.09479% | 0 | 3.946 | Commercial_2025_SC D_GWh_After Competition Groups_Water Heating (DHW) Pipe Insulation (Add 3/4\ Foam)"
Commercial | Com ¦ Water Source Heat Pump (4 ton) | 2025 | SC D | GWh | After Competition Groups | 3.4767 | 0 | 0 | 4162.9256 | 0.00083516 | 46 | Commercial_2025_SC D_GWh_After Competition Groups_46 | Water Source Heat Pump (4 ton) | 0.08352% | 0 | 3.4767 | Commercial_2025_SC D_GWh_After Competition Groups_Water Source Heat Pump (4 ton)
Commercial | Com ¦ Suction Pipe Insulation Freezer/Refrigerator | 2025 | SC D | GWh | After Competition Groups | 2.4229 | 0 | 0 | 4162.9256 | 0.00058203 | 47 | Commercial_2025_SC D_GWh_After Competition Groups_47 | Suction Pipe Insulation Freezer/Refrigerator | 0.0582% | 0 | 2.4229 | Commercial_2025_SC D_GWh_After Competition Groups_Suction Pipe Insulation Freezer/Refrigerator
Commercial | Com ¦ ENERGY STAR Steam Cookers | 2025 | SC D | GWh | After Competition Groups | 2.4131 | 0 | 0 | 4162.9256 | 0.00057967 | 48 | Commercial_2025_SC D_GWh_After Competition Groups_48 | ENERGY STAR Steam Cookers | 0.05797% | 0 | 2.4131 | Commercial_2025_SC D_GWh_After Competition Groups_ENERGY STAR Steam Cookers
Commercial | Com ¦ ENERGY STAR Dishwasher | 2025 | SC D | GWh | After Competition Groups | 2.2725 | 0 | 0 | 4162.9256 | 0.00054589 | 49 | Commercial_2025_SC D_GWh_After Competition Groups_49 | ENERGY STAR Dishwasher | 0.05459% | 0 | 2.2725 | Commercial_2025_SC D_GWh_After Competition Groups_ENERGY STAR Dishwasher
Commercial | Com ¦ Thermostat Setback | 2025 | SC D | GWh | After Competition Groups | 1.7401 | 0 | 0 | 4162.9256 | 0.00041801 | 50 | Commercial_2025_SC D_GWh_After Competition Groups_50 | Thermostat Setback | 0.0418% | 0 | 1.7401 | Commercial_2025_SC D_GWh_After Competition Groups_Thermostat Setback
Commercial | Com ¦ Ozone Laundry Treatment | 2025 | SC D | GWh | After Competition Groups | 0.90162 | 0 | 0 | 4162.9256 | 0.00021658 | 51 | Commercial_2025_SC D_GWh_After Competition Groups_51 | Ozone Laundry Treatment | 0.02166% | 0 | 0.90162 | Commercial_2025_SC D_GWh_After Competition Groups_Ozone Laundry Treatment
Commercial | Com ¦ ECM MOTORS FOR HVAC APPLICATION (FAN-POWERED VAV BOX) | 2025 | SC D | GWh | After Competition Groups | 0.60487 | 0 | 0 | 4162.9256 | 0.0001453 | 52 | Commercial_2025_SC D_GWh_After Competition Groups_52 | ECM MOTORS FOR HVAC APPLICATION (FAN-POWERED VAV BOX) | 0.01453% | 0 | 0.60487 | Commercial_2025_SC D_GWh_After Competition Groups_ECM MOTORS FOR HVAC APPLICATION (FAN-POWERED VAV BOX)
Commercial | Com ¦ Condensing Make Up Air Unit | 2025 | SC D | GWh | After Competition Groups | 0.55749 | 0 | 0 | 4162.9256 | 0.00013392 | 53 | Commercial_2025_SC D_GWh_After Competition Groups_53 | Condensing Make Up Air Unit | 0.01339% | 0 | 0.55749 | Commercial_2025_SC D_GWh_After Competition Groups_Condensing Make Up Air Unit
Commercial | Com ¦ CEE Tier 2/Energy Star Clothes Washers | 2025 | SC D | GWh | After Competition Groups | 0.48341 | 0 | 0 | 4162.9256 | 0.00011612 | 54 | Commercial_2025_SC D_GWh_After Competition Groups_54 | CEE Tier 2/Energy Star Clothes Washers | 0.01161% | 0 | 0.48341 | Commercial_2025_SC D_GWh_After Competition Groups_CEE Tier 2/Energy Star Clothes Washers
Commercial | Com ¦ Low Flow Pre-Rinse Spray Nozzle | 2025 | SC D | GWh | After Competition Groups | 0.27301 | 0 | 0 | 4162.9256 | 6.5582e-05 | 55 | Commercial_2025_SC D_GWh_After Competition Groups_55 | Low Flow Pre-Rinse Spray Nozzle | 0.006558% | 0 | 0.27301 | Commercial_2025_SC D_GWh_After Competition Groups_Low Flow Pre-Rinse Spray Nozzle
Commercial | Com ¦ Demand controlled Circulating Systems | 2025 | SC D | GWh | After Competition Groups | 0.26931 | 0 | 0 | 4162.9256 | 6.4693e-05 | 56 | Commercial_2025_SC D_GWh_After Competition Groups_56 | Demand controlled Circulating Systems | 0.006469% | 0 | 0.26931 | Commercial_2025_SC D_GWh_After Competition Groups_Demand controlled Circulating Systems
Commercial | Com ¦ Auto Off Time Switch or Time Clock control | 2025 | SC D | GWh | After Competition Groups | 0.24731 | 0 | 0 | 4162.9256 | 5.9409e-05 | 57 | Commercial_2025_SC D_GWh_After Competition Groups_57 | Auto Off Time Switch or Time Clock control | 0.005941% | 0 | 0.24731 | Commercial_2025_SC D_GWh_After Competition Groups_Auto Off Time Switch or Time Clock control
Commercial | COM ¦ Ductless Mini-Split Heat Pumps | 2025 | SC D | GWh | After Competition Groups | 0.21927 | 0 | 0 | 4162.9256 | 5.2672e-05 | 58 | Commercial_2025_SC D_GWh_After Competition Groups_58 | Ductless Mini-Split Heat Pumps | 0.005267% | 0 | 0.21927 | Commercial_2025_SC D_GWh_After Competition Groups_Ductless Mini-Split Heat Pumps
Commercial | Com ¦ Notched V belts for HVAC Systems | 2025 | SC D | GWh | After Competition Groups | 0.20905 | 0 | 0 | 4162.9256 | 5.0217e-05 | 59 | Commercial_2025_SC D_GWh_After Competition Groups_59 | Notched V belts for HVAC Systems | 0.005022% | 0 | 0.20905 | Commercial_2025_SC D_GWh_After Competition Groups_Notched V belts for HVAC Systems
Commercial | Com ¦ HVAC Optimization | 2025 | SC D | GWh | After Competition Groups | 0.1942 | 0 | 0 | 4162.9256 | 4.6651e-05 | 60 | Commercial_2025_SC D_GWh_After Competition Groups_60 | HVAC Optimization | 0.004665% | 0 | 0.1942 | Commercial_2025_SC D_GWh_After Competition Groups_HVAC Optimization
Commercial | Com ¦ Solar Water Preheat (Pools/DHW) | 2025 | SC D | GWh | After Competition Groups | 0.15559 | 0 | 0 | 4162.9256 | 3.7375e-05 | 61 | Commercial_2025_SC D_GWh_After Competition Groups_61 | Solar Water Preheat (Pools/DHW) | 0.003738% | 0 | 0.15559 | Commercial_2025_SC D_GWh_After Competition Groups_Solar Water Preheat (Pools/DHW)
Commercial | Com ¦ PTAC (12 EER/10,000 BTU) | 2025 | SC D | GWh | After Competition Groups | 0.1245 | 0 | 0 | 4162.9256 | 2.9907e-05 | 62 | Commercial_2025_SC D_GWh_After Competition Groups_62 | PTAC (12 EER/10,000 BTU) | 0.002991% | 0 | 0.1245 | Commercial_2025_SC D_GWh_After Competition Groups_PTAC (12 EER/10,000 BTU)
Commercial | Com ¦ Commercial Hot Food Holding Cabinets | 2025 | SC D | GWh | After Competition Groups | 0.09738 | 0 | 0 | 4162.9256 | 2.3392e-05 | 63 | Commercial_2025_SC D_GWh_After Competition Groups_63 | Commercial Hot Food Holding Cabinets | 0.002339% | 0 | 0.09738 | Commercial_2025_SC D_GWh_After Competition Groups_Commercial Hot Food Holding Cabinets
Commercial | Com ¦ Air Curtains | 2025 | SC D | GWh | After Competition Groups | 0.060316 | 0 | 0 | 4162.9256 | 1.4489e-05 | 64 | Commercial_2025_SC D_GWh_After Competition Groups_64 | Air Curtains | 0.001449% | 0 | 0.060316 | Commercial_2025_SC D_GWh_After Competition Groups_Air Curtains
Commercial | Com ¦ Wall Insulation | 2025 | SC D | GWh | After Competition Groups | 0.035584 | 0 | 0 | 4162.9256 | 8.5478e-06 | 65 | Commercial_2025_SC D_GWh_After Competition Groups_65 | Wall Insulation | 0.0008548% | 0 | 0.035584 | Commercial_2025_SC D_GWh_After Competition Groups_Wall Insulation
Commercial | Com ¦ Energy Recovery Ventilation and Ventilation (Enhanced) | 2025 | SC D | GWh | After Competition Groups | 0.013694 | 0 | 0 | 4162.9256 | 3.2896e-06 | 66 | Commercial_2025_SC D_GWh_After Competition Groups_66 | Energy Recovery Ventilation and Ventilation (Enhanced) | 0.000329% | 0 | 0.013694 | Commercial_2025_SC D_GWh_After Competition Groups_Energy Recovery Ventilation and Ventilation (Enhanced)
Commercial | Com ¦ LED RECESSED DOWNLIGHTS | 2025 | SC D | GWh | After Competition Groups | 0.013637 | 0 | 0 | 4162.9256 | 3.2758e-06 | 67 | Commercial_2025_SC D_GWh_After Competition Groups_67 | LED RECESSED DOWNLIGHTS | 0.0003276% | 0 | 0.013637 | Commercial_2025_SC D_GWh_After Competition Groups_LED RECESSED DOWNLIGHTS
Commercial | Com ¦ VSD Air Compressor | 2025 | SC D | GWh | After Competition Groups | 0.01338 | 0 | 0 | 4162.9256 | 3.2141e-06 | 68 | Commercial_2025_SC D_GWh_After Competition Groups_68 | VSD Air Compressor | 0.0003214% | 0 | 0.01338 | Commercial_2025_SC D_GWh_After Competition Groups_VSD Air Compressor
Commercial | Com ¦ High Efficiency Chiller (avg of water and air cooled) | 2025 | SC D | GWh | After Competition Groups | 0.010931 | 0 | 0 | 4162.9256 | 2.6257e-06 | 69 | Commercial_2025_SC D_GWh_After Competition Groups_69 | High Efficiency Chiller (avg of water and air cooled) | 0.0002626% | 0 | 0.010931 | Commercial_2025_SC D_GWh_After Competition Groups_High Efficiency Chiller (avg of water and air cooled)
Commercial | Com ¦ Room AC (w/ louvered sides) 14 SEER from 12 SEER code | 2025 | SC D | GWh | After Competition Groups | 0.0072713 | 0 | 0 | 4162.9256 | 1.7467e-06 | 70 | Commercial_2025_SC D_GWh_After Competition Groups_70 | Room AC (w/ louvered sides) 14 SEER from 12 SEER code | 0.0001747% | 0 | 0.0072713 | Commercial_2025_SC D_GWh_After Competition Groups_Room AC (w/ louvered sides) 14 SEER from 12 SEER code
Commercial | Com ¦ EC Plug Fan for Data Center (under cabinet) | 2025 | SC D | GWh | After Competition Groups | 0.006604 | 0 | 0 | 4162.9256 | 1.5864e-06 | 71 | Commercial_2025_SC D_GWh_After Competition Groups_71 | EC Plug Fan for Data Center (under cabinet) | 0.0001586% | 0 | 0.006604 | Commercial_2025_SC D_GWh_After Competition Groups_EC Plug Fan for Data Center (under cabinet)
Commercial | Com ¦ LLLC - High Impact Application | 2025 | SC D | GWh | After Competition Groups | 0.0059542 | 0 | 0 | 4162.9256 | 1.4303e-06 | 72 | Commercial_2025_SC D_GWh_After Competition Groups_72 | LLLC - High Impact Application | 0.000143% | 0 | 0.0059542 | Commercial_2025_SC D_GWh_After Competition Groups_LLLC - High Impact Application
Commercial | Com ¦ High Efficiency Small Instantaneous Water Heater | 2025 | SC D | GWh | After Competition Groups | 0.0020937 | 0 | 0 | 4162.9256 | 5.0293e-07 | 73 | Commercial_2025_SC D_GWh_After Competition Groups_73 | High Efficiency Small Instantaneous Water Heater | 5.029e-05% | 0 | 0.0020937 | Commercial_2025_SC D_GWh_After Competition Groups_High Efficiency Small Instantaneous Water Heater
Commercial | Com ¦ Electric Convection Combination Ovens | 2025 | SC D | GWh | After Competition Groups | 0.0015032 | 0 | 0 | 4162.9256 | 3.611e-07 | 74 | Commercial_2025_SC D_GWh_After Competition Groups_74 | Electric Convection Combination Ovens | 3.611e-05% | 0 | 0.0015032 | Commercial_2025_SC D_GWh_After Competition Groups_Electric Convection Combination Ovens
Commercial | Com ¦ LLLC - Low Impact Application | 2025 | SC D | GWh | After Competition Groups | 0.00030614 | 0 | 0 | 4162.9256 | 7.354e-08 | 75 | Commercial_2025_SC D_GWh_After Competition Groups_75 | LLLC - Low Impact Application | 7.354e-06% | 0 | 0.00030614 | Commercial_2025_SC D_GWh_After Competition Groups_LLLC - Low Impact Application
Commercial | Com ¦ Networked/Connected - Low Impact Application | 2025 | SC D | GWh | After Competition Groups | 7.0328e-08 | 0 | 0 | 4162.9256 | 1.6894e-11 | 76 | Commercial_2025_SC D_GWh_After Competition Groups_76 | Networked/Connected - Low Impact Application | 1.689e-09% | 0 | 7.0328e-08 | Commercial_2025_SC D_GWh_After Competition Groups_Networked/Connected - Low Impact Application
Commercial | Com ¦ Networked/Connected - High Impact Application | 2025 | SC D | GWh | After Competition Groups | 5.4418e-09 | 0 | 0 | 4162.9256 | 1.3072e-12 | 77 | Commercial_2025_SC D_GWh_After Competition Groups_77 | Networked/Connected - High Impact Application | 1.307e-10% | 0 | 5.4418e-09 | Commercial_2025_SC D_GWh_After Competition Groups_Networked/Connected - High Impact Application
Commercial | Com ¦ Efficient compressor motor | 2025 | SC D | GWh | After Competition Groups | 0 | 0 | 0 | 4162.9256 | 0 | 78 | Commercial_2025_SC D_GWh_After Competition Groups_78 | Efficient compressor motor | 0% | 0 | 0 | Commercial_2025_SC D_GWh_After Competition Groups_Efficient compressor motor
Commercial | Com ¦ Indoor Daylight Sensors/Photocell Dimming Control | 2025 | SC D | GWh | After Competition Groups | 0 | 0 | 0 | 4162.9256 | 0 | 79 | Commercial_2025_SC D_GWh_After Competition Groups_79 | Indoor Daylight Sensors/Photocell Dimming Control | 0% | 0 | 0 | Commercial_2025_SC D_GWh_After Competition Groups_Indoor Daylight Sensors/Photocell Dimming Control
Commercial | Com ¦ Variable Refrigerant Flow Heat Pump | 2025 | SC D | GWh | After Competition Groups | 0 | 0 | 0 | 4162.9256 | 0 | 80 | Commercial_2025_SC D_GWh_After Competition Groups_80 | Variable Refrigerant Flow Heat Pump | 0% | 0 | 0 | Commercial_2025_SC D_GWh_After Competition Groups_Variable Refrigerant Flow Heat Pump
Commercial | Com ¦ Building Recommissioning, Operations and Maintenance (O&M) Improvements | 2025 | Technical | GWh | After Competition Groups | 2255.4248 | 0 | 0 | 16169.3 | 0.13949 | 1 | Commercial_2025_Technical_GWh_After Competition Groups_1 | Building Recommissioning, Operations and Maintenance (O&M) Improvements | 13.95% | 0 | 2255.4248 | Commercial_2025_Technical_GWh_After Competition Groups_Building Recommissioning, Operations and Maintenance (O&M) Improvements
Commercial | Com ¦ LED Low/High Bay | 2025 | Technical | GWh | After Competition Groups | 1382.7583 | 0 | 0 | 16169.3 | 0.085518 | 2 | Commercial_2025_Technical_GWh_After Competition Groups_2 | LED Low/High Bay | 8.552% | 0 | 1382.7583 | Commercial_2025_Technical_GWh_After Competition Groups_LED Low/High Bay
Commercial | Com ¦ LED Troffer/Surface/Suspended | 2025 | Technical | GWh | After Competition Groups | 1126.4206 | 0 | 0 | 16169.3 | 0.069664 | 3 | Commercial_2025_Technical_GWh_After Competition Groups_3 | LED Troffer/Surface/Suspended | 6.966% | 0 | 1126.4206 | Commercial_2025_Technical_GWh_After Competition Groups_LED Troffer/Surface/Suspended
Commercial | Com ¦ ENERGY STAR LED LAMPS (REFLECTOR LAMPs/MR16/PAR 16) | 2025 | Technical | GWh | After Competition Groups | 1010.7219 | 0 | 0 | 16169.3 | 0.062509 | 4 | Commercial_2025_Technical_GWh_After Competition Groups_4 | ENERGY STAR LED LAMPS (REFLECTOR LAMPs/MR16/PAR 16) | 6.251% | 0 | 1010.7219 | Commercial_2025_Technical_GWh_After Competition Groups_ENERGY STAR LED LAMPS (REFLECTOR LAMPs/MR16/PAR 16)
Commercial | Com ¦ Central Lighting Control System | 2025 | Technical | GWh | After Competition Groups | 1004.9665 | 0 | 0 | 16169.3 | 0.062153 | 5 | Commercial_2025_Technical_GWh_After Competition Groups_5 | Central Lighting Control System | 6.215% | 0 | 1004.9665 | Commercial_2025_Technical_GWh_After Competition Groups_Central Lighting Control System
Commercial | Com ¦ Education and Capacity Building/Energy Behavior | 2025 | Technical | GWh | After Competition Groups | 848.3132 | 0 | 0 | 16169.3 | 0.052464 | 6 | Commercial_2025_Technical_GWh_After Competition Groups_6 | Education and Capacity Building/Energy Behavior | 5.246% | 0 | 848.3132 | Commercial_2025_Technical_GWh_After Competition Groups_Education and Capacity Building/Energy Behavior
Commercial | Com ¦ Furnace Tune-Up | 2025 | Technical | GWh | After Competition Groups | 619.3253 | 0 | 0 | 16169.3 | 0.038303 | 7 | Commercial_2025_Technical_GWh_After Competition Groups_7 | Furnace Tune-Up | 3.83% | 0 | 619.3253 | Commercial_2025_Technical_GWh_After Competition Groups_Furnace Tune-Up
Commercial | Com ¦ LED EXTERIOR AREA LIGHTS - LED fixture (200W) | 2025 | Technical | GWh | After Competition Groups | 580.3615 | 0 | 0 | 16169.3 | 0.035893 | 8 | Commercial_2025_Technical_GWh_After Competition Groups_8 | LED EXTERIOR AREA LIGHTS - LED fixture (200W) | 3.589% | 0 | 580.3615 | Commercial_2025_Technical_GWh_After Competition Groups_LED EXTERIOR AREA LIGHTS - LED fixture (200W)
Commercial | Com ¦ LED parking lot fixture | 2025 | Technical | GWh | After Competition Groups | 561.5144 | 0 | 0 | 16169.3 | 0.034727 | 9 | Commercial_2025_Technical_GWh_After Competition Groups_9 | LED parking lot fixture | 3.473% | 0 | 561.5144 | Commercial_2025_Technical_GWh_After Competition Groups_LED parking lot fixture
Commercial | Com ¦ Variable Refrigerant Flow Heat Pump | 2025 | Technical | GWh | After Competition Groups | 404.0034 | 0 | 0 | 16169.3 | 0.024986 | 10 | Commercial_2025_Technical_GWh_After Competition Groups_10 | Variable Refrigerant Flow Heat Pump | 2.499% | 0 | 404.0034 | Commercial_2025_Technical_GWh_After Competition Groups_Variable Refrigerant Flow Heat Pump
Commercial | Com ¦ Smart Strip Plug Outlets | 2025 | Technical | GWh | After Competition Groups | 393.0137 | 0 | 0 | 16169.3 | 0.024306 | 11 | Commercial_2025_Technical_GWh_After Competition Groups_11 | Smart Strip Plug Outlets | 2.431% | 0 | 393.0137 | Commercial_2025_Technical_GWh_After Competition Groups_Smart Strip Plug Outlets
Commercial | Com ¦ LED Replacement Lamp (Tube) | 2025 | Technical | GWh | After Competition Groups | 384.0559 | 0 | 0 | 16169.3 | 0.023752 | 12 | Commercial_2025_Technical_GWh_After Competition Groups_12 | LED Replacement Lamp (Tube) | 2.375% | 0 | 384.0559 | Commercial_2025_Technical_GWh_After Competition Groups_LED Replacement Lamp (Tube)
Commercial | Com ¦ High Efficiency Air Source Heat Pump | 2025 | Technical | GWh | After Competition Groups | 356.7637 | 0 | 0 | 16169.3 | 0.022064 | 13 | Commercial_2025_Technical_GWh_After Competition Groups_13 | High Efficiency Air Source Heat Pump | 2.206% | 0 | 356.7637 | Commercial_2025_Technical_GWh_After Competition Groups_High Efficiency Air Source Heat Pump
Commercial | Com ¦ LED street light fixture | 2025 | Technical | GWh | After Competition Groups | 339.2907 | 0 | 0 | 16169.3 | 0.020984 | 14 | Commercial_2025_Technical_GWh_After Competition Groups_14 | LED street light fixture | 2.098% | 0 | 339.2907 | Commercial_2025_Technical_GWh_After Competition Groups_LED street light fixture
Commercial | Com ¦ Advanced BAS/Controllers | 2025 | Technical | GWh | After Competition Groups | 319.7441 | 0 | 0 | 16169.3 | 0.019775 | 15 | Commercial_2025_Technical_GWh_After Competition Groups_15 | Advanced BAS/Controllers | 1.977% | 0 | 319.7441 | Commercial_2025_Technical_GWh_After Competition Groups_Advanced BAS/Controllers
Commercial | Com ¦ Data Center Storage/Server Virtualization | 2025 | Technical | GWh | After Competition Groups | 270.4023 | 0 | 0 | 16169.3 | 0.016723 | 16 | Commercial_2025_Technical_GWh_After Competition Groups_16 | Data Center Storage/Server Virtualization | 1.672% | 0 | 270.4023 | Commercial_2025_Technical_GWh_After Competition Groups_Data Center Storage/Server Virtualization
Commercial | Com ¦ Demand Control Ventilation | 2025 | Technical | GWh | After Competition Groups | 260.7241 | 0 | 0 | 16169.3 | 0.016125 | 17 | Commercial_2025_Technical_GWh_After Competition Groups_17 | Demand Control Ventilation | 1.612% | 0 | 260.7241 | Commercial_2025_Technical_GWh_After Competition Groups_Demand Control Ventilation
Commercial | Com ¦ Refrigerated Display Case Doors | 2025 | Technical | GWh | After Competition Groups | 251.5122 | 0 | 0 | 16169.3 | 0.015555 | 18 | Commercial_2025_Technical_GWh_After Competition Groups_18 | Refrigerated Display Case Doors | 1.555% | 0 | 251.5122 | Commercial_2025_Technical_GWh_After Competition Groups_Refrigerated Display Case Doors
Commercial | Com ¦ Strip Curtains | 2025 | Technical | GWh | After Competition Groups | 235.1788 | 0 | 0 | 16169.3 | 0.014545 | 19 | Commercial_2025_Technical_GWh_After Competition Groups_19 | Strip Curtains | 1.454% | 0 | 235.1788 | Commercial_2025_Technical_GWh_After Competition Groups_Strip Curtains
Commercial | Com ¦ Variable Frequency Drive (VFD) | 2025 | Technical | GWh | After Competition Groups | 205.2843 | 0 | 0 | 16169.3 | 0.012696 | 20 | Commercial_2025_Technical_GWh_After Competition Groups_20 | Variable Frequency Drive (VFD) | 1.27% | 0 | 205.2843 | Commercial_2025_Technical_GWh_After Competition Groups_Variable Frequency Drive (VFD)
Commercial | Com ¦ VFD on Pumps | 2025 | Technical | GWh | After Competition Groups | 192.1217 | 0 | 0 | 16169.3 | 0.011882 | 21 | Commercial_2025_Technical_GWh_After Competition Groups_21 | VFD on Pumps | 1.188% | 0 | 192.1217 | Commercial_2025_Technical_GWh_After Competition Groups_VFD on Pumps
Commercial | Com ¦ Centrally controlled desktop PC/NETWORK PC POWER MANAGEMENT SOFTWARE | 2025 | Technical | GWh | After Competition Groups | 181.467 | 0 | 0 | 16169.3 | 0.011223 | 22 | Commercial_2025_Technical_GWh_After Competition Groups_22 | Centrally controlled desktop PC/NETWORK PC POWER MANAGEMENT SOFTWARE | 1.122% | 0 | 181.467 | Commercial_2025_Technical_GWh_After Competition Groups_Centrally controlled desktop PC/NETWORK PC POWER MANAGEMENT SOFTWARE
Commercial | Com ¦ Reach-in Shaded Pole to ECM/PSC Evaporator Fan Motor | 2025 | Technical | GWh | After Competition Groups | 179.3943 | 0 | 0 | 16169.3 | 0.011095 | 23 | Commercial_2025_Technical_GWh_After Competition Groups_23 | Reach-in Shaded Pole to ECM/PSC Evaporator Fan Motor | 1.109% | 0 | 179.3943 | Commercial_2025_Technical_GWh_After Competition Groups_Reach-in Shaded Pole to ECM/PSC Evaporator Fan Motor
Commercial | Com ¦ Door Gasket Freezer/Refrigerator | 2025 | Technical | GWh | After Competition Groups | 178.4488 | 0 | 0 | 16169.3 | 0.011036 | 24 | Commercial_2025_Technical_GWh_After Competition Groups_24 | Door Gasket Freezer/Refrigerator | 1.104% | 0 | 178.4488 | Commercial_2025_Technical_GWh_After Competition Groups_Door Gasket Freezer/Refrigerator
Commercial | Com ¦ Air Handler with Dedicated Outdoor Air Systems | 2025 | Technical | GWh | After Competition Groups | 156.6806 | 0 | 0 | 16169.3 | 0.00969 | 25 | Commercial_2025_Technical_GWh_After Competition Groups_25 | Air Handler with Dedicated Outdoor Air Systems | 0.969% | 0 | 156.6806 | Commercial_2025_Technical_GWh_After Competition Groups_Air Handler with Dedicated Outdoor Air Systems
Commercial | Com ¦ LED or Equivalent Sign Lighting | 2025 | Technical | GWh | After Competition Groups | 153.0018 | 0 | 0 | 16169.3 | 0.0094625 | 26 | Commercial_2025_Technical_GWh_After Competition Groups_26 | LED or Equivalent Sign Lighting | 0.9462% | 0 | 153.0018 | Commercial_2025_Technical_GWh_After Competition Groups_LED or Equivalent Sign Lighting
Commercial | Com ¦ Refrigeration Optimization | 2025 | Technical | GWh | After Competition Groups | 143.4246 | 0 | 0 | 16169.3 | 0.0088702 | 27 | Commercial_2025_Technical_GWh_After Competition Groups_27 | Refrigeration Optimization | 0.887% | 0 | 143.4246 | Commercial_2025_Technical_GWh_After Competition Groups_Refrigeration Optimization
Commercial | Com ¦ Adaptive Thermostats | 2025 | Technical | GWh | After Competition Groups | 138.3408 | 0 | 0 | 16169.3 | 0.0085558 | 28 | Commercial_2025_Technical_GWh_After Competition Groups_28 | Adaptive Thermostats | 0.8556% | 0 | 138.3408 | Commercial_2025_Technical_GWh_After Competition Groups_Adaptive Thermostats
Commercial | Com ¦ ENERGY STAR LED LAMPS (General Service Lamps) | 2025 | Technical | GWh | After Competition Groups | 115.8323 | 0 | 0 | 16169.3 | 0.0071637 | 29 | Commercial_2025_Technical_GWh_After Competition Groups_29 | ENERGY STAR LED LAMPS (General Service Lamps) | 0.7164% | 0 | 115.8323 | Commercial_2025_Technical_GWh_After Competition Groups_ENERGY STAR LED LAMPS (General Service Lamps)
Commercial | Com ¦ Refrigerated Display Case LED | 2025 | Technical | GWh | After Competition Groups | 109.0628 | 0 | 0 | 16169.3 | 0.0067451 | 30 | Commercial_2025_Technical_GWh_After Competition Groups_30 | Refrigerated Display Case LED | 0.6745% | 0 | 109.0628 | Commercial_2025_Technical_GWh_After Competition Groups_Refrigerated Display Case LED
Commercial | Com ¦ Unitary Air-Conditioning Unit | 2025 | Technical | GWh | After Competition Groups | 107.1944 | 0 | 0 | 16169.3 | 0.0066295 | 31 | Commercial_2025_Technical_GWh_After Competition Groups_31 | Unitary Air-Conditioning Unit | 0.663% | 0 | 107.1944 | Commercial_2025_Technical_GWh_After Competition Groups_Unitary Air-Conditioning Unit
Commercial | Com ¦ ENERGY STAR FREEZER | 2025 | Technical | GWh | After Competition Groups | 104.8263 | 0 | 0 | 16169.3 | 0.006483 | 32 | Commercial_2025_Technical_GWh_After Competition Groups_32 | ENERGY STAR FREEZER | 0.6483% | 0 | 104.8263 | Commercial_2025_Technical_GWh_After Competition Groups_ENERGY STAR FREEZER
Commercial | Com ¦ ECM MOTORS FOR EVAPORATOR FANS for refrigeration (WALK-IN) | 2025 | Technical | GWh | After Competition Groups | 97.2473 | 0 | 0 | 16169.3 | 0.0060143 | 33 | Commercial_2025_Technical_GWh_After Competition Groups_33 | ECM MOTORS FOR EVAPORATOR FANS for refrigeration (WALK-IN) | 0.6014% | 0 | 97.2473 | Commercial_2025_Technical_GWh_After Competition Groups_ECM MOTORS FOR EVAPORATOR FANS for refrigeration (WALK-IN)
Commercial | Com ¦ Indoor Daylight Sensors/Photocell Dimming Control | 2025 | Technical | GWh | After Competition Groups | 94.341 | 0 | 0 | 16169.3 | 0.0058346 | 34 | Commercial_2025_Technical_GWh_After Competition Groups_34 | Indoor Daylight Sensors/Photocell Dimming Control | 0.5835% | 0 | 94.341 | Commercial_2025_Technical_GWh_After Competition Groups_Indoor Daylight Sensors/Photocell Dimming Control
Commercial | Com ¦ Condensing Unit Heaters or other Efficient Unit Heating System | 2025 | Technical | GWh | After Competition Groups | 93.1995 | 0 | 0 | 16169.3 | 0.005764 | 35 | Commercial_2025_Technical_GWh_After Competition Groups_35 | Condensing Unit Heaters or other Efficient Unit Heating System | 0.5764% | 0 | 93.1995 | Commercial_2025_Technical_GWh_After Competition Groups_Condensing Unit Heaters or other Efficient Unit Heating System
Commercial | Com ¦ Demand Control Kitchen Ventilation | 2025 | Technical | GWh | After Competition Groups | 90.2285 | 0 | 0 | 16169.3 | 0.0055802 | 36 | Commercial_2025_Technical_GWh_After Competition Groups_36 | Demand Control Kitchen Ventilation | 0.558% | 0 | 90.2285 | Commercial_2025_Technical_GWh_After Competition Groups_Demand Control Kitchen Ventilation
Commercial | Com ¦ High R-Value Glass Doors/no-heat glass door | 2025 | Technical | GWh | After Competition Groups | 86.0708 | 0 | 0 | 16169.3 | 0.0053231 | 37 | Commercial_2025_Technical_GWh_After Competition Groups_37 | High R-Value Glass Doors/no-heat glass door | 0.5323% | 0 | 86.0708 | Commercial_2025_Technical_GWh_After Competition Groups_High R-Value Glass Doors/no-heat glass door
Commercial | Com ¦ Adding reflective (White) roof treatment or a green roof | 2025 | Technical | GWh | After Competition Groups | 82.5701 | 0 | 0 | 16169.3 | 0.0051066 | 38 | Commercial_2025_Technical_GWh_After Competition Groups_38 | Adding reflective (White) roof treatment or a green roof | 0.5107% | 0 | 82.5701 | Commercial_2025_Technical_GWh_After Competition Groups_Adding reflective (White) roof treatment or a green roof
Commercial | Com ¦ Freezer Case Light Sensor | 2025 | Technical | GWh | After Competition Groups | 80.0946 | 0 | 0 | 16169.3 | 0.0049535 | 39 | Commercial_2025_Technical_GWh_After Competition Groups_39 | Freezer Case Light Sensor | 0.4954% | 0 | 80.0946 | Commercial_2025_Technical_GWh_After Competition Groups_Freezer Case Light Sensor
Commercial | Com ¦ Evaporator Fan Controls | 2025 | Technical | GWh | After Competition Groups | 78.1288 | 0 | 0 | 16169.3 | 0.0048319 | 40 | Commercial_2025_Technical_GWh_After Competition Groups_40 | Evaporator Fan Controls | 0.4832% | 0 | 78.1288 | Commercial_2025_Technical_GWh_After Competition Groups_Evaporator Fan Controls
Commercial | Com ¦ ENERGY STAR ICE MACHINES - Ice Making Head | 2025 | Technical | GWh | After Competition Groups | 74.9075 | 0 | 0 | 16169.3 | 0.0046327 | 41 | Commercial_2025_Technical_GWh_After Competition Groups_41 | ENERGY STAR ICE MACHINES - Ice Making Head | 0.4633% | 0 | 74.9075 | Commercial_2025_Technical_GWh_After Competition Groups_ENERGY STAR ICE MACHINES - Ice Making Head
Commercial | Com ¦ Occupancy Sensors | 2025 | Technical | GWh | After Competition Groups | 71.8441 | 0 | 0 | 16169.3 | 0.0044432 | 42 | Commercial_2025_Technical_GWh_After Competition Groups_42 | Occupancy Sensors | 0.4443% | 0 | 71.8441 | Commercial_2025_Technical_GWh_After Competition Groups_Occupancy Sensors
Commercial | Com ¦ Condensing Make Up Air Unit | 2025 | Technical | GWh | After Competition Groups | 67.6799 | 0 | 0 | 16169.3 | 0.0041857 | 43 | Commercial_2025_Technical_GWh_After Competition Groups_43 | Condensing Make Up Air Unit | 0.4186% | 0 | 67.6799 | Commercial_2025_Technical_GWh_After Competition Groups_Condensing Make Up Air Unit
Commercial | Com ¦ HOTEL OCCUPANCY CONTROLS (HVAC + LIGHTING) | 2025 | Technical | GWh | After Competition Groups | 65.286 | 0 | 0 | 16169.3 | 0.0040376 | 44 | Commercial_2025_Technical_GWh_After Competition Groups_44 | HOTEL OCCUPANCY CONTROLS (HVAC + LIGHTING) | 0.4038% | 0 | 65.286 | Commercial_2025_Technical_GWh_After Competition Groups_HOTEL OCCUPANCY CONTROLS (HVAC + LIGHTING)
Commercial | Com ¦ Super-High Efficiency Furnaces (Emerging Tech) | 2025 | Technical | GWh | After Competition Groups | 60.5871 | 0 | 0 | 16169.3 | 0.003747 | 45 | Commercial_2025_Technical_GWh_After Competition Groups_45 | Super-High Efficiency Furnaces (Emerging Tech) | 0.3747% | 0 | 60.5871 | Commercial_2025_Technical_GWh_After Competition Groups_Super-High Efficiency Furnaces (Emerging Tech)
Commercial | Com ¦ Refrigeration Commissioning | 2025 | Technical | GWh | After Competition Groups | 53.5853 | 0 | 0 | 16169.3 | 0.003314 | 46 | Commercial_2025_Technical_GWh_After Competition Groups_46 | Refrigeration Commissioning | 0.3314% | 0 | 53.5853 | Commercial_2025_Technical_GWh_After Competition Groups_Refrigeration Commissioning
Commercial | Com ¦ ENERGY STAR Refrigerator | 2025 | Technical | GWh | After Competition Groups | 51.8909 | 0 | 0 | 16169.3 | 0.0032092 | 47 | Commercial_2025_Technical_GWh_After Competition Groups_47 | ENERGY STAR Refrigerator | 0.3209% | 0 | 51.8909 | Commercial_2025_Technical_GWh_After Competition Groups_ENERGY STAR Refrigerator
Commercial | Com ¦ Elec Storage WH 2.30 Et | 2025 | Technical | GWh | After Competition Groups | 38.6614 | 0 | 0 | 16169.3 | 0.002391 | 48 | Commercial_2025_Technical_GWh_After Competition Groups_48 | Elec Storage WH 2.30 Et | 0.2391% | 0 | 38.6614 | Commercial_2025_Technical_GWh_After Competition Groups_Elec Storage WH 2.30 Et
Commercial | Com ¦ BEVERAGE VENDING MACHINE CONTROLS | 2025 | Technical | GWh | After Competition Groups | 37.0807 | 0 | 0 | 16169.3 | 0.0022933 | 49 | Commercial_2025_Technical_GWh_After Competition Groups_49 | BEVERAGE VENDING MACHINE CONTROLS | 0.2293% | 0 | 37.0807 | Commercial_2025_Technical_GWh_After Competition Groups_BEVERAGE VENDING MACHINE CONTROLS
Commercial | Com ¦ Temperature Adjustment in Commercial Freezers | 2025 | Technical | GWh | After Competition Groups | 29.8756 | 0 | 0 | 16169.3 | 0.0018477 | 50 | Commercial_2025_Technical_GWh_After Competition Groups_50 | Temperature Adjustment in Commercial Freezers | 0.1848% | 0 | 29.8756 | Commercial_2025_Technical_GWh_After Competition Groups_Temperature Adjustment in Commercial Freezers
Commercial | Com ¦ CO Sensors for parking garage exhaust fans | 2025 | Technical | GWh | After Competition Groups | 27.9723 | 0 | 0 | 16169.3 | 0.00173 | 51 | Commercial_2025_Technical_GWh_After Competition Groups_51 | CO Sensors for parking garage exhaust fans | 0.173% | 0 | 27.9723 | Commercial_2025_Technical_GWh_After Competition Groups_CO Sensors for parking garage exhaust fans
Commercial | Com ¦ Energy Efficient Laboratory Fume Hood | 2025 | Technical | GWh | After Competition Groups | 26.6087 | 0 | 0 | 16169.3 | 0.0016456 | 52 | Commercial_2025_Technical_GWh_After Competition Groups_52 | Energy Efficient Laboratory Fume Hood | 0.1646% | 0 | 26.6087 | Commercial_2025_Technical_GWh_After Competition Groups_Energy Efficient Laboratory Fume Hood
Commercial | Com ¦ Chilled Water Optimization | 2025 | Technical | GWh | After Competition Groups | 25.6811 | 0 | 0 | 16169.3 | 0.0015883 | 53 | Commercial_2025_Technical_GWh_After Competition Groups_53 | Chilled Water Optimization | 0.1588% | 0 | 25.6811 | Commercial_2025_Technical_GWh_After Competition Groups_Chilled Water Optimization
Commercial | Com ¦ ENERGY STAR Griddle (74% eff) | 2025 | Technical | GWh | After Competition Groups | 25.271 | 0 | 0 | 16169.3 | 0.0015629 | 54 | Commercial_2025_Technical_GWh_After Competition Groups_54 | ENERGY STAR Griddle (74% eff) | 0.1563% | 0 | 25.271 | Commercial_2025_Technical_GWh_After Competition Groups_ENERGY STAR Griddle (74% eff)
Commercial | Com ¦ Anti-sweat heat (ASH) controls - Cooler/Freezer | 2025 | Technical | GWh | After Competition Groups | 24.1761 | 0 | 0 | 16169.3 | 0.0014952 | 55 | Commercial_2025_Technical_GWh_After Competition Groups_55 | Anti-sweat heat (ASH) controls - Cooler/Freezer | 0.1495% | 0 | 24.1761 | Commercial_2025_Technical_GWh_After Competition Groups_Anti-sweat heat (ASH) controls - Cooler/Freezer
Commercial | Com ¦ Vertical Night Covers | 2025 | Technical | GWh | After Competition Groups | 23.1754 | 0 | 0 | 16169.3 | 0.0014333 | 56 | Commercial_2025_Technical_GWh_After Competition Groups_56 | Vertical Night Covers | 0.1433% | 0 | 23.1754 | Commercial_2025_Technical_GWh_After Competition Groups_Vertical Night Covers
Commercial | Com ¦ Duct Insulation, R8 | 2025 | Technical | GWh | After Competition Groups | 20.6323 | 0 | 0 | 16169.3 | 0.001276 | 57 | Commercial_2025_Technical_GWh_After Competition Groups_57 | Duct Insulation, R8 | 0.1276% | 0 | 20.6323 | Commercial_2025_Technical_GWh_After Competition Groups_Duct Insulation, R8
Commercial | Com ¦ Water Heating (DHW) Pipe Insulation (Add 3/4\ Foam)" | 2025 | Technical | GWh | After Competition Groups | 19.9473 | 0 | 0 | 16169.3 | 0.0012337 | 58 | Commercial_2025_Technical_GWh_After Competition Groups_58 | Water Heating (DHW) Pipe Insulation (Add 3/4\ Foam)" | 0.1234% | 0 | 19.9473 | Commercial_2025_Technical_GWh_After Competition Groups_Water Heating (DHW) Pipe Insulation (Add 3/4\ Foam)"
Commercial | Com ¦ Water Source Heat Pump (4 ton) | 2025 | Technical | GWh | After Competition Groups | 19.5039 | 0 | 0 | 16169.3 | 0.0012062 | 59 | Commercial_2025_Technical_GWh_After Competition Groups_59 | Water Source Heat Pump (4 ton) | 0.1206% | 0 | 19.5039 | Commercial_2025_Technical_GWh_After Competition Groups_Water Source Heat Pump (4 ton)
Commercial | Com ¦ Outside Air Economizer | 2025 | Technical | GWh | After Competition Groups | 16.3906 | 0 | 0 | 16169.3 | 0.0010137 | 60 | Commercial_2025_Technical_GWh_After Competition Groups_60 | Outside Air Economizer | 0.1014% | 0 | 16.3906 | Commercial_2025_Technical_GWh_After Competition Groups_Outside Air Economizer
Commercial | Com ¦ Roof Insulation/Ceiling Insulation (R25 Code to R35) | 2025 | Technical | GWh | After Competition Groups | 13.076 | 0 | 0 | 16169.3 | 0.00080869 | 61 | Commercial_2025_Technical_GWh_After Competition Groups_61 | Roof Insulation/Ceiling Insulation (R25 Code to R35) | 0.08087% | 0 | 13.076 | Commercial_2025_Technical_GWh_After Competition Groups_Roof Insulation/Ceiling Insulation (R25 Code to R35)
Commercial | Com ¦ Suction Pipe Insulation Freezer/Refrigerator | 2025 | Technical | GWh | After Competition Groups | 12.6663 | 0 | 0 | 16169.3 | 0.00078335 | 62 | Commercial_2025_Technical_GWh_After Competition Groups_62 | Suction Pipe Insulation Freezer/Refrigerator | 0.07834% | 0 | 12.6663 | Commercial_2025_Technical_GWh_After Competition Groups_Suction Pipe Insulation Freezer/Refrigerator
Commercial | Com ¦ Evaporator Coil Defrost (Cooler) | 2025 | Technical | GWh | After Competition Groups | 10.4383 | 0 | 0 | 16169.3 | 0.00064556 | 63 | Commercial_2025_Technical_GWh_After Competition Groups_63 | Evaporator Coil Defrost (Cooler) | 0.06456% | 0 | 10.4383 | Commercial_2025_Technical_GWh_After Competition Groups_Evaporator Coil Defrost (Cooler)
Commercial | Com ¦ ENERGY STAR Dishwasher | 2025 | Technical | GWh | After Competition Groups | 10.0316 | 0 | 0 | 16169.3 | 0.00062041 | 64 | Commercial_2025_Technical_GWh_After Competition Groups_64 | ENERGY STAR Dishwasher | 0.06204% | 0 | 10.0316 | Commercial_2025_Technical_GWh_After Competition Groups_ENERGY STAR Dishwasher
Commercial | Com ¦ LED RECESSED DOWNLIGHTS | 2025 | Technical | GWh | After Competition Groups | 9.5891 | 0 | 0 | 16169.3 | 0.00059304 | 65 | Commercial_2025_Technical_GWh_After Competition Groups_65 | LED RECESSED DOWNLIGHTS | 0.0593% | 0 | 9.5891 | Commercial_2025_Technical_GWh_After Competition Groups_LED RECESSED DOWNLIGHTS
Commercial | Com ¦ ENERGY STAR Fryer (84% eff) | 2025 | Technical | GWh | After Competition Groups | 8.9067 | 0 | 0 | 16169.3 | 0.00055084 | 66 | Commercial_2025_Technical_GWh_After Competition Groups_66 | ENERGY STAR Fryer (84% eff) | 0.05508% | 0 | 8.9067 | Commercial_2025_Technical_GWh_After Competition Groups_ENERGY STAR Fryer (84% eff)
Commercial | Com ¦ Ozone Laundry Treatment | 2025 | Technical | GWh | After Competition Groups | 6.1926 | 0 | 0 | 16169.3 | 0.00038299 | 67 | Commercial_2025_Technical_GWh_After Competition Groups_67 | Ozone Laundry Treatment | 0.0383% | 0 | 6.1926 | Commercial_2025_Technical_GWh_After Competition Groups_Ozone Laundry Treatment
Commercial | Com ¦ SYNCHRONOUS BELT | 2025 | Technical | GWh | After Competition Groups | 5.6376 | 0 | 0 | 16169.3 | 0.00034866 | 68 | Commercial_2025_Technical_GWh_After Competition Groups_68 | SYNCHRONOUS BELT | 0.03487% | 0 | 5.6376 | Commercial_2025_Technical_GWh_After Competition Groups_SYNCHRONOUS BELT
Commercial | Com ¦ Ground Source Heat Pump | 2025 | Technical | GWh | After Competition Groups | 5.0709 | 0 | 0 | 16169.3 | 0.00031361 | 69 | Commercial_2025_Technical_GWh_After Competition Groups_69 | Ground Source Heat Pump | 0.03136% | 0 | 5.0709 | Commercial_2025_Technical_GWh_After Competition Groups_Ground Source Heat Pump
Commercial | Com ¦ Efficient compressor motor | 2025 | Technical | GWh | After Competition Groups | 4.8968 | 0 | 0 | 16169.3 | 0.00030284 | 70 | Commercial_2025_Technical_GWh_After Competition Groups_70 | Efficient compressor motor | 0.03028% | 0 | 4.8968 | Commercial_2025_Technical_GWh_After Competition Groups_Efficient compressor motor
Commercial | Com ¦ ENERGY STAR Steam Cookers | 2025 | Technical | GWh | After Competition Groups | 4.3638 | 0 | 0 | 16169.3 | 0.00026988 | 71 | Commercial_2025_Technical_GWh_After Competition Groups_71 | ENERGY STAR Steam Cookers | 0.02699% | 0 | 4.3638 | Commercial_2025_Technical_GWh_After Competition Groups_ENERGY STAR Steam Cookers
Commercial | Com ¦ Demand controlled Circulating Systems | 2025 | Technical | GWh | After Competition Groups | 4.2745 | 0 | 0 | 16169.3 | 0.00026436 | 72 | Commercial_2025_Technical_GWh_After Competition Groups_72 | Demand controlled Circulating Systems | 0.02644% | 0 | 4.2745 | Commercial_2025_Technical_GWh_After Competition Groups_Demand controlled Circulating Systems
Commercial | Com ¦ ECM MOTORS FOR HVAC APPLICATION (FAN-POWERED VAV BOX) | 2025 | Technical | GWh | After Competition Groups | 2.6185 | 0 | 0 | 16169.3 | 0.00016194 | 73 | Commercial_2025_Technical_GWh_After Competition Groups_73 | ECM MOTORS FOR HVAC APPLICATION (FAN-POWERED VAV BOX) | 0.01619% | 0 | 2.6185 | Commercial_2025_Technical_GWh_After Competition Groups_ECM MOTORS FOR HVAC APPLICATION (FAN-POWERED VAV BOX)
Commercial | Com ¦ Wall Insulation | 2025 | Technical | GWh | After Competition Groups | 2.4826 | 0 | 0 | 16169.3 | 0.00015354 | 74 | Commercial_2025_Technical_GWh_After Competition Groups_74 | Wall Insulation | 0.01535% | 0 | 2.4826 | Commercial_2025_Technical_GWh_After Competition Groups_Wall Insulation
Commercial | Com ¦ Solar Preheat Make up Air | 2025 | Technical | GWh | After Competition Groups | 2.4516 | 0 | 0 | 16169.3 | 0.00015162 | 75 | Commercial_2025_Technical_GWh_After Competition Groups_75 | Solar Preheat Make up Air | 0.01516% | 0 | 2.4516 | Commercial_2025_Technical_GWh_After Competition Groups_Solar Preheat Make up Air
Commercial | Com ¦ Solar Water Preheat (Pools/DHW) | 2025 | Technical | GWh | After Competition Groups | 2.0518 | 0 | 0 | 16169.3 | 0.00012689 | 76 | Commercial_2025_Technical_GWh_After Competition Groups_76 | Solar Water Preheat (Pools/DHW) | 0.01269% | 0 | 2.0518 | Commercial_2025_Technical_GWh_After Competition Groups_Solar Water Preheat (Pools/DHW)
Commercial | Com ¦ Thermostat Setback | 2025 | Technical | GWh | After Competition Groups | 2.037 | 0 | 0 | 16169.3 | 0.00012598 | 77 | Commercial_2025_Technical_GWh_After Competition Groups_77 | Thermostat Setback | 0.0126% | 0 | 2.037 | Commercial_2025_Technical_GWh_After Competition Groups_Thermostat Setback
Commercial | Com ¦ Room AC (w/ louvered sides) 14 SEER from 12 SEER code | 2025 | Technical | GWh | After Competition Groups | 1.6443 | 0 | 0 | 16169.3 | 0.00010169 | 78 | Commercial_2025_Technical_GWh_After Competition Groups_78 | Room AC (w/ louvered sides) 14 SEER from 12 SEER code | 0.01017% | 0 | 1.6443 | Commercial_2025_Technical_GWh_After Competition Groups_Room AC (w/ louvered sides) 14 SEER from 12 SEER code
Commercial | Com ¦ PTAC (12 EER/10,000 BTU) | 2025 | Technical | GWh | After Competition Groups | 1.5576 | 0 | 0 | 16169.3 | 9.6334e-05 | 79 | Commercial_2025_Technical_GWh_After Competition Groups_79 | PTAC (12 EER/10,000 BTU) | 0.009633% | 0 | 1.5576 | Commercial_2025_Technical_GWh_After Competition Groups_PTAC (12 EER/10,000 BTU)
Commercial | Com ¦ Auto Off Time Switch or Time Clock control | 2025 | Technical | GWh | After Competition Groups | 1.2863 | 0 | 0 | 16169.3 | 7.9551e-05 | 80 | Commercial_2025_Technical_GWh_After Competition Groups_80 | Auto Off Time Switch or Time Clock control | 0.007955% | 0 | 1.2863 | Commercial_2025_Technical_GWh_After Competition Groups_Auto Off Time Switch or Time Clock control
Commercial | Com ¦ Commercial Hot Food Holding Cabinets | 2025 | Technical | GWh | After Competition Groups | 1.2682 | 0 | 0 | 16169.3 | 7.8431e-05 | 81 | Commercial_2025_Technical_GWh_After Competition Groups_81 | Commercial Hot Food Holding Cabinets | 0.007843% | 0 | 1.2682 | Commercial_2025_Technical_GWh_After Competition Groups_Commercial Hot Food Holding Cabinets
Commercial | Com ¦ CEE Tier 2/Energy Star Clothes Washers | 2025 | Technical | GWh | After Competition Groups | 1.0174 | 0 | 0 | 16169.3 | 6.2924e-05 | 82 | Commercial_2025_Technical_GWh_After Competition Groups_82 | CEE Tier 2/Energy Star Clothes Washers | 0.006292% | 0 | 1.0174 | Commercial_2025_Technical_GWh_After Competition Groups_CEE Tier 2/Energy Star Clothes Washers
Commercial | COM ¦ Ductless Mini-Split Heat Pumps | 2025 | Technical | GWh | After Competition Groups | 0.79055 | 0 | 0 | 16169.3 | 4.8892e-05 | 83 | Commercial_2025_Technical_GWh_After Competition Groups_83 | Ductless Mini-Split Heat Pumps | 0.004889% | 0 | 0.79055 | Commercial_2025_Technical_GWh_After Competition Groups_Ductless Mini-Split Heat Pumps
Commercial | Com ¦ Low Flow Pre-Rinse Spray Nozzle | 2025 | Technical | GWh | After Competition Groups | 0.70546 | 0 | 0 | 16169.3 | 4.363e-05 | 84 | Commercial_2025_Technical_GWh_After Competition Groups_84 | Low Flow Pre-Rinse Spray Nozzle | 0.004363% | 0 | 0.70546 | Commercial_2025_Technical_GWh_After Competition Groups_Low Flow Pre-Rinse Spray Nozzle
Commercial | Com ¦ HVAC Optimization | 2025 | Technical | GWh | After Competition Groups | 0.67309 | 0 | 0 | 16169.3 | 4.1628e-05 | 85 | Commercial_2025_Technical_GWh_After Competition Groups_85 | HVAC Optimization | 0.004163% | 0 | 0.67309 | Commercial_2025_Technical_GWh_After Competition Groups_HVAC Optimization
Commercial | Com ¦ Heat Pump Water Heater (50 Gallons) | 2025 | Technical | GWh | After Competition Groups | 0.54013 | 0 | 0 | 16169.3 | 3.3405e-05 | 86 | Commercial_2025_Technical_GWh_After Competition Groups_86 | Heat Pump Water Heater (50 Gallons) | 0.00334% | 0 | 0.54013 | Commercial_2025_Technical_GWh_After Competition Groups_Heat Pump Water Heater (50 Gallons)
Commercial | Com ¦ High Efficiency Chiller (avg of water and air cooled) | 2025 | Technical | GWh | After Competition Groups | 0.34922 | 0 | 0 | 16169.3 | 2.1598e-05 | 87 | Commercial_2025_Technical_GWh_After Competition Groups_87 | High Efficiency Chiller (avg of water and air cooled) | 0.00216% | 0 | 0.34922 | Commercial_2025_Technical_GWh_After Competition Groups_High Efficiency Chiller (avg of water and air cooled)
Commercial | Com ¦ EC Plug Fan for Data Center (under cabinet) | 2025 | Technical | GWh | After Competition Groups | 0.1828 | 0 | 0 | 16169.3 | 1.1305e-05 | 88 | Commercial_2025_Technical_GWh_After Competition Groups_88 | EC Plug Fan for Data Center (under cabinet) | 0.001131% | 0 | 0.1828 | Commercial_2025_Technical_GWh_After Competition Groups_EC Plug Fan for Data Center (under cabinet)
Commercial | Com ¦ eCube | 2025 | Technical | GWh | After Competition Groups | 0.12405 | 0 | 0 | 16169.3 | 7.6719e-06 | 89 | Commercial_2025_Technical_GWh_After Competition Groups_89 | eCube | 0.0007672% | 0 | 0.12405 | Commercial_2025_Technical_GWh_After Competition Groups_eCube
Commercial | Com ¦ Exterior Photocell | 2025 | Technical | GWh | After Competition Groups | 0.070909 | 0 | 0 | 16169.3 | 4.3854e-06 | 90 | Commercial_2025_Technical_GWh_After Competition Groups_90 | Exterior Photocell | 0.0004385% | 0 | 0.070909 | Commercial_2025_Technical_GWh_After Competition Groups_Exterior Photocell
Commercial | Com ¦ Air Curtains | 2025 | Technical | GWh | After Competition Groups | 0.052082 | 0 | 0 | 16169.3 | 3.221e-06 | 91 | Commercial_2025_Technical_GWh_After Competition Groups_91 | Air Curtains | 0.0003221% | 0 | 0.052082 | Commercial_2025_Technical_GWh_After Competition Groups_Air Curtains
Commercial | Com ¦ VSD Air Compressor | 2025 | Technical | GWh | After Competition Groups | 0.030321 | 0 | 0 | 16169.3 | 1.8752e-06 | 92 | Commercial_2025_Technical_GWh_After Competition Groups_92 | VSD Air Compressor | 0.0001875% | 0 | 0.030321 | Commercial_2025_Technical_GWh_After Competition Groups_VSD Air Compressor
Commercial | Com ¦ High Efficiency Induction Cooking | 2025 | Technical | GWh | After Competition Groups | 0.0070394 | 0 | 0 | 16169.3 | 4.3536e-07 | 93 | Commercial_2025_Technical_GWh_After Competition Groups_93 | High Efficiency Induction Cooking | 4.354e-05% | 0 | 0.0070394 | Commercial_2025_Technical_GWh_After Competition Groups_High Efficiency Induction Cooking
Commercial | Com ¦ Electric Convection Combination Ovens | 2025 | Technical | GWh | After Competition Groups | 0.0023551 | 0 | 0 | 16169.3 | 1.4565e-07 | 94 | Commercial_2025_Technical_GWh_After Competition Groups_94 | Electric Convection Combination Ovens | 1.457e-05% | 0 | 0.0023551 | Commercial_2025_Technical_GWh_After Competition Groups_Electric Convection Combination Ovens
Commercial | Com ¦ Building Recommissioning, Operations and Maintenance (O&M) Improvements | 2026 | Economic | GWh | After Competition Groups | 2210.0907 | 0 | 0 | 13052.1342 | 0.16933 | 1 | Commercial_2026_Economic_GWh_After Competition Groups_1 | Building Recommissioning, Operations and Maintenance (O&M) Improvements | 16.93% | 0 | 2210.0907 | Commercial_2026_Economic_GWh_After Competition Groups_Building Recommissioning, Operations and Maintenance (O&M) Improvements
Commercial | Com ¦ LED Low/High Bay | 2026 | Economic | GWh | After Competition Groups | 1308.7869 | 0 | 0 | 13052.1342 | 0.10027 | 2 | Commercial_2026_Economic_GWh_After Competition Groups_2 | LED Low/High Bay | 10.03% | 0 | 1308.7869 | Commercial_2026_Economic_GWh_After Competition Groups_LED Low/High Bay
Commercial | Com ¦ LED Troffer/Surface/Suspended | 2026 | Economic | GWh | After Competition Groups | 1103.7795 | 0 | 0 | 13052.1342 | 0.084567 | 3 | Commercial_2026_Economic_GWh_After Competition Groups_3 | LED Troffer/Surface/Suspended | 8.457% | 0 | 1103.7795 | Commercial_2026_Economic_GWh_After Competition Groups_LED Troffer/Surface/Suspended
Commercial | Com ¦ ENERGY STAR LED LAMPS (REFLECTOR LAMPs/MR16/PAR 16) | 2026 | Economic | GWh | After Competition Groups | 909.2899 | 0 | 0 | 13052.1342 | 0.069666 | 4 | Commercial_2026_Economic_GWh_After Competition Groups_4 | ENERGY STAR LED LAMPS (REFLECTOR LAMPs/MR16/PAR 16) | 6.967% | 0 | 909.2899 | Commercial_2026_Economic_GWh_After Competition Groups_ENERGY STAR LED LAMPS (REFLECTOR LAMPs/MR16/PAR 16)
Commercial | Com ¦ Education and Capacity Building/Energy Behavior | 2026 | Economic | GWh | After Competition Groups | 823.8266 | 0 | 0 | 13052.1342 | 0.063118 | 5 | Commercial_2026_Economic_GWh_After Competition Groups_5 | Education and Capacity Building/Energy Behavior | 6.312% | 0 | 823.8266 | Commercial_2026_Economic_GWh_After Competition Groups_Education and Capacity Building/Energy Behavior
Commercial | Com ¦ Furnace Tune-Up | 2026 | Economic | GWh | After Competition Groups | 606.8769 | 0 | 0 | 13052.1342 | 0.046496 | 6 | Commercial_2026_Economic_GWh_After Competition Groups_6 | Furnace Tune-Up | 4.65% | 0 | 606.8769 | Commercial_2026_Economic_GWh_After Competition Groups_Furnace Tune-Up
Commercial | Com ¦ LED EXTERIOR AREA LIGHTS - LED fixture (200W) | 2026 | Economic | GWh | After Competition Groups | 595.0081 | 0 | 0 | 13052.1342 | 0.045587 | 7 | Commercial_2026_Economic_GWh_After Competition Groups_7 | LED EXTERIOR AREA LIGHTS - LED fixture (200W) | 4.559% | 0 | 595.0081 | Commercial_2026_Economic_GWh_After Competition Groups_LED EXTERIOR AREA LIGHTS - LED fixture (200W)
Commercial | Com ¦ LED parking lot fixture | 2026 | Economic | GWh | After Competition Groups | 573.8554 | 0 | 0 | 13052.1342 | 0.043966 | 8 | Commercial_2026_Economic_GWh_After Competition Groups_8 | LED parking lot fixture | 4.397% | 0 | 573.8554 | Commercial_2026_Economic_GWh_After Competition Groups_LED parking lot fixture
Commercial | Com ¦ LED Replacement Lamp (Tube) | 2026 | Economic | GWh | After Competition Groups | 428.1301 | 0 | 0 | 13052.1342 | 0.032802 | 9 | Commercial_2026_Economic_GWh_After Competition Groups_9 | LED Replacement Lamp (Tube) | 3.28% | 0 | 428.1301 | Commercial_2026_Economic_GWh_After Competition Groups_LED Replacement Lamp (Tube)
Commercial | Com ¦ High Efficiency Air Source Heat Pump | 2026 | Economic | GWh | After Competition Groups | 398.1316 | 0 | 0 | 13052.1342 | 0.030503 | 10 | Commercial_2026_Economic_GWh_After Competition Groups_10 | High Efficiency Air Source Heat Pump | 3.05% | 0 | 398.1316 | Commercial_2026_Economic_GWh_After Competition Groups_High Efficiency Air Source Heat Pump
Commercial | Com ¦ LED street light fixture | 2026 | Economic | GWh | After Competition Groups | 349.8516 | 0 | 0 | 13052.1342 | 0.026804 | 11 | Commercial_2026_Economic_GWh_After Competition Groups_11 | LED street light fixture | 2.68% | 0 | 349.8516 | Commercial_2026_Economic_GWh_After Competition Groups_LED street light fixture
Commercial | Com ¦ Advanced BAS/Controllers | 2026 | Economic | GWh | After Competition Groups | 321.3326 | 0 | 0 | 13052.1342 | 0.024619 | 12 | Commercial_2026_Economic_GWh_After Competition Groups_12 | Advanced BAS/Controllers | 2.462% | 0 | 321.3326 | Commercial_2026_Economic_GWh_After Competition Groups_Advanced BAS/Controllers
Commercial | Com ¦ Data Center Storage/Server Virtualization | 2026 | Economic | GWh | After Competition Groups | 280.8159 | 0 | 0 | 13052.1342 | 0.021515 | 13 | Commercial_2026_Economic_GWh_After Competition Groups_13 | Data Center Storage/Server Virtualization | 2.151% | 0 | 280.8159 | Commercial_2026_Economic_GWh_After Competition Groups_Data Center Storage/Server Virtualization
Commercial | Com ¦ Demand Control Ventilation | 2026 | Economic | GWh | After Competition Groups | 264.8854 | 0 | 0 | 13052.1342 | 0.020294 | 14 | Commercial_2026_Economic_GWh_After Competition Groups_14 | Demand Control Ventilation | 2.029% | 0 | 264.8854 | Commercial_2026_Economic_GWh_After Competition Groups_Demand Control Ventilation
Commercial | Com ¦ Strip Curtains | 2026 | Economic | GWh | After Competition Groups | 236.9656 | 0 | 0 | 13052.1342 | 0.018155 | 15 | Commercial_2026_Economic_GWh_After Competition Groups_15 | Strip Curtains | 1.816% | 0 | 236.9656 | Commercial_2026_Economic_GWh_After Competition Groups_Strip Curtains
Commercial | Com ¦ Variable Frequency Drive (VFD) | 2026 | Economic | GWh | After Competition Groups | 201.158 | 0 | 0 | 13052.1342 | 0.015412 | 16 | Commercial_2026_Economic_GWh_After Competition Groups_16 | Variable Frequency Drive (VFD) | 1.541% | 0 | 201.158 | Commercial_2026_Economic_GWh_After Competition Groups_Variable Frequency Drive (VFD)
Commercial | Com ¦ Reach-in Shaded Pole to ECM/PSC Evaporator Fan Motor | 2026 | Economic | GWh | After Competition Groups | 200.0079 | 0 | 0 | 13052.1342 | 0.015324 | 17 | Commercial_2026_Economic_GWh_After Competition Groups_17 | Reach-in Shaded Pole to ECM/PSC Evaporator Fan Motor | 1.532% | 0 | 200.0079 | Commercial_2026_Economic_GWh_After Competition Groups_Reach-in Shaded Pole to ECM/PSC Evaporator Fan Motor
Commercial | Com ¦ VFD on Pumps | 2026 | Economic | GWh | After Competition Groups | 188.26 | 0 | 0 | 13052.1342 | 0.014424 | 18 | Commercial_2026_Economic_GWh_After Competition Groups_18 | VFD on Pumps | 1.442% | 0 | 188.26 | Commercial_2026_Economic_GWh_After Competition Groups_VFD on Pumps
Commercial | Com ¦ Centrally controlled desktop PC/NETWORK PC POWER MANAGEMENT SOFTWARE | 2026 | Economic | GWh | After Competition Groups | 186.5042 | 0 | 0 | 13052.1342 | 0.014289 | 19 | Commercial_2026_Economic_GWh_After Competition Groups_19 | Centrally controlled desktop PC/NETWORK PC POWER MANAGEMENT SOFTWARE | 1.429% | 0 | 186.5042 | Commercial_2026_Economic_GWh_After Competition Groups_Centrally controlled desktop PC/NETWORK PC POWER MANAGEMENT SOFTWARE
Commercial | Com ¦ Refrigerated Display Case Doors | 2026 | Economic | GWh | After Competition Groups | 174.4303 | 0 | 0 | 13052.1342 | 0.013364 | 20 | Commercial_2026_Economic_GWh_After Competition Groups_20 | Refrigerated Display Case Doors | 1.336% | 0 | 174.4303 | Commercial_2026_Economic_GWh_After Competition Groups_Refrigerated Display Case Doors
Commercial | Com ¦ LED or Equivalent Sign Lighting | 2026 | Economic | GWh | After Competition Groups | 157.5612 | 0 | 0 | 13052.1342 | 0.012072 | 21 | Commercial_2026_Economic_GWh_After Competition Groups_21 | LED or Equivalent Sign Lighting | 1.207% | 0 | 157.5612 | Commercial_2026_Economic_GWh_After Competition Groups_LED or Equivalent Sign Lighting
Commercial | Com ¦ Air Handler with Dedicated Outdoor Air Systems | 2026 | Economic | GWh | After Competition Groups | 153.5313 | 0 | 0 | 13052.1342 | 0.011763 | 22 | Commercial_2026_Economic_GWh_After Competition Groups_22 | Air Handler with Dedicated Outdoor Air Systems | 1.176% | 0 | 153.5313 | Commercial_2026_Economic_GWh_After Competition Groups_Air Handler with Dedicated Outdoor Air Systems
Commercial | Com ¦ Adaptive Thermostats | 2026 | Economic | GWh | After Competition Groups | 139.5928 | 0 | 0 | 13052.1342 | 0.010695 | 23 | Commercial_2026_Economic_GWh_After Competition Groups_23 | Adaptive Thermostats | 1.07% | 0 | 139.5928 | Commercial_2026_Economic_GWh_After Competition Groups_Adaptive Thermostats
Commercial | Com ¦ Unitary Air-Conditioning Unit | 2026 | Economic | GWh | After Competition Groups | 118.6853 | 0 | 0 | 13052.1342 | 0.0090932 | 24 | Commercial_2026_Economic_GWh_After Competition Groups_24 | Unitary Air-Conditioning Unit | 0.9093% | 0 | 118.6853 | Commercial_2026_Economic_GWh_After Competition Groups_Unitary Air-Conditioning Unit
Commercial | Com ¦ ENERGY STAR LED LAMPS (General Service Lamps) | 2026 | Economic | GWh | After Competition Groups | 116.1196 | 0 | 0 | 13052.1342 | 0.0088966 | 25 | Commercial_2026_Economic_GWh_After Competition Groups_25 | ENERGY STAR LED LAMPS (General Service Lamps) | 0.8897% | 0 | 116.1196 | Commercial_2026_Economic_GWh_After Competition Groups_ENERGY STAR LED LAMPS (General Service Lamps)
Commercial | Com ¦ ECM MOTORS FOR EVAPORATOR FANS for refrigeration (WALK-IN) | 2026 | Economic | GWh | After Competition Groups | 95.2927 | 0 | 0 | 13052.1342 | 0.0073009 | 26 | Commercial_2026_Economic_GWh_After Competition Groups_26 | ECM MOTORS FOR EVAPORATOR FANS for refrigeration (WALK-IN) | 0.7301% | 0 | 95.2927 | Commercial_2026_Economic_GWh_After Competition Groups_ECM MOTORS FOR EVAPORATOR FANS for refrigeration (WALK-IN)
Commercial | Com ¦ Condensing Unit Heaters or other Efficient Unit Heating System | 2026 | Economic | GWh | After Competition Groups | 91.3262 | 0 | 0 | 13052.1342 | 0.006997 | 27 | Commercial_2026_Economic_GWh_After Competition Groups_27 | Condensing Unit Heaters or other Efficient Unit Heating System | 0.6997% | 0 | 91.3262 | Commercial_2026_Economic_GWh_After Competition Groups_Condensing Unit Heaters or other Efficient Unit Heating System
Commercial | Com ¦ Demand Control Kitchen Ventilation | 2026 | Economic | GWh | After Competition Groups | 84.3635 | 0 | 0 | 13052.1342 | 0.0064636 | 28 | Commercial_2026_Economic_GWh_After Competition Groups_28 | Demand Control Kitchen Ventilation | 0.6464% | 0 | 84.3635 | Commercial_2026_Economic_GWh_After Competition Groups_Demand Control Kitchen Ventilation
Commercial | Com ¦ Refrigerated Display Case LED | 2026 | Economic | GWh | After Competition Groups | 82.5188 | 0 | 0 | 13052.1342 | 0.0063222 | 29 | Commercial_2026_Economic_GWh_After Competition Groups_29 | Refrigerated Display Case LED | 0.6322% | 0 | 82.5188 | Commercial_2026_Economic_GWh_After Competition Groups_Refrigerated Display Case LED
Commercial | Com ¦ Freezer Case Light Sensor | 2026 | Economic | GWh | After Competition Groups | 78.4847 | 0 | 0 | 13052.1342 | 0.0060132 | 30 | Commercial_2026_Economic_GWh_After Competition Groups_30 | Freezer Case Light Sensor | 0.6013% | 0 | 78.4847 | Commercial_2026_Economic_GWh_After Competition Groups_Freezer Case Light Sensor
Commercial | Com ¦ Evaporator Fan Controls | 2026 | Economic | GWh | After Competition Groups | 76.5584 | 0 | 0 | 13052.1342 | 0.0058656 | 31 | Commercial_2026_Economic_GWh_After Competition Groups_31 | Evaporator Fan Controls | 0.5866% | 0 | 76.5584 | Commercial_2026_Economic_GWh_After Competition Groups_Evaporator Fan Controls
Commercial | Com ¦ Occupancy Sensors | 2026 | Economic | GWh | After Competition Groups | 72.497 | 0 | 0 | 13052.1342 | 0.0055544 | 32 | Commercial_2026_Economic_GWh_After Competition Groups_32 | Occupancy Sensors | 0.5554% | 0 | 72.497 | Commercial_2026_Economic_GWh_After Competition Groups_Occupancy Sensors
Commercial | Com ¦ Elec Storage WH 2.30 Et | 2026 | Economic | GWh | After Competition Groups | 40.2482 | 0 | 0 | 13052.1342 | 0.0030836 | 33 | Commercial_2026_Economic_GWh_After Competition Groups_33 | Elec Storage WH 2.30 Et | 0.3084% | 0 | 40.2482 | Commercial_2026_Economic_GWh_After Competition Groups_Elec Storage WH 2.30 Et
Commercial | Com ¦ BEVERAGE VENDING MACHINE CONTROLS | 2026 | Economic | GWh | After Competition Groups | 38.0921 | 0 | 0 | 13052.1342 | 0.0029185 | 34 | Commercial_2026_Economic_GWh_After Competition Groups_34 | BEVERAGE VENDING MACHINE CONTROLS | 0.2918% | 0 | 38.0921 | Commercial_2026_Economic_GWh_After Competition Groups_BEVERAGE VENDING MACHINE CONTROLS
Commercial | Com ¦ Door Gasket Freezer/Refrigerator | 2026 | Economic | GWh | After Competition Groups | 36.4885 | 0 | 0 | 13052.1342 | 0.0027956 | 35 | Commercial_2026_Economic_GWh_After Competition Groups_35 | Door Gasket Freezer/Refrigerator | 0.2796% | 0 | 36.4885 | Commercial_2026_Economic_GWh_After Competition Groups_Door Gasket Freezer/Refrigerator
Commercial | Com ¦ Temperature Adjustment in Commercial Freezers | 2026 | Economic | GWh | After Competition Groups | 29.2751 | 0 | 0 | 13052.1342 | 0.0022429 | 36 | Commercial_2026_Economic_GWh_After Competition Groups_36 | Temperature Adjustment in Commercial Freezers | 0.2243% | 0 | 29.2751 | Commercial_2026_Economic_GWh_After Competition Groups_Temperature Adjustment in Commercial Freezers
Commercial | Com ¦ Chilled Water Optimization | 2026 | Economic | GWh | After Competition Groups | 28.7325 | 0 | 0 | 13052.1342 | 0.0022014 | 37 | Commercial_2026_Economic_GWh_After Competition Groups_37 | Chilled Water Optimization | 0.2201% | 0 | 28.7325 | Commercial_2026_Economic_GWh_After Competition Groups_Chilled Water Optimization
Commercial | Com ¦ CO Sensors for parking garage exhaust fans | 2026 | Economic | GWh | After Competition Groups | 28.2577 | 0 | 0 | 13052.1342 | 0.002165 | 38 | Commercial_2026_Economic_GWh_After Competition Groups_38 | CO Sensors for parking garage exhaust fans | 0.2165% | 0 | 28.2577 | Commercial_2026_Economic_GWh_After Competition Groups_CO Sensors for parking garage exhaust fans
Commercial | Com ¦ ENERGY STAR Griddle (74% eff) | 2026 | Economic | GWh | After Competition Groups | 27.9837 | 0 | 0 | 13052.1342 | 0.002144 | 39 | Commercial_2026_Economic_GWh_After Competition Groups_39 | ENERGY STAR Griddle (74% eff) | 0.2144% | 0 | 27.9837 | Commercial_2026_Economic_GWh_After Competition Groups_ENERGY STAR Griddle (74% eff)
Commercial | Com ¦ Energy Efficient Laboratory Fume Hood | 2026 | Economic | GWh | After Competition Groups | 26.0738 | 0 | 0 | 13052.1342 | 0.0019977 | 40 | Commercial_2026_Economic_GWh_After Competition Groups_40 | Energy Efficient Laboratory Fume Hood | 0.1998% | 0 | 26.0738 | Commercial_2026_Economic_GWh_After Competition Groups_Energy Efficient Laboratory Fume Hood
Commercial | Com ¦ Vertical Night Covers | 2026 | Economic | GWh | After Competition Groups | 22.7095 | 0 | 0 | 13052.1342 | 0.0017399 | 41 | Commercial_2026_Economic_GWh_After Competition Groups_41 | Vertical Night Covers | 0.174% | 0 | 22.7095 | Commercial_2026_Economic_GWh_After Competition Groups_Vertical Night Covers
Commercial | Com ¦ Water Source Heat Pump (4 ton) | 2026 | Economic | GWh | After Competition Groups | 21.7256 | 0 | 0 | 13052.1342 | 0.0016645 | 42 | Commercial_2026_Economic_GWh_After Competition Groups_42 | Water Source Heat Pump (4 ton) | 0.1665% | 0 | 21.7256 | Commercial_2026_Economic_GWh_After Competition Groups_Water Source Heat Pump (4 ton)
Commercial | Com ¦ Duct Insulation, R8 | 2026 | Economic | GWh | After Competition Groups | 20.2176 | 0 | 0 | 13052.1342 | 0.001549 | 43 | Commercial_2026_Economic_GWh_After Competition Groups_43 | Duct Insulation, R8 | 0.1549% | 0 | 20.2176 | Commercial_2026_Economic_GWh_After Competition Groups_Duct Insulation, R8
Commercial | Com ¦ Water Heating (DHW) Pipe Insulation (Add 3/4\ Foam)" | 2026 | Economic | GWh | After Competition Groups | 19.5464 | 0 | 0 | 13052.1342 | 0.0014976 | 44 | Commercial_2026_Economic_GWh_After Competition Groups_44 | Water Heating (DHW) Pipe Insulation (Add 3/4\ Foam)" | 0.1498% | 0 | 19.5464 | Commercial_2026_Economic_GWh_After Competition Groups_Water Heating (DHW) Pipe Insulation (Add 3/4\ Foam)"
Commercial | Com ¦ Outside Air Economizer | 2026 | Economic | GWh | After Competition Groups | 16.5415 | 0 | 0 | 13052.1342 | 0.0012673 | 45 | Commercial_2026_Economic_GWh_After Competition Groups_45 | Outside Air Economizer | 0.1267% | 0 | 16.5415 | Commercial_2026_Economic_GWh_After Competition Groups_Outside Air Economizer
Commercial | Com ¦ Suction Pipe Insulation Freezer/Refrigerator | 2026 | Economic | GWh | After Competition Groups | 12.4117 | 0 | 0 | 13052.1342 | 0.00095093 | 46 | Commercial_2026_Economic_GWh_After Competition Groups_46 | Suction Pipe Insulation Freezer/Refrigerator | 0.09509% | 0 | 12.4117 | Commercial_2026_Economic_GWh_After Competition Groups_Suction Pipe Insulation Freezer/Refrigerator
Commercial | Com ¦ ENERGY STAR Dishwasher | 2026 | Economic | GWh | After Competition Groups | 10.3696 | 0 | 0 | 13052.1342 | 0.00079448 | 47 | Commercial_2026_Economic_GWh_After Competition Groups_47 | ENERGY STAR Dishwasher | 0.07945% | 0 | 10.3696 | Commercial_2026_Economic_GWh_After Competition Groups_ENERGY STAR Dishwasher
Commercial | Com ¦ ENERGY STAR Fryer (84% eff) | 2026 | Economic | GWh | After Competition Groups | 9.8852 | 0 | 0 | 13052.1342 | 0.00075737 | 48 | Commercial_2026_Economic_GWh_After Competition Groups_48 | ENERGY STAR Fryer (84% eff) | 0.07574% | 0 | 9.8852 | Commercial_2026_Economic_GWh_After Competition Groups_ENERGY STAR Fryer (84% eff)
Commercial | Com ¦ Ozone Laundry Treatment | 2026 | Economic | GWh | After Competition Groups | 6.2293 | 0 | 0 | 13052.1342 | 0.00047726 | 49 | Commercial_2026_Economic_GWh_After Competition Groups_49 | Ozone Laundry Treatment | 0.04773% | 0 | 6.2293 | Commercial_2026_Economic_GWh_After Competition Groups_Ozone Laundry Treatment
Commercial | Com ¦ ENERGY STAR Steam Cookers | 2026 | Economic | GWh | After Competition Groups | 4.8436 | 0 | 0 | 13052.1342 | 0.0003711 | 50 | Commercial_2026_Economic_GWh_After Competition Groups_50 | ENERGY STAR Steam Cookers | 0.03711% | 0 | 4.8436 | Commercial_2026_Economic_GWh_After Competition Groups_ENERGY STAR Steam Cookers
Commercial | Com ¦ Demand controlled Circulating Systems | 2026 | Economic | GWh | After Competition Groups | 4.1886 | 0 | 0 | 13052.1342 | 0.00032091 | 51 | Commercial_2026_Economic_GWh_After Competition Groups_51 | Demand controlled Circulating Systems | 0.03209% | 0 | 4.1886 | Commercial_2026_Economic_GWh_After Competition Groups_Demand controlled Circulating Systems
Commercial | Com ¦ Condensing Make Up Air Unit | 2026 | Economic | GWh | After Competition Groups | 3.3188 | 0 | 0 | 13052.1342 | 0.00025427 | 52 | Commercial_2026_Economic_GWh_After Competition Groups_52 | Condensing Make Up Air Unit | 0.02543% | 0 | 3.3188 | Commercial_2026_Economic_GWh_After Competition Groups_Condensing Make Up Air Unit
Commercial | Com ¦ ECM MOTORS FOR HVAC APPLICATION (FAN-POWERED VAV BOX) | 2026 | Economic | GWh | After Competition Groups | 2.6241 | 0 | 0 | 13052.1342 | 0.00020105 | 53 | Commercial_2026_Economic_GWh_After Competition Groups_53 | ECM MOTORS FOR HVAC APPLICATION (FAN-POWERED VAV BOX) | 0.0201% | 0 | 2.6241 | Commercial_2026_Economic_GWh_After Competition Groups_ECM MOTORS FOR HVAC APPLICATION (FAN-POWERED VAV BOX)
Commercial | Com ¦ Solar Water Preheat (Pools/DHW) | 2026 | Economic | GWh | After Competition Groups | 2.2923 | 0 | 0 | 13052.1342 | 0.00017563 | 54 | Commercial_2026_Economic_GWh_After Competition Groups_54 | Solar Water Preheat (Pools/DHW) | 0.01756% | 0 | 2.2923 | Commercial_2026_Economic_GWh_After Competition Groups_Solar Water Preheat (Pools/DHW)
Commercial | Com ¦ Thermostat Setback | 2026 | Economic | GWh | After Competition Groups | 2.1527 | 0 | 0 | 13052.1342 | 0.00016493 | 55 | Commercial_2026_Economic_GWh_After Competition Groups_55 | Thermostat Setback | 0.01649% | 0 | 2.1527 | Commercial_2026_Economic_GWh_After Competition Groups_Thermostat Setback
Commercial | Com ¦ Notched V belts for HVAC Systems | 2026 | Economic | GWh | After Competition Groups | 2.0855 | 0 | 0 | 13052.1342 | 0.00015978 | 56 | Commercial_2026_Economic_GWh_After Competition Groups_56 | Notched V belts for HVAC Systems | 0.01598% | 0 | 2.0855 | Commercial_2026_Economic_GWh_After Competition Groups_Notched V belts for HVAC Systems
Commercial | Com ¦ PTAC (12 EER/10,000 BTU) | 2026 | Economic | GWh | After Competition Groups | 1.6399 | 0 | 0 | 13052.1342 | 0.00012564 | 57 | Commercial_2026_Economic_GWh_After Competition Groups_57 | PTAC (12 EER/10,000 BTU) | 0.01256% | 0 | 1.6399 | Commercial_2026_Economic_GWh_After Competition Groups_PTAC (12 EER/10,000 BTU)
Commercial | Com ¦ Auto Off Time Switch or Time Clock control | 2026 | Economic | GWh | After Competition Groups | 1.2976 | 0 | 0 | 13052.1342 | 9.9414e-05 | 58 | Commercial_2026_Economic_GWh_After Competition Groups_58 | Auto Off Time Switch or Time Clock control | 0.009941% | 0 | 1.2976 | Commercial_2026_Economic_GWh_After Competition Groups_Auto Off Time Switch or Time Clock control
Commercial | Com ¦ CEE Tier 2/Energy Star Clothes Washers | 2026 | Economic | GWh | After Competition Groups | 1.1056 | 0 | 0 | 13052.1342 | 8.4706e-05 | 59 | Commercial_2026_Economic_GWh_After Competition Groups_59 | CEE Tier 2/Energy Star Clothes Washers | 0.008471% | 0 | 1.1056 | Commercial_2026_Economic_GWh_After Competition Groups_CEE Tier 2/Energy Star Clothes Washers
Commercial | COM ¦ Ductless Mini-Split Heat Pumps | 2026 | Economic | GWh | After Competition Groups | 0.88152 | 0 | 0 | 13052.1342 | 6.7538e-05 | 60 | Commercial_2026_Economic_GWh_After Competition Groups_60 | Ductless Mini-Split Heat Pumps | 0.006754% | 0 | 0.88152 | Commercial_2026_Economic_GWh_After Competition Groups_Ductless Mini-Split Heat Pumps
Commercial | Com ¦ Low Flow Pre-Rinse Spray Nozzle | 2026 | Economic | GWh | After Competition Groups | 0.7429 | 0 | 0 | 13052.1342 | 5.6918e-05 | 61 | Commercial_2026_Economic_GWh_After Competition Groups_61 | Low Flow Pre-Rinse Spray Nozzle | 0.005692% | 0 | 0.7429 | Commercial_2026_Economic_GWh_After Competition Groups_Low Flow Pre-Rinse Spray Nozzle
Commercial | Com ¦ Commercial Hot Food Holding Cabinets | 2026 | Economic | GWh | After Competition Groups | 0.4246 | 0 | 0 | 13052.1342 | 3.2531e-05 | 62 | Commercial_2026_Economic_GWh_After Competition Groups_62 | Commercial Hot Food Holding Cabinets | 0.003253% | 0 | 0.4246 | Commercial_2026_Economic_GWh_After Competition Groups_Commercial Hot Food Holding Cabinets
Commercial | Com ¦ HVAC Optimization | 2026 | Economic | GWh | After Competition Groups | 0.3899 | 0 | 0 | 13052.1342 | 2.9873e-05 | 63 | Commercial_2026_Economic_GWh_After Competition Groups_63 | HVAC Optimization | 0.002987% | 0 | 0.3899 | Commercial_2026_Economic_GWh_After Competition Groups_HVAC Optimization
Commercial | Com ¦ Energy Recovery Ventilation and Ventilation (Enhanced) | 2026 | Economic | GWh | After Competition Groups | 0.35888 | 0 | 0 | 13052.1342 | 2.7496e-05 | 64 | Commercial_2026_Economic_GWh_After Competition Groups_64 | Energy Recovery Ventilation and Ventilation (Enhanced) | 0.00275% | 0 | 0.35888 | Commercial_2026_Economic_GWh_After Competition Groups_Energy Recovery Ventilation and Ventilation (Enhanced)
Commercial | Com ¦ Wall Insulation | 2026 | Economic | GWh | After Competition Groups | 0.18572 | 0 | 0 | 13052.1342 | 1.4229e-05 | 65 | Commercial_2026_Economic_GWh_After Competition Groups_65 | Wall Insulation | 0.001423% | 0 | 0.18572 | Commercial_2026_Economic_GWh_After Competition Groups_Wall Insulation
Commercial | Com ¦ Room AC (w/ louvered sides) 14 SEER from 12 SEER code | 2026 | Economic | GWh | After Competition Groups | 0.098258 | 0 | 0 | 13052.1342 | 7.5281e-06 | 66 | Commercial_2026_Economic_GWh_After Competition Groups_66 | Room AC (w/ louvered sides) 14 SEER from 12 SEER code | 0.0007528% | 0 | 0.098258 | Commercial_2026_Economic_GWh_After Competition Groups_Room AC (w/ louvered sides) 14 SEER from 12 SEER code
Commercial | Com ¦ Air Curtains | 2026 | Economic | GWh | After Competition Groups | 0.052841 | 0 | 0 | 13052.1342 | 4.0484e-06 | 67 | Commercial_2026_Economic_GWh_After Competition Groups_67 | Air Curtains | 0.0004048% | 0 | 0.052841 | Commercial_2026_Economic_GWh_After Competition Groups_Air Curtains
Commercial | Com ¦ EC Plug Fan for Data Center (under cabinet) | 2026 | Economic | GWh | After Competition Groups | 0.0443 | 0 | 0 | 13052.1342 | 3.3941e-06 | 68 | Commercial_2026_Economic_GWh_After Competition Groups_68 | EC Plug Fan for Data Center (under cabinet) | 0.0003394% | 0 | 0.0443 | Commercial_2026_Economic_GWh_After Competition Groups_EC Plug Fan for Data Center (under cabinet)
Commercial | Com ¦ High Efficiency Chiller (avg of water and air cooled) | 2026 | Economic | GWh | After Competition Groups | 0.038894 | 0 | 0 | 13052.1342 | 2.9799e-06 | 69 | Commercial_2026_Economic_GWh_After Competition Groups_69 | High Efficiency Chiller (avg of water and air cooled) | 0.000298% | 0 | 0.038894 | Commercial_2026_Economic_GWh_After Competition Groups_High Efficiency Chiller (avg of water and air cooled)
Commercial | Com ¦ VSD Air Compressor | 2026 | Economic | GWh | After Competition Groups | 0.033645 | 0 | 0 | 13052.1342 | 2.5778e-06 | 70 | Commercial_2026_Economic_GWh_After Competition Groups_70 | VSD Air Compressor | 0.0002578% | 0 | 0.033645 | Commercial_2026_Economic_GWh_After Competition Groups_VSD Air Compressor
Commercial | Com ¦ LED RECESSED DOWNLIGHTS | 2026 | Economic | GWh | After Competition Groups | 0.024507 | 0 | 0 | 13052.1342 | 1.8776e-06 | 71 | Commercial_2026_Economic_GWh_After Competition Groups_71 | LED RECESSED DOWNLIGHTS | 0.0001878% | 0 | 0.024507 | Commercial_2026_Economic_GWh_After Competition Groups_LED RECESSED DOWNLIGHTS
Commercial | Com ¦ Electric Convection Combination Ovens | 2026 | Economic | GWh | After Competition Groups | 0.0026152 | 0 | 0 | 13052.1342 | 2.0037e-07 | 72 | Commercial_2026_Economic_GWh_After Competition Groups_72 | Electric Convection Combination Ovens | 2.004e-05% | 0 | 0.0026152 | Commercial_2026_Economic_GWh_After Competition Groups_Electric Convection Combination Ovens
Commercial | Com ¦ Efficient compressor motor | 2026 | Economic | GWh | After Competition Groups | 0 | 0 | 0 | 13052.1342 | 0 | 73 | Commercial_2026_Economic_GWh_After Competition Groups_73 | Efficient compressor motor | 0% | 0 | 0 | Commercial_2026_Economic_GWh_After Competition Groups_Efficient compressor motor
Commercial | Com ¦ Indoor Daylight Sensors/Photocell Dimming Control | 2026 | Economic | GWh | After Competition Groups | 0 | 0 | 0 | 13052.1342 | 0 | 74 | Commercial_2026_Economic_GWh_After Competition Groups_74 | Indoor Daylight Sensors/Photocell Dimming Control | 0% | 0 | 0 | Commercial_2026_Economic_GWh_After Competition Groups_Indoor Daylight Sensors/Photocell Dimming Control
Commercial | Com ¦ Variable Refrigerant Flow Heat Pump | 2026 | Economic | GWh | After Competition Groups | 0 | 0 | 0 | 13052.1342 | 0 | 75 | Commercial_2026_Economic_GWh_After Competition Groups_75 | Variable Refrigerant Flow Heat Pump | 0% | 0 | 0 | Commercial_2026_Economic_GWh_After Competition Groups_Variable Refrigerant Flow Heat Pump
Commercial | Com ¦ ENERGY STAR LED LAMPS (REFLECTOR LAMPs/MR16/PAR 16) | 2026 | SC A | GWh | After Competition Groups | 702.5254 | 4405674.7282 | 4.4057 | 4955.113 | 0.14178 | 1 | Commercial_2026_SC A_GWh_After Competition Groups_1 | ENERGY STAR LED LAMPS (REFLECTOR LAMPs/MR16/PAR 16) | 14.18% | 4.4057 | 702.5254 | Commercial_2026_SC A_GWh_After Competition Groups_ENERGY STAR LED LAMPS (REFLECTOR LAMPs/MR16/PAR 16)
Commercial | Com ¦ LED Troffer/Surface/Suspended | 2026 | SC A | GWh | After Competition Groups | 504.9211 | 65006114.9723 | 65.0061 | 4955.113 | 0.1019 | 2 | Commercial_2026_SC A_GWh_After Competition Groups_2 | LED Troffer/Surface/Suspended | 10.19% | 65.0061 | 504.9211 | Commercial_2026_SC A_GWh_After Competition Groups_LED Troffer/Surface/Suspended
Commercial | Com ¦ LED Low/High Bay | 2026 | SC A | GWh | After Competition Groups | 491.6278 | 46452602.9279 | 46.4526 | 4955.113 | 0.099216 | 3 | Commercial_2026_SC A_GWh_After Competition Groups_3 | LED Low/High Bay | 9.922% | 46.4526 | 491.6278 | Commercial_2026_SC A_GWh_After Competition Groups_LED Low/High Bay
Commercial | Com ¦ LED EXTERIOR AREA LIGHTS - LED fixture (200W) | 2026 | SC A | GWh | After Competition Groups | 437.8765 | 0 | 0 | 4955.113 | 0.088369 | 4 | Commercial_2026_SC A_GWh_After Competition Groups_4 | LED EXTERIOR AREA LIGHTS - LED fixture (200W) | 8.837% | 0 | 437.8765 | Commercial_2026_SC A_GWh_After Competition Groups_LED EXTERIOR AREA LIGHTS - LED fixture (200W)
Commercial | Com ¦ LED parking lot fixture | 2026 | SC A | GWh | After Competition Groups | 426.2871 | 11704536.6904 | 11.7045 | 4955.113 | 0.08603 | 5 | Commercial_2026_SC A_GWh_After Competition Groups_5 | LED parking lot fixture | 8.603% | 11.7045 | 426.2871 | Commercial_2026_SC A_GWh_After Competition Groups_LED parking lot fixture
Commercial | Com ¦ LED Replacement Lamp (Tube) | 2026 | SC A | GWh | After Competition Groups | 344.4779 | 0 | 0 | 4955.113 | 0.06952 | 6 | Commercial_2026_SC A_GWh_After Competition Groups_6 | LED Replacement Lamp (Tube) | 6.952% | 0 | 344.4779 | Commercial_2026_SC A_GWh_After Competition Groups_LED Replacement Lamp (Tube)
Commercial | Com ¦ LED street light fixture | 2026 | SC A | GWh | After Competition Groups | 251.1945 | 11721900.0595 | 11.7219 | 4955.113 | 0.050694 | 7 | Commercial_2026_SC A_GWh_After Competition Groups_7 | LED street light fixture | 5.069% | 11.7219 | 251.1945 | Commercial_2026_SC A_GWh_After Competition Groups_LED street light fixture
Commercial | Com ¦ Building Recommissioning, Operations and Maintenance (O&M) Improvements | 2026 | SC A | GWh | After Competition Groups | 233.9247 | 1177439.6215 | 1.1774 | 4955.113 | 0.047209 | 8 | Commercial_2026_SC A_GWh_After Competition Groups_8 | Building Recommissioning, Operations and Maintenance (O&M) Improvements | 4.721% | 1.1774 | 233.9247 | Commercial_2026_SC A_GWh_After Competition Groups_Building Recommissioning, Operations and Maintenance (O&M) Improvements
Commercial | Com ¦ Furnace Tune-Up | 2026 | SC A | GWh | After Competition Groups | 156.1771 | 98180.1322 | 0.09818 | 4955.113 | 0.031518 | 9 | Commercial_2026_SC A_GWh_After Competition Groups_9 | Furnace Tune-Up | 3.152% | 0.09818 | 156.1771 | Commercial_2026_SC A_GWh_After Competition Groups_Furnace Tune-Up
Commercial | Com ¦ Data Center Storage/Server Virtualization | 2026 | SC A | GWh | After Competition Groups | 155.8053 | 0 | 0 | 4955.113 | 0.031443 | 10 | Commercial_2026_SC A_GWh_After Competition Groups_10 | Data Center Storage/Server Virtualization | 3.144% | 0 | 155.8053 | Commercial_2026_SC A_GWh_After Competition Groups_Data Center Storage/Server Virtualization
Commercial | Com ¦ Reach-in Shaded Pole to ECM/PSC Evaporator Fan Motor | 2026 | SC A | GWh | After Competition Groups | 125.1238 | 2481488.5749 | 2.4815 | 4955.113 | 0.025251 | 11 | Commercial_2026_SC A_GWh_After Competition Groups_11 | Reach-in Shaded Pole to ECM/PSC Evaporator Fan Motor | 2.525% | 2.4815 | 125.1238 | Commercial_2026_SC A_GWh_After Competition Groups_Reach-in Shaded Pole to ECM/PSC Evaporator Fan Motor
Commercial | Com ¦ High Efficiency Air Source Heat Pump | 2026 | SC A | GWh | After Competition Groups | 123.2283 | 1076107.1718 | 1.0761 | 4955.113 | 0.024869 | 12 | Commercial_2026_SC A_GWh_After Competition Groups_12 | High Efficiency Air Source Heat Pump | 2.487% | 1.0761 | 123.2283 | Commercial_2026_SC A_GWh_After Competition Groups_High Efficiency Air Source Heat Pump
Commercial | Com ¦ ENERGY STAR LED LAMPS (General Service Lamps) | 2026 | SC A | GWh | After Competition Groups | 90.6591 | 573047.9231 | 0.57305 | 4955.113 | 0.018296 | 13 | Commercial_2026_SC A_GWh_After Competition Groups_13 | ENERGY STAR LED LAMPS (General Service Lamps) | 1.83% | 0.57305 | 90.6591 | Commercial_2026_SC A_GWh_After Competition Groups_ENERGY STAR LED LAMPS (General Service Lamps)
Commercial | Com ¦ LED or Equivalent Sign Lighting | 2026 | SC A | GWh | After Competition Groups | 83.589 | 3447886.69 | 3.4479 | 4955.113 | 0.016869 | 14 | Commercial_2026_SC A_GWh_After Competition Groups_14 | LED or Equivalent Sign Lighting | 1.687% | 3.4479 | 83.589 | Commercial_2026_SC A_GWh_After Competition Groups_LED or Equivalent Sign Lighting
Commercial | Com ¦ Education and Capacity Building/Energy Behavior | 2026 | SC A | GWh | After Competition Groups | 81.2132 | 953920.9544 | 0.95392 | 4955.113 | 0.01639 | 15 | Commercial_2026_SC A_GWh_After Competition Groups_15 | Education and Capacity Building/Energy Behavior | 1.639% | 0.95392 | 81.2132 | Commercial_2026_SC A_GWh_After Competition Groups_Education and Capacity Building/Energy Behavior
Commercial | Com ¦ Strip Curtains | 2026 | SC A | GWh | After Competition Groups | 78.6994 | 148879.9594 | 0.14888 | 4955.113 | 0.015882 | 16 | Commercial_2026_SC A_GWh_After Competition Groups_16 | Strip Curtains | 1.588% | 0.14888 | 78.6994 | Commercial_2026_SC A_GWh_After Competition Groups_Strip Curtains
Commercial | Com ¦ Refrigerated Display Case Doors | 2026 | SC A | GWh | After Competition Groups | 67.3269 | 3529118.4911 | 3.5291 | 4955.113 | 0.013587 | 17 | Commercial_2026_SC A_GWh_After Competition Groups_17 | Refrigerated Display Case Doors | 1.359% | 3.5291 | 67.3269 | Commercial_2026_SC A_GWh_After Competition Groups_Refrigerated Display Case Doors
Commercial | Com ¦ Advanced BAS/Controllers | 2026 | SC A | GWh | After Competition Groups | 56.8543 | 231272.9279 | 0.23127 | 4955.113 | 0.011474 | 18 | Commercial_2026_SC A_GWh_After Competition Groups_18 | Advanced BAS/Controllers | 1.147% | 0.23127 | 56.8543 | Commercial_2026_SC A_GWh_After Competition Groups_Advanced BAS/Controllers
Commercial | Com ¦ Centrally controlled desktop PC/NETWORK PC POWER MANAGEMENT SOFTWARE | 2026 | SC A | GWh | After Competition Groups | 55.3583 | 704219.4736 | 0.70422 | 4955.113 | 0.011172 | 19 | Commercial_2026_SC A_GWh_After Competition Groups_19 | Centrally controlled desktop PC/NETWORK PC POWER MANAGEMENT SOFTWARE | 1.117% | 0.70422 | 55.3583 | Commercial_2026_SC A_GWh_After Competition Groups_Centrally controlled desktop PC/NETWORK PC POWER MANAGEMENT SOFTWARE
Commercial | Com ¦ Variable Frequency Drive (VFD) | 2026 | SC A | GWh | After Competition Groups | 52.0436 | 1620019.0049 | 1.62 | 4955.113 | 0.010503 | 20 | Commercial_2026_SC A_GWh_After Competition Groups_20 | Variable Frequency Drive (VFD) | 1.05% | 1.62 | 52.0436 | Commercial_2026_SC A_GWh_After Competition Groups_Variable Frequency Drive (VFD)
Commercial | Com ¦ Demand Control Ventilation | 2026 | SC A | GWh | After Competition Groups | 49.0918 | 296020.6386 | 0.29602 | 4955.113 | 0.0099073 | 21 | Commercial_2026_SC A_GWh_After Competition Groups_21 | Demand Control Ventilation | 0.9907% | 0.29602 | 49.0918 | Commercial_2026_SC A_GWh_After Competition Groups_Demand Control Ventilation
Commercial | Com ¦ VFD on Pumps | 2026 | SC A | GWh | After Competition Groups | 48.3231 | 1547095.3719 | 1.5471 | 4955.113 | 0.0097522 | 22 | Commercial_2026_SC A_GWh_After Competition Groups_22 | VFD on Pumps | 0.9752% | 1.5471 | 48.3231 | Commercial_2026_SC A_GWh_After Competition Groups_VFD on Pumps
Commercial | Com ¦ Adaptive Thermostats | 2026 | SC A | GWh | After Competition Groups | 37.4982 | 1479887.8786 | 1.4799 | 4955.113 | 0.0075676 | 23 | Commercial_2026_SC A_GWh_After Competition Groups_23 | Adaptive Thermostats | 0.7568% | 1.4799 | 37.4982 | Commercial_2026_SC A_GWh_After Competition Groups_Adaptive Thermostats
Commercial | Com ¦ Air Handler with Dedicated Outdoor Air Systems | 2026 | SC A | GWh | After Competition Groups | 24.4813 | 0 | 0 | 4955.113 | 0.0049406 | 24 | Commercial_2026_SC A_GWh_After Competition Groups_24 | Air Handler with Dedicated Outdoor Air Systems | 0.4941% | 0 | 24.4813 | Commercial_2026_SC A_GWh_After Competition Groups_Air Handler with Dedicated Outdoor Air Systems
Commercial | Com ¦ ECM MOTORS FOR EVAPORATOR FANS for refrigeration (WALK-IN) | 2026 | SC A | GWh | After Competition Groups | 24.2561 | 977281.3915 | 0.97728 | 4955.113 | 0.0048952 | 25 | Commercial_2026_SC A_GWh_After Competition Groups_25 | ECM MOTORS FOR EVAPORATOR FANS for refrigeration (WALK-IN) | 0.4895% | 0.97728 | 24.2561 | Commercial_2026_SC A_GWh_After Competition Groups_ECM MOTORS FOR EVAPORATOR FANS for refrigeration (WALK-IN)
Commercial | Com ¦ Condensing Unit Heaters or other Efficient Unit Heating System | 2026 | SC A | GWh | After Competition Groups | 23.4844 | 29469.2123 | 0.029469 | 4955.113 | 0.0047394 | 26 | Commercial_2026_SC A_GWh_After Competition Groups_26 | Condensing Unit Heaters or other Efficient Unit Heating System | 0.4739% | 0.029469 | 23.4844 | Commercial_2026_SC A_GWh_After Competition Groups_Condensing Unit Heaters or other Efficient Unit Heating System
Commercial | Com ¦ Refrigerated Display Case LED | 2026 | SC A | GWh | After Competition Groups | 21.1666 | 767387.846 | 0.76739 | 4955.113 | 0.0042717 | 27 | Commercial_2026_SC A_GWh_After Competition Groups_27 | Refrigerated Display Case LED | 0.4272% | 0.76739 | 21.1666 | Commercial_2026_SC A_GWh_After Competition Groups_Refrigerated Display Case LED
Commercial | Com ¦ Demand Control Kitchen Ventilation | 2026 | SC A | GWh | After Competition Groups | 20.2532 | 96278.3719 | 0.096278 | 4955.113 | 0.0040873 | 28 | Commercial_2026_SC A_GWh_After Competition Groups_28 | Demand Control Kitchen Ventilation | 0.4087% | 0.096278 | 20.2532 | Commercial_2026_SC A_GWh_After Competition Groups_Demand Control Kitchen Ventilation
Commercial | Com ¦ Evaporator Fan Controls | 2026 | SC A | GWh | After Competition Groups | 19.4192 | 152890.3436 | 0.15289 | 4955.113 | 0.003919 | 29 | Commercial_2026_SC A_GWh_After Competition Groups_29 | Evaporator Fan Controls | 0.3919% | 0.15289 | 19.4192 | Commercial_2026_SC A_GWh_After Competition Groups_Evaporator Fan Controls
Commercial | Com ¦ Freezer Case Light Sensor | 2026 | SC A | GWh | After Competition Groups | 16.2918 | 1051344.3872 | 1.0513 | 4955.113 | 0.0032879 | 30 | Commercial_2026_SC A_GWh_After Competition Groups_30 | Freezer Case Light Sensor | 0.3288% | 1.0513 | 16.2918 | Commercial_2026_SC A_GWh_After Competition Groups_Freezer Case Light Sensor
Commercial | Com ¦ ENERGY STAR Griddle (74% eff) | 2026 | SC A | GWh | After Competition Groups | 16.0894 | 220906.4193 | 0.22091 | 4955.113 | 0.003247 | 31 | Commercial_2026_SC A_GWh_After Competition Groups_31 | ENERGY STAR Griddle (74% eff) | 0.3247% | 0.22091 | 16.0894 | Commercial_2026_SC A_GWh_After Competition Groups_ENERGY STAR Griddle (74% eff)
Commercial | Com ¦ Door Gasket Freezer/Refrigerator | 2026 | SC A | GWh | After Competition Groups | 15.0917 | 454057.9316 | 0.45406 | 4955.113 | 0.0030457 | 32 | Commercial_2026_SC A_GWh_After Competition Groups_32 | Door Gasket Freezer/Refrigerator | 0.3046% | 0.45406 | 15.0917 | Commercial_2026_SC A_GWh_After Competition Groups_Door Gasket Freezer/Refrigerator
Commercial | Com ¦ Occupancy Sensors | 2026 | SC A | GWh | After Competition Groups | 13.6002 | 4884.8368 | 0.0048848 | 4955.113 | 0.0027447 | 33 | Commercial_2026_SC A_GWh_After Competition Groups_33 | Occupancy Sensors | 0.2745% | 0.0048848 | 13.6002 | Commercial_2026_SC A_GWh_After Competition Groups_Occupancy Sensors
Commercial | Com ¦ Unitary Air-Conditioning Unit | 2026 | SC A | GWh | After Competition Groups | 13.5623 | 700240.0924 | 0.70024 | 4955.113 | 0.002737 | 34 | Commercial_2026_SC A_GWh_After Competition Groups_34 | Unitary Air-Conditioning Unit | 0.2737% | 0.70024 | 13.5623 | Commercial_2026_SC A_GWh_After Competition Groups_Unitary Air-Conditioning Unit
Commercial | Com ¦ Chilled Water Optimization | 2026 | SC A | GWh | After Competition Groups | 10.6767 | 474084.0863 | 0.47408 | 4955.113 | 0.0021547 | 35 | Commercial_2026_SC A_GWh_After Competition Groups_35 | Chilled Water Optimization | 0.2155% | 0.47408 | 10.6767 | Commercial_2026_SC A_GWh_After Competition Groups_Chilled Water Optimization
Commercial | Com ¦ Elec Storage WH 2.30 Et | 2026 | SC A | GWh | After Competition Groups | 7.8644 | 507758.5196 | 0.50776 | 4955.113 | 0.0015871 | 36 | Commercial_2026_SC A_GWh_After Competition Groups_36 | Elec Storage WH 2.30 Et | 0.1587% | 0.50776 | 7.8644 | Commercial_2026_SC A_GWh_After Competition Groups_Elec Storage WH 2.30 Et
Commercial | Com ¦ Temperature Adjustment in Commercial Freezers | 2026 | SC A | GWh | After Competition Groups | 7.4341 | 0 | 0 | 4955.113 | 0.0015003 | 37 | Commercial_2026_SC A_GWh_After Competition Groups_37 | Temperature Adjustment in Commercial Freezers | 0.15% | 0 | 7.4341 | Commercial_2026_SC A_GWh_After Competition Groups_Temperature Adjustment in Commercial Freezers
Commercial | Com ¦ BEVERAGE VENDING MACHINE CONTROLS | 2026 | SC A | GWh | After Competition Groups | 7.1672 | 174797.4576 | 0.1748 | 4955.113 | 0.0014464 | 38 | Commercial_2026_SC A_GWh_After Competition Groups_38 | BEVERAGE VENDING MACHINE CONTROLS | 0.1446% | 0.1748 | 7.1672 | Commercial_2026_SC A_GWh_After Competition Groups_BEVERAGE VENDING MACHINE CONTROLS
Commercial | Com ¦ CO Sensors for parking garage exhaust fans | 2026 | SC A | GWh | After Competition Groups | 6.184 | 299978.6113 | 0.29998 | 4955.113 | 0.001248 | 39 | Commercial_2026_SC A_GWh_After Competition Groups_39 | CO Sensors for parking garage exhaust fans | 0.1248% | 0.29998 | 6.184 | Commercial_2026_SC A_GWh_After Competition Groups_CO Sensors for parking garage exhaust fans
Commercial | Com ¦ Energy Efficient Laboratory Fume Hood | 2026 | SC A | GWh | After Competition Groups | 5.9034 | 308232.4329 | 0.30823 | 4955.113 | 0.0011914 | 40 | Commercial_2026_SC A_GWh_After Competition Groups_40 | Energy Efficient Laboratory Fume Hood | 0.1191% | 0.30823 | 5.9034 | Commercial_2026_SC A_GWh_After Competition Groups_Energy Efficient Laboratory Fume Hood
Commercial | Com ¦ ENERGY STAR Fryer (84% eff) | 2026 | SC A | GWh | After Competition Groups | 5.811 | 152948.5709 | 0.15295 | 4955.113 | 0.0011727 | 41 | Commercial_2026_SC A_GWh_After Competition Groups_41 | ENERGY STAR Fryer (84% eff) | 0.1173% | 0.15295 | 5.811 | Commercial_2026_SC A_GWh_After Competition Groups_ENERGY STAR Fryer (84% eff)
Commercial | Com ¦ Outside Air Economizer | 2026 | SC A | GWh | After Competition Groups | 5.7042 | 100549.1231 | 0.10055 | 4955.113 | 0.0011512 | 42 | Commercial_2026_SC A_GWh_After Competition Groups_42 | Outside Air Economizer | 0.1151% | 0.10055 | 5.7042 | Commercial_2026_SC A_GWh_After Competition Groups_Outside Air Economizer
Commercial | Com ¦ Vertical Night Covers | 2026 | SC A | GWh | After Competition Groups | 5.635 | 114345.2756 | 0.11435 | 4955.113 | 0.0011372 | 43 | Commercial_2026_SC A_GWh_After Competition Groups_43 | Vertical Night Covers | 0.1137% | 0.11435 | 5.635 | Commercial_2026_SC A_GWh_After Competition Groups_Vertical Night Covers
Commercial | Com ¦ Duct Insulation, R8 | 2026 | SC A | GWh | After Competition Groups | 5.1238 | 267370.7995 | 0.26737 | 4955.113 | 0.001034 | 44 | Commercial_2026_SC A_GWh_After Competition Groups_44 | Duct Insulation, R8 | 0.1034% | 0.26737 | 5.1238 | Commercial_2026_SC A_GWh_After Competition Groups_Duct Insulation, R8
Commercial | Com ¦ Water Heating (DHW) Pipe Insulation (Add 3/4\ Foam)" | 2026 | SC A | GWh | After Competition Groups | 4.9876 | 208954.3104 | 0.20895 | 4955.113 | 0.0010066 | 45 | Commercial_2026_SC A_GWh_After Competition Groups_45 | Water Heating (DHW) Pipe Insulation (Add 3/4\ Foam)" | 0.1007% | 0.20895 | 4.9876 | Commercial_2026_SC A_GWh_After Competition Groups_Water Heating (DHW) Pipe Insulation (Add 3/4\ Foam)"
Commercial | Com ¦ Water Source Heat Pump (4 ton) | 2026 | SC A | GWh | After Competition Groups | 3.9425 | 226468.4785 | 0.22647 | 4955.113 | 0.00079564 | 46 | Commercial_2026_SC A_GWh_After Competition Groups_46 | Water Source Heat Pump (4 ton) | 0.07956% | 0.22647 | 3.9425 | Commercial_2026_SC A_GWh_After Competition Groups_Water Source Heat Pump (4 ton)
Commercial | Com ¦ Suction Pipe Insulation Freezer/Refrigerator | 2026 | SC A | GWh | After Competition Groups | 3.048 | 115447.3531 | 0.11545 | 4955.113 | 0.00061512 | 47 | Commercial_2026_SC A_GWh_After Competition Groups_47 | Suction Pipe Insulation Freezer/Refrigerator | 0.06151% | 0.11545 | 3.048 | Commercial_2026_SC A_GWh_After Competition Groups_Suction Pipe Insulation Freezer/Refrigerator
Commercial | Com ¦ ENERGY STAR Dishwasher | 2026 | SC A | GWh | After Competition Groups | 2.8053 | 30419.9369 | 0.03042 | 4955.113 | 0.00056615 | 48 | Commercial_2026_SC A_GWh_After Competition Groups_48 | ENERGY STAR Dishwasher | 0.05661% | 0.03042 | 2.8053 | Commercial_2026_SC A_GWh_After Competition Groups_ENERGY STAR Dishwasher
Commercial | Com ¦ ENERGY STAR Steam Cookers | 2026 | SC A | GWh | After Competition Groups | 2.7746 | 80656.0128 | 0.080656 | 4955.113 | 0.00055995 | 49 | Commercial_2026_SC A_GWh_After Competition Groups_49 | ENERGY STAR Steam Cookers | 0.056% | 0.080656 | 2.7746 | Commercial_2026_SC A_GWh_After Competition Groups_ENERGY STAR Steam Cookers
Commercial | Com ¦ Thermostat Setback | 2026 | SC A | GWh | After Competition Groups | 1.8493 | 0 | 0 | 4955.113 | 0.00037322 | 50 | Commercial_2026_SC A_GWh_After Competition Groups_50 | Thermostat Setback | 0.03732% | 0 | 1.8493 | Commercial_2026_SC A_GWh_After Competition Groups_Thermostat Setback
Commercial | Com ¦ Ozone Laundry Treatment | 2026 | SC A | GWh | After Competition Groups | 1.2345 | 57293.1352 | 0.057293 | 4955.113 | 0.00024914 | 51 | Commercial_2026_SC A_GWh_After Competition Groups_51 | Ozone Laundry Treatment | 0.02491% | 0.057293 | 1.2345 | Commercial_2026_SC A_GWh_After Competition Groups_Ozone Laundry Treatment
Commercial | Com ¦ Demand controlled Circulating Systems | 2026 | SC A | GWh | After Competition Groups | 1.0368 | 0 | 0 | 4955.113 | 0.00020925 | 52 | Commercial_2026_SC A_GWh_After Competition Groups_52 | Demand controlled Circulating Systems | 0.02092% | 0 | 1.0368 | Commercial_2026_SC A_GWh_After Competition Groups_Demand controlled Circulating Systems
Commercial | Com ¦ Condensing Make Up Air Unit | 2026 | SC A | GWh | After Competition Groups | 0.91319 | 93828.4875 | 0.093828 | 4955.113 | 0.00018429 | 53 | Commercial_2026_SC A_GWh_After Competition Groups_53 | Condensing Make Up Air Unit | 0.01843% | 0.093828 | 0.91319 | Commercial_2026_SC A_GWh_After Competition Groups_Condensing Make Up Air Unit
Commercial | Com ¦ ECM MOTORS FOR HVAC APPLICATION (FAN-POWERED VAV BOX) | 2026 | SC A | GWh | After Competition Groups | 0.76085 | 31940.8699 | 0.031941 | 4955.113 | 0.00015355 | 54 | Commercial_2026_SC A_GWh_After Competition Groups_54 | ECM MOTORS FOR HVAC APPLICATION (FAN-POWERED VAV BOX) | 0.01535% | 0.031941 | 0.76085 | Commercial_2026_SC A_GWh_After Competition Groups_ECM MOTORS FOR HVAC APPLICATION (FAN-POWERED VAV BOX)
Commercial | Com ¦ CEE Tier 2/Energy Star Clothes Washers | 2026 | SC A | GWh | After Competition Groups | 0.56931 | 12555.0811 | 0.012555 | 4955.113 | 0.00011489 | 55 | Commercial_2026_SC A_GWh_After Competition Groups_55 | CEE Tier 2/Energy Star Clothes Washers | 0.01149% | 0.012555 | 0.56931 | Commercial_2026_SC A_GWh_After Competition Groups_CEE Tier 2/Energy Star Clothes Washers
Commercial | Com ¦ Low Flow Pre-Rinse Spray Nozzle | 2026 | SC A | GWh | After Competition Groups | 0.31186 | 3318.6255 | 0.0033186 | 4955.113 | 6.2936e-05 | 56 | Commercial_2026_SC A_GWh_After Competition Groups_56 | Low Flow Pre-Rinse Spray Nozzle | 0.006294% | 0.0033186 | 0.31186 | Commercial_2026_SC A_GWh_After Competition Groups_Low Flow Pre-Rinse Spray Nozzle
Commercial | Com ¦ Notched V belts for HVAC Systems | 2026 | SC A | GWh | After Competition Groups | 0.30041 | 10862.7233 | 0.010863 | 4955.113 | 6.0627e-05 | 57 | Commercial_2026_SC A_GWh_After Competition Groups_57 | Notched V belts for HVAC Systems | 0.006063% | 0.010863 | 0.30041 | Commercial_2026_SC A_GWh_After Competition Groups_Notched V belts for HVAC Systems
Commercial | Com ¦ Auto Off Time Switch or Time Clock control | 2026 | SC A | GWh | After Competition Groups | 0.2989 | 65.829 | 6.5829e-05 | 4955.113 | 6.0321e-05 | 58 | Commercial_2026_SC A_GWh_After Competition Groups_58 | Auto Off Time Switch or Time Clock control | 0.006032% | 6.5829e-05 | 0.2989 | Commercial_2026_SC A_GWh_After Competition Groups_Auto Off Time Switch or Time Clock control
Commercial | COM ¦ Ductless Mini-Split Heat Pumps | 2026 | SC A | GWh | After Competition Groups | 0.26875 | 149.456 | 0.00014946 | 4955.113 | 5.4236e-05 | 59 | Commercial_2026_SC A_GWh_After Competition Groups_59 | Ductless Mini-Split Heat Pumps | 0.005424% | 0.00014946 | 0.26875 | Commercial_2026_SC A_GWh_After Competition Groups_Ductless Mini-Split Heat Pumps
Commercial | Com ¦ Solar Water Preheat (Pools/DHW) | 2026 | SC A | GWh | After Competition Groups | 0.21741 | 1422.61 | 0.0014226 | 4955.113 | 4.3875e-05 | 60 | Commercial_2026_SC A_GWh_After Competition Groups_60 | Solar Water Preheat (Pools/DHW) | 0.004388% | 0.0014226 | 0.21741 | Commercial_2026_SC A_GWh_After Competition Groups_Solar Water Preheat (Pools/DHW)
Commercial | Com ¦ HVAC Optimization | 2026 | SC A | GWh | After Competition Groups | 0.21399 | 217.0543 | 0.00021705 | 4955.113 | 4.3186e-05 | 61 | Commercial_2026_SC A_GWh_After Competition Groups_61 | HVAC Optimization | 0.004319% | 0.00021705 | 0.21399 | Commercial_2026_SC A_GWh_After Competition Groups_HVAC Optimization
Commercial | Com ¦ PTAC (12 EER/10,000 BTU) | 2026 | SC A | GWh | After Competition Groups | 0.16188 | 7453.6242 | 0.0074536 | 4955.113 | 3.2669e-05 | 62 | Commercial_2026_SC A_GWh_After Competition Groups_62 | PTAC (12 EER/10,000 BTU) | 0.003267% | 0.0074536 | 0.16188 | Commercial_2026_SC A_GWh_After Competition Groups_PTAC (12 EER/10,000 BTU)
Commercial | Com ¦ Commercial Hot Food Holding Cabinets | 2026 | SC A | GWh | After Competition Groups | 0.1195 | 2309.6937 | 0.0023097 | 4955.113 | 2.4117e-05 | 63 | Commercial_2026_SC A_GWh_After Competition Groups_63 | Commercial Hot Food Holding Cabinets | 0.002412% | 0.0023097 | 0.1195 | Commercial_2026_SC A_GWh_After Competition Groups_Commercial Hot Food Holding Cabinets
Commercial | Com ¦ Air Curtains | 2026 | SC A | GWh | After Competition Groups | 0.07705 | 3570.8498 | 0.0035708 | 4955.113 | 1.555e-05 | 64 | Commercial_2026_SC A_GWh_After Competition Groups_64 | Air Curtains | 0.001555% | 0.0035708 | 0.07705 | Commercial_2026_SC A_GWh_After Competition Groups_Air Curtains
Commercial | Com ¦ Wall Insulation | 2026 | SC A | GWh | After Competition Groups | 0.046474 | 40.3402 | 4.034e-05 | 4955.113 | 9.379e-06 | 65 | Commercial_2026_SC A_GWh_After Competition Groups_65 | Wall Insulation | 0.0009379% | 4.034e-05 | 0.046474 | Commercial_2026_SC A_GWh_After Competition Groups_Wall Insulation
Commercial | Com ¦ LED RECESSED DOWNLIGHTS | 2026 | SC A | GWh | After Competition Groups | 0.030833 | 3536.4106 | 0.0035364 | 4955.113 | 6.2225e-06 | 66 | Commercial_2026_SC A_GWh_After Competition Groups_66 | LED RECESSED DOWNLIGHTS | 0.0006223% | 0.0035364 | 0.030833 | Commercial_2026_SC A_GWh_After Competition Groups_LED RECESSED DOWNLIGHTS
Commercial | Com ¦ LLLC - Low Impact Application | 2026 | SC A | GWh | After Competition Groups | 0.024241 | 59.8291 | 5.9829e-05 | 4955.113 | 4.8922e-06 | 67 | Commercial_2026_SC A_GWh_After Competition Groups_67 | LLLC - Low Impact Application | 0.0004892% | 5.9829e-05 | 0.024241 | Commercial_2026_SC A_GWh_After Competition Groups_LLLC - Low Impact Application
Commercial | Com ¦ LLLC - High Impact Application | 2026 | SC A | GWh | After Competition Groups | 0.02292 | 43.6421 | 4.3642e-05 | 4955.113 | 4.6255e-06 | 68 | Commercial_2026_SC A_GWh_After Competition Groups_68 | LLLC - High Impact Application | 0.0004626% | 4.3642e-05 | 0.02292 | Commercial_2026_SC A_GWh_After Competition Groups_LLLC - High Impact Application
Commercial | Com ¦ Energy Recovery Ventilation and Ventilation (Enhanced) | 2026 | SC A | GWh | After Competition Groups | 0.022828 | 0 | 0 | 4955.113 | 4.607e-06 | 69 | Commercial_2026_SC A_GWh_After Competition Groups_69 | Energy Recovery Ventilation and Ventilation (Enhanced) | 0.0004607% | 0 | 0.022828 | Commercial_2026_SC A_GWh_After Competition Groups_Energy Recovery Ventilation and Ventilation (Enhanced)
Commercial | Com ¦ VSD Air Compressor | 2026 | SC A | GWh | After Competition Groups | 0.015763 | 497.3429 | 0.00049734 | 4955.113 | 3.1812e-06 | 70 | Commercial_2026_SC A_GWh_After Competition Groups_70 | VSD Air Compressor | 0.0003181% | 0.00049734 | 0.015763 | Commercial_2026_SC A_GWh_After Competition Groups_VSD Air Compressor
Commercial | Com ¦ High Efficiency Small Instantaneous Water Heater | 2026 | SC A | GWh | After Competition Groups | 0.0098357 | 1872.193 | 0.0018722 | 4955.113 | 1.985e-06 | 71 | Commercial_2026_SC A_GWh_After Competition Groups_71 | High Efficiency Small Instantaneous Water Heater | 0.0001985% | 0.0018722 | 0.0098357 | Commercial_2026_SC A_GWh_After Competition Groups_High Efficiency Small Instantaneous Water Heater
Commercial | Com ¦ EC Plug Fan for Data Center (under cabinet) | 2026 | SC A | GWh | After Competition Groups | 0.0090103 | 652.7077 | 0.00065271 | 4955.113 | 1.8184e-06 | 72 | Commercial_2026_SC A_GWh_After Competition Groups_72 | EC Plug Fan for Data Center (under cabinet) | 0.0001818% | 0.00065271 | 0.0090103 | Commercial_2026_SC A_GWh_After Competition Groups_EC Plug Fan for Data Center (under cabinet)
Commercial | Com ¦ Room AC (w/ louvered sides) 14 SEER from 12 SEER code | 2026 | SC A | GWh | After Competition Groups | 0.0075802 | 429.9422 | 0.00042994 | 4955.113 | 1.5298e-06 | 73 | Commercial_2026_SC A_GWh_After Competition Groups_73 | Room AC (w/ louvered sides) 14 SEER from 12 SEER code | 0.000153% | 0.00042994 | 0.0075802 | Commercial_2026_SC A_GWh_After Competition Groups_Room AC (w/ louvered sides) 14 SEER from 12 SEER code
Commercial | Com ¦ High Efficiency Chiller (avg of water and air cooled) | 2026 | SC A | GWh | After Competition Groups | 0.0031601 | 182.648 | 0.00018265 | 4955.113 | 6.3775e-07 | 74 | Commercial_2026_SC A_GWh_After Competition Groups_74 | High Efficiency Chiller (avg of water and air cooled) | 6.378e-05% | 0.00018265 | 0.0031601 | Commercial_2026_SC A_GWh_After Competition Groups_High Efficiency Chiller (avg of water and air cooled)
Commercial | Com ¦ Electric Convection Combination Ovens | 2026 | SC A | GWh | After Competition Groups | 0.0017237 | 3.732 | 3.732e-06 | 4955.113 | 3.4787e-07 | 75 | Commercial_2026_SC A_GWh_After Competition Groups_75 | Electric Convection Combination Ovens | 3.479e-05% | 3.732e-06 | 0.0017237 | Commercial_2026_SC A_GWh_After Competition Groups_Electric Convection Combination Ovens
Commercial | Com ¦ Networked/Connected - High Impact Application | 2026 | SC A | GWh | After Competition Groups | 0.00054804 | 0.32493 | 3.2493e-07 | 4955.113 | 1.106e-07 | 76 | Commercial_2026_SC A_GWh_After Competition Groups_76 | Networked/Connected - High Impact Application | 1.106e-05% | 3.2493e-07 | 0.00054804 | Commercial_2026_SC A_GWh_After Competition Groups_Networked/Connected - High Impact Application
Commercial | Com ¦ Networked/Connected - Low Impact Application | 2026 | SC A | GWh | After Competition Groups | 2.5082e-05 | 0.030455 | 3.0455e-08 | 4955.113 | 5.0618e-09 | 77 | Commercial_2026_SC A_GWh_After Competition Groups_77 | Networked/Connected - Low Impact Application | 5.062e-07% | 3.0455e-08 | 2.5082e-05 | Commercial_2026_SC A_GWh_After Competition Groups_Networked/Connected - Low Impact Application
Commercial | Com ¦ Efficient compressor motor | 2026 | SC A | GWh | After Competition Groups | 0 | 0 | 0 | 4955.113 | 0 | 78 | Commercial_2026_SC A_GWh_After Competition Groups_78 | Efficient compressor motor | 0% | 0 | 0 | Commercial_2026_SC A_GWh_After Competition Groups_Efficient compressor motor
Commercial | Com ¦ Indoor Daylight Sensors/Photocell Dimming Control | 2026 | SC A | GWh | After Competition Groups | 0 | 0 | 0 | 4955.113 | 0 | 79 | Commercial_2026_SC A_GWh_After Competition Groups_79 | Indoor Daylight Sensors/Photocell Dimming Control | 0% | 0 | 0 | Commercial_2026_SC A_GWh_After Competition Groups_Indoor Daylight Sensors/Photocell Dimming Control
Commercial | Com ¦ Variable Refrigerant Flow Heat Pump | 2026 | SC A | GWh | After Competition Groups | 0 | 0 | 0 | 4955.113 | 0 | 80 | Commercial_2026_SC A_GWh_After Competition Groups_80 | Variable Refrigerant Flow Heat Pump | 0% | 0 | 0 | Commercial_2026_SC A_GWh_After Competition Groups_Variable Refrigerant Flow Heat Pump
Commercial | Com ¦ ENERGY STAR LED LAMPS (REFLECTOR LAMPs/MR16/PAR 16) | 2026 | SC B | GWh | After Competition Groups | 702.5254 | 4405234.1607 | 4.4052 | 6695.4692 | 0.10493 | 1 | Commercial_2026_SC B_GWh_After Competition Groups_1 | ENERGY STAR LED LAMPS (REFLECTOR LAMPs/MR16/PAR 16) | 10.49% | 4.4052 | 702.5254 | Commercial_2026_SC B_GWh_After Competition Groups_ENERGY STAR LED LAMPS (REFLECTOR LAMPs/MR16/PAR 16)
Commercial | Com ¦ LED Low/High Bay | 2026 | SC B | GWh | After Competition Groups | 556.7776 | 79292074.1967 | 79.2921 | 6695.4692 | 0.083157 | 2 | Commercial_2026_SC B_GWh_After Competition Groups_2 | LED Low/High Bay | 8.316% | 79.2921 | 556.7776 | Commercial_2026_SC B_GWh_After Competition Groups_LED Low/High Bay
Commercial | Com ¦ LED Troffer/Surface/Suspended | 2026 | SC B | GWh | After Competition Groups | 551.3346 | 78046599.3803 | 78.0466 | 6695.4692 | 0.082344 | 3 | Commercial_2026_SC B_GWh_After Competition Groups_3 | LED Troffer/Surface/Suspended | 8.234% | 78.0466 | 551.3346 | Commercial_2026_SC B_GWh_After Competition Groups_LED Troffer/Surface/Suspended
Commercial | Com ¦ LED EXTERIOR AREA LIGHTS - LED fixture (200W) | 2026 | SC B | GWh | After Competition Groups | 438.6967 | 3730663.4534 | 3.7307 | 6695.4692 | 0.065521 | 4 | Commercial_2026_SC B_GWh_After Competition Groups_4 | LED EXTERIOR AREA LIGHTS - LED fixture (200W) | 6.552% | 3.7307 | 438.6967 | Commercial_2026_SC B_GWh_After Competition Groups_LED EXTERIOR AREA LIGHTS - LED fixture (200W)
Commercial | Com ¦ LED parking lot fixture | 2026 | SC B | GWh | After Competition Groups | 426.2871 | 11703366.2367 | 11.7034 | 6695.4692 | 0.063668 | 5 | Commercial_2026_SC B_GWh_After Competition Groups_5 | LED parking lot fixture | 6.367% | 11.7034 | 426.2871 | Commercial_2026_SC B_GWh_After Competition Groups_LED parking lot fixture
Commercial | Com ¦ Education and Capacity Building/Energy Behavior | 2026 | SC B | GWh | After Competition Groups | 406.0659 | 4769604.7718 | 4.7696 | 6695.4692 | 0.060648 | 6 | Commercial_2026_SC B_GWh_After Competition Groups_6 | Education and Capacity Building/Energy Behavior | 6.065% | 4.7696 | 406.0659 | Commercial_2026_SC B_GWh_After Competition Groups_Education and Capacity Building/Energy Behavior
Commercial | Com ¦ Furnace Tune-Up | 2026 | SC B | GWh | After Competition Groups | 382.49 | 193277.9576 | 0.19328 | 6695.4692 | 0.057127 | 7 | Commercial_2026_SC B_GWh_After Competition Groups_7 | Furnace Tune-Up | 5.713% | 0.19328 | 382.49 | Commercial_2026_SC B_GWh_After Competition Groups_Furnace Tune-Up
Commercial | Com ¦ Building Recommissioning, Operations and Maintenance (O&M) Improvements | 2026 | SC B | GWh | After Competition Groups | 371.4964 | 3073899.9547 | 3.0739 | 6695.4692 | 0.055485 | 8 | Commercial_2026_SC B_GWh_After Competition Groups_8 | Building Recommissioning, Operations and Maintenance (O&M) Improvements | 5.548% | 3.0739 | 371.4964 | Commercial_2026_SC B_GWh_After Competition Groups_Building Recommissioning, Operations and Maintenance (O&M) Improvements
Commercial | Com ¦ LED Replacement Lamp (Tube) | 2026 | SC B | GWh | After Competition Groups | 344.4779 | 0 | 0 | 6695.4692 | 0.051449 | 9 | Commercial_2026_SC B_GWh_After Competition Groups_9 | LED Replacement Lamp (Tube) | 5.145% | 0 | 344.4779 | Commercial_2026_SC B_GWh_After Competition Groups_LED Replacement Lamp (Tube)
Commercial | Com ¦ LED street light fixture | 2026 | SC B | GWh | After Competition Groups | 255.7624 | 15996173.857 | 15.9962 | 6695.4692 | 0.038199 | 10 | Commercial_2026_SC B_GWh_After Competition Groups_10 | LED street light fixture | 3.82% | 15.9962 | 255.7624 | Commercial_2026_SC B_GWh_After Competition Groups_LED street light fixture
Commercial | Com ¦ Data Center Storage/Server Virtualization | 2026 | SC B | GWh | After Competition Groups | 185.0271 | 0 | 0 | 6695.4692 | 0.027635 | 11 | Commercial_2026_SC B_GWh_After Competition Groups_11 | Data Center Storage/Server Virtualization | 2.763% | 0 | 185.0271 | Commercial_2026_SC B_GWh_After Competition Groups_Data Center Storage/Server Virtualization
Commercial | Com ¦ Strip Curtains | 2026 | SC B | GWh | After Competition Groups | 149.3757 | 262593.2073 | 0.26259 | 6695.4692 | 0.02231 | 12 | Commercial_2026_SC B_GWh_After Competition Groups_12 | Strip Curtains | 2.231% | 0.26259 | 149.3757 | Commercial_2026_SC B_GWh_After Competition Groups_Strip Curtains
Commercial | Com ¦ Demand Control Ventilation | 2026 | SC B | GWh | After Competition Groups | 138.0296 | 5776216.0193 | 5.7762 | 6695.4692 | 0.020615 | 13 | Commercial_2026_SC B_GWh_After Competition Groups_13 | Demand Control Ventilation | 2.062% | 5.7762 | 138.0296 | Commercial_2026_SC B_GWh_After Competition Groups_Demand Control Ventilation
Commercial | Com ¦ Reach-in Shaded Pole to ECM/PSC Evaporator Fan Motor | 2026 | SC B | GWh | After Competition Groups | 137.4821 | 2754095.0843 | 2.7541 | 6695.4692 | 0.020534 | 14 | Commercial_2026_SC B_GWh_After Competition Groups_14 | Reach-in Shaded Pole to ECM/PSC Evaporator Fan Motor | 2.053% | 2.7541 | 137.4821 | Commercial_2026_SC B_GWh_After Competition Groups_Reach-in Shaded Pole to ECM/PSC Evaporator Fan Motor
Commercial | Com ¦ Variable Frequency Drive (VFD) | 2026 | SC B | GWh | After Competition Groups | 127.3006 | 3189418.8227 | 3.1894 | 6695.4692 | 0.019013 | 15 | Commercial_2026_SC B_GWh_After Competition Groups_15 | Variable Frequency Drive (VFD) | 1.901% | 3.1894 | 127.3006 | Commercial_2026_SC B_GWh_After Competition Groups_Variable Frequency Drive (VFD)
Commercial | Com ¦ High Efficiency Air Source Heat Pump | 2026 | SC B | GWh | After Competition Groups | 123.228 | 1075996.5061 | 1.076 | 6695.4692 | 0.018405 | 16 | Commercial_2026_SC B_GWh_After Competition Groups_16 | High Efficiency Air Source Heat Pump | 1.84% | 1.076 | 123.228 | Commercial_2026_SC B_GWh_After Competition Groups_High Efficiency Air Source Heat Pump
Commercial | Com ¦ VFD on Pumps | 2026 | SC B | GWh | After Competition Groups | 118.931 | 3241398.8621 | 3.2414 | 6695.4692 | 0.017763 | 17 | Commercial_2026_SC B_GWh_After Competition Groups_17 | VFD on Pumps | 1.776% | 3.2414 | 118.931 | Commercial_2026_SC B_GWh_After Competition Groups_VFD on Pumps
Commercial | Com ¦ LED or Equivalent Sign Lighting | 2026 | SC B | GWh | After Competition Groups | 114.8833 | 15191297.6891 | 15.1913 | 6695.4692 | 0.017158 | 18 | Commercial_2026_SC B_GWh_After Competition Groups_18 | LED or Equivalent Sign Lighting | 1.716% | 15.1913 | 114.8833 | Commercial_2026_SC B_GWh_After Competition Groups_LED or Equivalent Sign Lighting
Commercial | Com ¦ Refrigerated Display Case Doors | 2026 | SC B | GWh | After Competition Groups | 112.9718 | 15048051.5653 | 15.0481 | 6695.4692 | 0.016873 | 19 | Commercial_2026_SC B_GWh_After Competition Groups_19 | Refrigerated Display Case Doors | 1.687% | 15.0481 | 112.9718 | Commercial_2026_SC B_GWh_After Competition Groups_Refrigerated Display Case Doors
Commercial | Com ¦ Centrally controlled desktop PC/NETWORK PC POWER MANAGEMENT SOFTWARE | 2026 | SC B | GWh | After Competition Groups | 102.2834 | 1187314.4161 | 1.1873 | 6695.4692 | 0.015277 | 20 | Commercial_2026_SC B_GWh_After Competition Groups_20 | Centrally controlled desktop PC/NETWORK PC POWER MANAGEMENT SOFTWARE | 1.528% | 1.1873 | 102.2834 | Commercial_2026_SC B_GWh_After Competition Groups_Centrally controlled desktop PC/NETWORK PC POWER MANAGEMENT SOFTWARE
Commercial | Com ¦ Air Handler with Dedicated Outdoor Air Systems | 2026 | SC B | GWh | After Competition Groups | 96.0695 | 0 | 0 | 6695.4692 | 0.014348 | 21 | Commercial_2026_SC B_GWh_After Competition Groups_21 | Air Handler with Dedicated Outdoor Air Systems | 1.435% | 0 | 96.0695 | Commercial_2026_SC B_GWh_After Competition Groups_Air Handler with Dedicated Outdoor Air Systems
Commercial | Com ¦ ENERGY STAR LED LAMPS (General Service Lamps) | 2026 | SC B | GWh | After Competition Groups | 90.6591 | 572990.6184 | 0.57299 | 6695.4692 | 0.01354 | 22 | Commercial_2026_SC B_GWh_After Competition Groups_22 | ENERGY STAR LED LAMPS (General Service Lamps) | 1.354% | 0.57299 | 90.6591 | Commercial_2026_SC B_GWh_After Competition Groups_ENERGY STAR LED LAMPS (General Service Lamps)
Commercial | Com ¦ Adaptive Thermostats | 2026 | SC B | GWh | After Competition Groups | 84.7498 | 5123342.6288 | 5.1233 | 6695.4692 | 0.012658 | 23 | Commercial_2026_SC B_GWh_After Competition Groups_23 | Adaptive Thermostats | 1.266% | 5.1233 | 84.7498 | Commercial_2026_SC B_GWh_After Competition Groups_Adaptive Thermostats
Commercial | Com ¦ Advanced BAS/Controllers | 2026 | SC B | GWh | After Competition Groups | 81.5422 | 715944.326 | 0.71594 | 6695.4692 | 0.012179 | 24 | Commercial_2026_SC B_GWh_After Competition Groups_24 | Advanced BAS/Controllers | 1.218% | 0.71594 | 81.5422 | Commercial_2026_SC B_GWh_After Competition Groups_Advanced BAS/Controllers
Commercial | Com ¦ ECM MOTORS FOR EVAPORATOR FANS for refrigeration (WALK-IN) | 2026 | SC B | GWh | After Competition Groups | 59.5568 | 1938381.0637 | 1.9384 | 6695.4692 | 0.0088951 | 25 | Commercial_2026_SC B_GWh_After Competition Groups_25 | ECM MOTORS FOR EVAPORATOR FANS for refrigeration (WALK-IN) | 0.8895% | 1.9384 | 59.5568 | Commercial_2026_SC B_GWh_After Competition Groups_ECM MOTORS FOR EVAPORATOR FANS for refrigeration (WALK-IN)
Commercial | Com ¦ Condensing Unit Heaters or other Efficient Unit Heating System | 2026 | SC B | GWh | After Competition Groups | 57.5256 | 58029.1366 | 0.058029 | 6695.4692 | 0.0085917 | 26 | Commercial_2026_SC B_GWh_After Competition Groups_26 | Condensing Unit Heaters or other Efficient Unit Heating System | 0.8592% | 0.058029 | 57.5256 | Commercial_2026_SC B_GWh_After Competition Groups_Condensing Unit Heaters or other Efficient Unit Heating System
Commercial | Com ¦ Freezer Case Light Sensor | 2026 | SC B | GWh | After Competition Groups | 48.9195 | 4266775.7931 | 4.2668 | 6695.4692 | 0.0073064 | 27 | Commercial_2026_SC B_GWh_After Competition Groups_27 | Freezer Case Light Sensor | 0.7306% | 4.2668 | 48.9195 | Commercial_2026_SC B_GWh_After Competition Groups_Freezer Case Light Sensor
Commercial | Com ¦ Evaporator Fan Controls | 2026 | SC B | GWh | After Competition Groups | 47.7204 | 304011.6121 | 0.30401 | 6695.4692 | 0.0071273 | 28 | Commercial_2026_SC B_GWh_After Competition Groups_28 | Evaporator Fan Controls | 0.7127% | 0.30401 | 47.7204 | Commercial_2026_SC B_GWh_After Competition Groups_Evaporator Fan Controls
Commercial | Com ¦ Unitary Air-Conditioning Unit | 2026 | SC B | GWh | After Competition Groups | 43.8765 | 10240999.9805 | 10.241 | 6695.4692 | 0.0065532 | 29 | Commercial_2026_SC B_GWh_After Competition Groups_29 | Unitary Air-Conditioning Unit | 0.6553% | 10.241 | 43.8765 | Commercial_2026_SC B_GWh_After Competition Groups_Unitary Air-Conditioning Unit
Commercial | Com ¦ Demand Control Kitchen Ventilation | 2026 | SC B | GWh | After Competition Groups | 42.9388 | 218512.1942 | 0.21851 | 6695.4692 | 0.0064131 | 30 | Commercial_2026_SC B_GWh_After Competition Groups_30 | Demand Control Kitchen Ventilation | 0.6413% | 0.21851 | 42.9388 | Commercial_2026_SC B_GWh_After Competition Groups_Demand Control Kitchen Ventilation
Commercial | Com ¦ Refrigerated Display Case LED | 2026 | SC B | GWh | After Competition Groups | 37.7814 | 4085528.1638 | 4.0855 | 6695.4692 | 0.0056428 | 31 | Commercial_2026_SC B_GWh_After Competition Groups_31 | Refrigerated Display Case LED | 0.5643% | 4.0855 | 37.7814 | Commercial_2026_SC B_GWh_After Competition Groups_Refrigerated Display Case LED
Commercial | Com ¦ Door Gasket Freezer/Refrigerator | 2026 | SC B | GWh | After Competition Groups | 37.1624 | 2266703.2239 | 2.2667 | 6695.4692 | 0.0055504 | 32 | Commercial_2026_SC B_GWh_After Competition Groups_32 | Door Gasket Freezer/Refrigerator | 0.555% | 2.2667 | 37.1624 | Commercial_2026_SC B_GWh_After Competition Groups_Door Gasket Freezer/Refrigerator
Commercial | Com ¦ Temperature Adjustment in Commercial Freezers | 2026 | SC B | GWh | After Competition Groups | 18.2636 | 0 | 0 | 6695.4692 | 0.0027278 | 33 | Commercial_2026_SC B_GWh_After Competition Groups_33 | Temperature Adjustment in Commercial Freezers | 0.2728% | 0 | 18.2636 | Commercial_2026_SC B_GWh_After Competition Groups_Temperature Adjustment in Commercial Freezers
Commercial | Com ¦ BEVERAGE VENDING MACHINE CONTROLS | 2026 | SC B | GWh | After Competition Groups | 17.4952 | 474540.5409 | 0.47454 | 6695.4692 | 0.002613 | 34 | Commercial_2026_SC B_GWh_After Competition Groups_34 | BEVERAGE VENDING MACHINE CONTROLS | 0.2613% | 0.47454 | 17.4952 | Commercial_2026_SC B_GWh_After Competition Groups_BEVERAGE VENDING MACHINE CONTROLS
Commercial | Com ¦ Elec Storage WH 2.30 Et | 2026 | SC B | GWh | After Competition Groups | 17.0623 | 1059275.6099 | 1.0593 | 6695.4692 | 0.0025483 | 35 | Commercial_2026_SC B_GWh_After Competition Groups_35 | Elec Storage WH 2.30 Et | 0.2548% | 1.0593 | 17.0623 | Commercial_2026_SC B_GWh_After Competition Groups_Elec Storage WH 2.30 Et
Commercial | Com ¦ ENERGY STAR Griddle (74% eff) | 2026 | SC B | GWh | After Competition Groups | 16.0894 | 220883.4457 | 0.22088 | 6695.4692 | 0.002403 | 36 | Commercial_2026_SC B_GWh_After Competition Groups_36 | ENERGY STAR Griddle (74% eff) | 0.2403% | 0.22088 | 16.0894 | Commercial_2026_SC B_GWh_After Competition Groups_ENERGY STAR Griddle (74% eff)
Commercial | Com ¦ Energy Efficient Laboratory Fume Hood | 2026 | SC B | GWh | After Competition Groups | 15.7351 | 1030750.2465 | 1.0308 | 6695.4692 | 0.0023501 | 37 | Commercial_2026_SC B_GWh_After Competition Groups_37 | Energy Efficient Laboratory Fume Hood | 0.235% | 1.0308 | 15.7351 | Commercial_2026_SC B_GWh_After Competition Groups_Energy Efficient Laboratory Fume Hood
Commercial | Com ¦ CO Sensors for parking garage exhaust fans | 2026 | SC B | GWh | After Competition Groups | 15.6804 | 1144309.181 | 1.1443 | 6695.4692 | 0.0023419 | 38 | Commercial_2026_SC B_GWh_After Competition Groups_38 | CO Sensors for parking garage exhaust fans | 0.2342% | 1.1443 | 15.6804 | Commercial_2026_SC B_GWh_After Competition Groups_CO Sensors for parking garage exhaust fans
Commercial | Com ¦ Vertical Night Covers | 2026 | SC B | GWh | After Competition Groups | 14.1553 | 294891.7789 | 0.29489 | 6695.4692 | 0.0021142 | 39 | Commercial_2026_SC B_GWh_After Competition Groups_39 | Vertical Night Covers | 0.2114% | 0.29489 | 14.1553 | Commercial_2026_SC B_GWh_After Competition Groups_Vertical Night Covers
Commercial | Com ¦ Chilled Water Optimization | 2026 | SC B | GWh | After Competition Groups | 13.9305 | 1479784.552 | 1.4798 | 6695.4692 | 0.0020806 | 40 | Commercial_2026_SC B_GWh_After Competition Groups_40 | Chilled Water Optimization | 0.2081% | 1.4798 | 13.9305 | Commercial_2026_SC B_GWh_After Competition Groups_Chilled Water Optimization
Commercial | Com ¦ Occupancy Sensors | 2026 | SC B | GWh | After Competition Groups | 13.6002 | 4884.3475 | 0.0048843 | 6695.4692 | 0.0020313 | 41 | Commercial_2026_SC B_GWh_After Competition Groups_41 | Occupancy Sensors | 0.2031% | 0.0048843 | 13.6002 | Commercial_2026_SC B_GWh_After Competition Groups_Occupancy Sensors
Commercial | Com ¦ Duct Insulation, R8 | 2026 | SC B | GWh | After Competition Groups | 12.7895 | 594606.5609 | 0.59461 | 6695.4692 | 0.0019102 | 42 | Commercial_2026_SC B_GWh_After Competition Groups_42 | Duct Insulation, R8 | 0.191% | 0.59461 | 12.7895 | Commercial_2026_SC B_GWh_After Competition Groups_Duct Insulation, R8
Commercial | Com ¦ Water Heating (DHW) Pipe Insulation (Add 3/4\ Foam)" | 2026 | SC B | GWh | After Competition Groups | 12.2392 | 413726.088 | 0.41373 | 6695.4692 | 0.001828 | 43 | Commercial_2026_SC B_GWh_After Competition Groups_43 | Water Heating (DHW) Pipe Insulation (Add 3/4\ Foam)" | 0.1828% | 0.41373 | 12.2392 | Commercial_2026_SC B_GWh_After Competition Groups_Water Heating (DHW) Pipe Insulation (Add 3/4\ Foam)"
Commercial | Com ¦ Outside Air Economizer | 2026 | SC B | GWh | After Competition Groups | 10.6026 | 166460.4338 | 0.16646 | 6695.4692 | 0.0015835 | 44 | Commercial_2026_SC B_GWh_After Competition Groups_44 | Outside Air Economizer | 0.1584% | 0.16646 | 10.6026 | Commercial_2026_SC B_GWh_After Competition Groups_Outside Air Economizer
Commercial | Com ¦ Water Source Heat Pump (4 ton) | 2026 | SC B | GWh | After Competition Groups | 8.0432 | 1253203.0686 | 1.2532 | 6695.4692 | 0.0012013 | 45 | Commercial_2026_SC B_GWh_After Competition Groups_45 | Water Source Heat Pump (4 ton) | 0.1201% | 1.2532 | 8.0432 | Commercial_2026_SC B_GWh_After Competition Groups_Water Source Heat Pump (4 ton)
Commercial | Com ¦ Suction Pipe Insulation Freezer/Refrigerator | 2026 | SC B | GWh | After Competition Groups | 7.7474 | 291143.2758 | 0.29114 | 6695.4692 | 0.0011571 | 46 | Commercial_2026_SC B_GWh_After Competition Groups_46 | Suction Pipe Insulation Freezer/Refrigerator | 0.1157% | 0.29114 | 7.7474 | Commercial_2026_SC B_GWh_After Competition Groups_Suction Pipe Insulation Freezer/Refrigerator
Commercial | Com ¦ ENERGY STAR Fryer (84% eff) | 2026 | SC B | GWh | After Competition Groups | 5.811 | 152932.5597 | 0.15293 | 6695.4692 | 0.00086789 | 47 | Commercial_2026_SC B_GWh_After Competition Groups_47 | ENERGY STAR Fryer (84% eff) | 0.08679% | 0.15293 | 5.811 | Commercial_2026_SC B_GWh_After Competition Groups_ENERGY STAR Fryer (84% eff)
Commercial | Com ¦ Ozone Laundry Treatment | 2026 | SC B | GWh | After Competition Groups | 3.5787 | 314362.9673 | 0.31436 | 6695.4692 | 0.0005345 | 48 | Commercial_2026_SC B_GWh_After Competition Groups_48 | Ozone Laundry Treatment | 0.05345% | 0.31436 | 3.5787 | Commercial_2026_SC B_GWh_After Competition Groups_Ozone Laundry Treatment
Commercial | Com ¦ ENERGY STAR Dishwasher | 2026 | SC B | GWh | After Competition Groups | 3.1884 | 30416.6599 | 0.030417 | 6695.4692 | 0.0004762 | 49 | Commercial_2026_SC B_GWh_After Competition Groups_49 | ENERGY STAR Dishwasher | 0.04762% | 0.030417 | 3.1884 | Commercial_2026_SC B_GWh_After Competition Groups_ENERGY STAR Dishwasher
Commercial | Com ¦ ENERGY STAR Steam Cookers | 2026 | SC B | GWh | After Competition Groups | 2.7746 | 80647.2104 | 0.080647 | 6695.4692 | 0.0004144 | 50 | Commercial_2026_SC B_GWh_After Competition Groups_50 | ENERGY STAR Steam Cookers | 0.04144% | 0.080647 | 2.7746 | Commercial_2026_SC B_GWh_After Competition Groups_ENERGY STAR Steam Cookers
Commercial | Com ¦ Demand controlled Circulating Systems | 2026 | SC B | GWh | After Competition Groups | 2.6619 | 0 | 0 | 6695.4692 | 0.00039756 | 51 | Commercial_2026_SC B_GWh_After Competition Groups_51 | Demand controlled Circulating Systems | 0.03976% | 0 | 2.6619 | Commercial_2026_SC B_GWh_After Competition Groups_Demand controlled Circulating Systems
Commercial | Com ¦ Condensing Make Up Air Unit | 2026 | SC B | GWh | After Competition Groups | 1.9108 | 545874.3497 | 0.54587 | 6695.4692 | 0.00028539 | 52 | Commercial_2026_SC B_GWh_After Competition Groups_52 | Condensing Make Up Air Unit | 0.02854% | 0.54587 | 1.9108 | Commercial_2026_SC B_GWh_After Competition Groups_Condensing Make Up Air Unit
Commercial | Com ¦ Thermostat Setback | 2026 | SC B | GWh | After Competition Groups | 1.8756 | 0 | 0 | 6695.4692 | 0.00028013 | 53 | Commercial_2026_SC B_GWh_After Competition Groups_53 | Thermostat Setback | 0.02801% | 0 | 1.8756 | Commercial_2026_SC B_GWh_After Competition Groups_Thermostat Setback
Commercial | Com ¦ ECM MOTORS FOR HVAC APPLICATION (FAN-POWERED VAV BOX) | 2026 | SC B | GWh | After Competition Groups | 1.5537 | 61603.8362 | 0.061604 | 6695.4692 | 0.00023205 | 54 | Commercial_2026_SC B_GWh_After Competition Groups_54 | ECM MOTORS FOR HVAC APPLICATION (FAN-POWERED VAV BOX) | 0.02321% | 0.061604 | 1.5537 | Commercial_2026_SC B_GWh_After Competition Groups_ECM MOTORS FOR HVAC APPLICATION (FAN-POWERED VAV BOX)
Commercial | Com ¦ Auto Off Time Switch or Time Clock control | 2026 | SC B | GWh | After Competition Groups | 0.70396 | 129.1963 | 0.0001292 | 6695.4692 | 0.00010514 | 55 | Commercial_2026_SC B_GWh_After Competition Groups_55 | Auto Off Time Switch or Time Clock control | 0.01051% | 0.0001292 | 0.70396 | Commercial_2026_SC B_GWh_After Competition Groups_Auto Off Time Switch or Time Clock control
Commercial | Com ¦ CEE Tier 2/Energy Star Clothes Washers | 2026 | SC B | GWh | After Competition Groups | 0.69645 | 24337.6315 | 0.024338 | 6695.4692 | 0.00010402 | 56 | Commercial_2026_SC B_GWh_After Competition Groups_56 | CEE Tier 2/Energy Star Clothes Washers | 0.0104% | 0.024338 | 0.69645 | Commercial_2026_SC B_GWh_After Competition Groups_CEE Tier 2/Energy Star Clothes Washers
Commercial | Com ¦ Notched V belts for HVAC Systems | 2026 | SC B | GWh | After Competition Groups | 0.67988 | 46239.8633 | 0.04624 | 6695.4692 | 0.00010154 | 57 | Commercial_2026_SC B_GWh_After Competition Groups_57 | Notched V belts for HVAC Systems | 0.01015% | 0.04624 | 0.67988 | Commercial_2026_SC B_GWh_After Competition Groups_Notched V belts for HVAC Systems
Commercial | Com ¦ Solar Water Preheat (Pools/DHW) | 2026 | SC B | GWh | After Competition Groups | 0.55985 | 3496.7439 | 0.0034967 | 6695.4692 | 8.3616e-05 | 58 | Commercial_2026_SC B_GWh_After Competition Groups_58 | Solar Water Preheat (Pools/DHW) | 0.008362% | 0.0034967 | 0.55985 | Commercial_2026_SC B_GWh_After Competition Groups_Solar Water Preheat (Pools/DHW)
Commercial | Com ¦ PTAC (12 EER/10,000 BTU) | 2026 | SC B | GWh | After Competition Groups | 0.44448 | 39449.3326 | 0.039449 | 6695.4692 | 6.6385e-05 | 59 | Commercial_2026_SC B_GWh_After Competition Groups_59 | PTAC (12 EER/10,000 BTU) | 0.006638% | 0.039449 | 0.44448 | Commercial_2026_SC B_GWh_After Competition Groups_PTAC (12 EER/10,000 BTU)
Commercial | Com ¦ Low Flow Pre-Rinse Spray Nozzle | 2026 | SC B | GWh | After Competition Groups | 0.40918 | 4480.9379 | 0.0044809 | 6695.4692 | 6.1112e-05 | 60 | Commercial_2026_SC B_GWh_After Competition Groups_60 | Low Flow Pre-Rinse Spray Nozzle | 0.006111% | 0.0044809 | 0.40918 | Commercial_2026_SC B_GWh_After Competition Groups_Low Flow Pre-Rinse Spray Nozzle
Commercial | COM ¦ Ductless Mini-Split Heat Pumps | 2026 | SC B | GWh | After Competition Groups | 0.37771 | 220.7341 | 0.00022073 | 6695.4692 | 5.6413e-05 | 61 | Commercial_2026_SC B_GWh_After Competition Groups_61 | Ductless Mini-Split Heat Pumps | 0.005641% | 0.00022073 | 0.37771 | Commercial_2026_SC B_GWh_After Competition Groups_Ductless Mini-Split Heat Pumps
Commercial | Com ¦ HVAC Optimization | 2026 | SC B | GWh | After Competition Groups | 0.21399 | 217.0325 | 0.00021703 | 6695.4692 | 3.196e-05 | 62 | Commercial_2026_SC B_GWh_After Competition Groups_62 | HVAC Optimization | 0.003196% | 0.00021703 | 0.21399 | Commercial_2026_SC B_GWh_After Competition Groups_HVAC Optimization
Commercial | Com ¦ Commercial Hot Food Holding Cabinets | 2026 | SC B | GWh | After Competition Groups | 0.17404 | 3537.385 | 0.0035374 | 6695.4692 | 2.5993e-05 | 63 | Commercial_2026_SC B_GWh_After Competition Groups_63 | Commercial Hot Food Holding Cabinets | 0.002599% | 0.0035374 | 0.17404 | Commercial_2026_SC B_GWh_After Competition Groups_Commercial Hot Food Holding Cabinets
Commercial | Com ¦ High Efficiency Small Instantaneous Water Heater | 2026 | SC B | GWh | After Competition Groups | 0.12576 | 23547.8827 | 0.023548 | 6695.4692 | 1.8782e-05 | 64 | Commercial_2026_SC B_GWh_After Competition Groups_64 | High Efficiency Small Instantaneous Water Heater | 0.001878% | 0.023548 | 0.12576 | Commercial_2026_SC B_GWh_After Competition Groups_High Efficiency Small Instantaneous Water Heater
Commercial | Com ¦ Wall Insulation | 2026 | SC B | GWh | After Competition Groups | 0.11598 | 770.2746 | 0.00077027 | 6695.4692 | 1.7323e-05 | 65 | Commercial_2026_SC B_GWh_After Competition Groups_65 | Wall Insulation | 0.001732% | 0.00077027 | 0.11598 | Commercial_2026_SC B_GWh_After Competition Groups_Wall Insulation
Commercial | Com ¦ Energy Recovery Ventilation and Ventilation (Enhanced) | 2026 | SC B | GWh | After Competition Groups | 0.10115 | 0 | 0 | 6695.4692 | 1.5108e-05 | 66 | Commercial_2026_SC B_GWh_After Competition Groups_66 | Energy Recovery Ventilation and Ventilation (Enhanced) | 0.001511% | 0 | 0.10115 | Commercial_2026_SC B_GWh_After Competition Groups_Energy Recovery Ventilation and Ventilation (Enhanced)
Commercial | Com ¦ LED RECESSED DOWNLIGHTS | 2026 | SC B | GWh | After Competition Groups | 0.034039 | 8116.3867 | 0.0081164 | 6695.4692 | 5.0839e-06 | 67 | Commercial_2026_SC B_GWh_After Competition Groups_67 | LED RECESSED DOWNLIGHTS | 0.0005084% | 0.0081164 | 0.034039 | Commercial_2026_SC B_GWh_After Competition Groups_LED RECESSED DOWNLIGHTS
Commercial | Com ¦ Air Curtains | 2026 | SC B | GWh | After Competition Groups | 0.030642 | 9709.2013 | 0.0097092 | 6695.4692 | 4.5766e-06 | 68 | Commercial_2026_SC B_GWh_After Competition Groups_68 | Air Curtains | 0.0004577% | 0.0097092 | 0.030642 | Commercial_2026_SC B_GWh_After Competition Groups_Air Curtains
Commercial | Com ¦ Room AC (w/ louvered sides) 14 SEER from 12 SEER code | 2026 | SC B | GWh | After Competition Groups | 0.025873 | 4375.3961 | 0.0043754 | 6695.4692 | 3.8642e-06 | 69 | Commercial_2026_SC B_GWh_After Competition Groups_69 | Room AC (w/ louvered sides) 14 SEER from 12 SEER code | 0.0003864% | 0.0043754 | 0.025873 | Commercial_2026_SC B_GWh_After Competition Groups_Room AC (w/ louvered sides) 14 SEER from 12 SEER code
Commercial | Com ¦ High Efficiency Chiller (avg of water and air cooled) | 2026 | SC B | GWh | After Competition Groups | 0.024223 | 7537.2193 | 0.0075372 | 6695.4692 | 3.6179e-06 | 70 | Commercial_2026_SC B_GWh_After Competition Groups_70 | High Efficiency Chiller (avg of water and air cooled) | 0.0003618% | 0.0075372 | 0.024223 | Commercial_2026_SC B_GWh_After Competition Groups_High Efficiency Chiller (avg of water and air cooled)
Commercial | Com ¦ VSD Air Compressor | 2026 | SC B | GWh | After Competition Groups | 0.019022 | 617.4233 | 0.00061742 | 6695.4692 | 2.8411e-06 | 71 | Commercial_2026_SC B_GWh_After Competition Groups_71 | VSD Air Compressor | 0.0002841% | 0.00061742 | 0.019022 | Commercial_2026_SC B_GWh_After Competition Groups_VSD Air Compressor
Commercial | Com ¦ EC Plug Fan for Data Center (under cabinet) | 2026 | SC B | GWh | After Competition Groups | 0.013868 | 1348.04 | 0.001348 | 6695.4692 | 2.0712e-06 | 72 | Commercial_2026_SC B_GWh_After Competition Groups_72 | EC Plug Fan for Data Center (under cabinet) | 0.0002071% | 0.001348 | 0.013868 | Commercial_2026_SC B_GWh_After Competition Groups_EC Plug Fan for Data Center (under cabinet)
Commercial | Com ¦ Electric Convection Combination Ovens | 2026 | SC B | GWh | After Competition Groups | 0.0018953 | 4.1321 | 4.1321e-06 | 6695.4692 | 2.8308e-07 | 73 | Commercial_2026_SC B_GWh_After Competition Groups_73 | Electric Convection Combination Ovens | 2.831e-05% | 4.1321e-06 | 0.0018953 | Commercial_2026_SC B_GWh_After Competition Groups_Electric Convection Combination Ovens
Commercial | Com ¦ LLLC - Low Impact Application | 2026 | SC B | GWh | After Competition Groups | 2.4216e-18 | 1.0345e-13 | 1.0345e-19 | 6695.4692 | 3.6168e-22 | 74 | Commercial_2026_SC B_GWh_After Competition Groups_74 | LLLC - Low Impact Application | 3.617e-20% | 1.0345e-19 | 2.4216e-18 | Commercial_2026_SC B_GWh_After Competition Groups_LLLC - Low Impact Application
Commercial | Com ¦ LLLC - High Impact Application | 2026 | SC B | GWh | After Competition Groups | 8.5538e-19 | 5.0749e-14 | 5.0749e-20 | 6695.4692 | 1.2775e-22 | 75 | Commercial_2026_SC B_GWh_After Competition Groups_75 | LLLC - High Impact Application | 1.278e-20% | 5.0749e-20 | 8.5538e-19 | Commercial_2026_SC B_GWh_After Competition Groups_LLLC - High Impact Application
Commercial | Com ¦ Networked/Connected - High Impact Application | 2026 | SC B | GWh | After Competition Groups | 9.8249e-21 | 9.325e-16 | 9.325e-22 | 6695.4692 | 1.4674e-24 | 76 | Commercial_2026_SC B_GWh_After Competition Groups_76 | Networked/Connected - High Impact Application | 1.467e-22% | 9.325e-22 | 9.8249e-21 | Commercial_2026_SC B_GWh_After Competition Groups_Networked/Connected - High Impact Application
Commercial | Com ¦ Networked/Connected - Low Impact Application | 2026 | SC B | GWh | After Competition Groups | 5.1026e-21 | 6.4929e-16 | 6.4929e-22 | 6695.4692 | 7.621e-25 | 77 | Commercial_2026_SC B_GWh_After Competition Groups_77 | Networked/Connected - Low Impact Application | 7.621e-23% | 6.4929e-22 | 5.1026e-21 | Commercial_2026_SC B_GWh_After Competition Groups_Networked/Connected - Low Impact Application
Commercial | Com ¦ Efficient compressor motor | 2026 | SC B | GWh | After Competition Groups | 0 | 0 | 0 | 6695.4692 | 0 | 78 | Commercial_2026_SC B_GWh_After Competition Groups_78 | Efficient compressor motor | 0% | 0 | 0 | Commercial_2026_SC B_GWh_After Competition Groups_Efficient compressor motor
Commercial | Com ¦ Indoor Daylight Sensors/Photocell Dimming Control | 2026 | SC B | GWh | After Competition Groups | 0 | 0 | 0 | 6695.4692 | 0 | 79 | Commercial_2026_SC B_GWh_After Competition Groups_79 | Indoor Daylight Sensors/Photocell Dimming Control | 0% | 0 | 0 | Commercial_2026_SC B_GWh_After Competition Groups_Indoor Daylight Sensors/Photocell Dimming Control
Commercial | Com ¦ Variable Refrigerant Flow Heat Pump | 2026 | SC B | GWh | After Competition Groups | 0 | 0 | 0 | 6695.4692 | 0 | 80 | Commercial_2026_SC B_GWh_After Competition Groups_80 | Variable Refrigerant Flow Heat Pump | 0% | 0 | 0 | Commercial_2026_SC B_GWh_After Competition Groups_Variable Refrigerant Flow Heat Pump
Commercial | Com ¦ ENERGY STAR LED LAMPS (REFLECTOR LAMPs/MR16/PAR 16) | 2026 | SC C | GWh | After Competition Groups | 702.5254 | 4405674.7282 | 4.4057 | 5174.9581 | 0.13575 | 1 | Commercial_2026_SC C_GWh_After Competition Groups_1 | ENERGY STAR LED LAMPS (REFLECTOR LAMPs/MR16/PAR 16) | 13.58% | 4.4057 | 702.5254 | Commercial_2026_SC C_GWh_After Competition Groups_ENERGY STAR LED LAMPS (REFLECTOR LAMPs/MR16/PAR 16)
Commercial | Com ¦ LED Low/High Bay | 2026 | SC C | GWh | After Competition Groups | 554.9203 | 79306726.6635 | 79.3067 | 5174.9581 | 0.10723 | 2 | Commercial_2026_SC C_GWh_After Competition Groups_2 | LED Low/High Bay | 10.72% | 79.3067 | 554.9203 | Commercial_2026_SC C_GWh_After Competition Groups_LED Low/High Bay
Commercial | Com ¦ LED Troffer/Surface/Suspended | 2026 | SC C | GWh | After Competition Groups | 549.2924 | 78084243.161 | 78.0842 | 5174.9581 | 0.10614 | 3 | Commercial_2026_SC C_GWh_After Competition Groups_3 | LED Troffer/Surface/Suspended | 10.61% | 78.0842 | 549.2924 | Commercial_2026_SC C_GWh_After Competition Groups_LED Troffer/Surface/Suspended
Commercial | Com ¦ LED EXTERIOR AREA LIGHTS - LED fixture (200W) | 2026 | SC C | GWh | After Competition Groups | 437.9013 | 0 | 0 | 5174.9581 | 0.084619 | 4 | Commercial_2026_SC C_GWh_After Competition Groups_4 | LED EXTERIOR AREA LIGHTS - LED fixture (200W) | 8.462% | 0 | 437.9013 | Commercial_2026_SC C_GWh_After Competition Groups_LED EXTERIOR AREA LIGHTS - LED fixture (200W)
Commercial | Com ¦ LED parking lot fixture | 2026 | SC C | GWh | After Competition Groups | 426.2871 | 11704536.6904 | 11.7045 | 5174.9581 | 0.082375 | 5 | Commercial_2026_SC C_GWh_After Competition Groups_5 | LED parking lot fixture | 8.237% | 11.7045 | 426.2871 | Commercial_2026_SC C_GWh_After Competition Groups_LED parking lot fixture
Commercial | Com ¦ LED Replacement Lamp (Tube) | 2026 | SC C | GWh | After Competition Groups | 344.4779 | 0 | 0 | 5174.9581 | 0.066566 | 6 | Commercial_2026_SC C_GWh_After Competition Groups_6 | LED Replacement Lamp (Tube) | 6.657% | 0 | 344.4779 | Commercial_2026_SC C_GWh_After Competition Groups_LED Replacement Lamp (Tube)
Commercial | Com ¦ LED street light fixture | 2026 | SC C | GWh | After Competition Groups | 255.7624 | 15997773.6344 | 15.9978 | 5174.9581 | 0.049423 | 7 | Commercial_2026_SC C_GWh_After Competition Groups_7 | LED street light fixture | 4.942% | 15.9978 | 255.7624 | Commercial_2026_SC C_GWh_After Competition Groups_LED street light fixture
Commercial | Com ¦ Building Recommissioning, Operations and Maintenance (O&M) Improvements | 2026 | SC C | GWh | After Competition Groups | 238.5985 | 1598986.8747 | 1.599 | 5174.9581 | 0.046106 | 8 | Commercial_2026_SC C_GWh_After Competition Groups_8 | Building Recommissioning, Operations and Maintenance (O&M) Improvements | 4.611% | 1.599 | 238.5985 | Commercial_2026_SC C_GWh_After Competition Groups_Building Recommissioning, Operations and Maintenance (O&M) Improvements
Commercial | Com ¦ Furnace Tune-Up | 2026 | SC C | GWh | After Competition Groups | 156.1771 | 98180.1322 | 0.09818 | 5174.9581 | 0.030179 | 9 | Commercial_2026_SC C_GWh_After Competition Groups_9 | Furnace Tune-Up | 3.018% | 0.09818 | 156.1771 | Commercial_2026_SC C_GWh_After Competition Groups_Furnace Tune-Up
Commercial | Com ¦ Data Center Storage/Server Virtualization | 2026 | SC C | GWh | After Competition Groups | 155.8053 | 0 | 0 | 5174.9581 | 0.030108 | 10 | Commercial_2026_SC C_GWh_After Competition Groups_10 | Data Center Storage/Server Virtualization | 3.011% | 0 | 155.8053 | Commercial_2026_SC C_GWh_After Competition Groups_Data Center Storage/Server Virtualization
Commercial | Com ¦ Reach-in Shaded Pole to ECM/PSC Evaporator Fan Motor | 2026 | SC C | GWh | After Competition Groups | 125.1238 | 2481488.5749 | 2.4815 | 5174.9581 | 0.024179 | 11 | Commercial_2026_SC C_GWh_After Competition Groups_11 | Reach-in Shaded Pole to ECM/PSC Evaporator Fan Motor | 2.418% | 2.4815 | 125.1238 | Commercial_2026_SC C_GWh_After Competition Groups_Reach-in Shaded Pole to ECM/PSC Evaporator Fan Motor
Commercial | Com ¦ High Efficiency Air Source Heat Pump | 2026 | SC C | GWh | After Competition Groups | 123.2283 | 1076107.1718 | 1.0761 | 5174.9581 | 0.023812 | 12 | Commercial_2026_SC C_GWh_After Competition Groups_12 | High Efficiency Air Source Heat Pump | 2.381% | 1.0761 | 123.2283 | Commercial_2026_SC C_GWh_After Competition Groups_High Efficiency Air Source Heat Pump
Commercial | Com ¦ LED or Equivalent Sign Lighting | 2026 | SC C | GWh | After Competition Groups | 114.8833 | 15192816.9708 | 15.1928 | 5174.9581 | 0.0222 | 13 | Commercial_2026_SC C_GWh_After Competition Groups_13 | LED or Equivalent Sign Lighting | 2.22% | 15.1928 | 114.8833 | Commercial_2026_SC C_GWh_After Competition Groups_LED or Equivalent Sign Lighting
Commercial | Com ¦ ENERGY STAR LED LAMPS (General Service Lamps) | 2026 | SC C | GWh | After Competition Groups | 90.6591 | 573047.9231 | 0.57305 | 5174.9581 | 0.017519 | 14 | Commercial_2026_SC C_GWh_After Competition Groups_14 | ENERGY STAR LED LAMPS (General Service Lamps) | 1.752% | 0.57305 | 90.6591 | Commercial_2026_SC C_GWh_After Competition Groups_ENERGY STAR LED LAMPS (General Service Lamps)
Commercial | Com ¦ Refrigerated Display Case Doors | 2026 | SC C | GWh | After Competition Groups | 85.4478 | 11269851.2532 | 11.2699 | 5174.9581 | 0.016512 | 15 | Commercial_2026_SC C_GWh_After Competition Groups_15 | Refrigerated Display Case Doors | 1.651% | 11.2699 | 85.4478 | Commercial_2026_SC C_GWh_After Competition Groups_Refrigerated Display Case Doors
Commercial | Com ¦ Education and Capacity Building/Energy Behavior | 2026 | SC C | GWh | After Competition Groups | 81.2132 | 953920.9544 | 0.95392 | 5174.9581 | 0.015693 | 16 | Commercial_2026_SC C_GWh_After Competition Groups_16 | Education and Capacity Building/Energy Behavior | 1.569% | 0.95392 | 81.2132 | Commercial_2026_SC C_GWh_After Competition Groups_Education and Capacity Building/Energy Behavior
Commercial | Com ¦ Strip Curtains | 2026 | SC C | GWh | After Competition Groups | 78.7022 | 149650.8149 | 0.14965 | 5174.9581 | 0.015208 | 17 | Commercial_2026_SC C_GWh_After Competition Groups_17 | Strip Curtains | 1.521% | 0.14965 | 78.7022 | Commercial_2026_SC C_GWh_After Competition Groups_Strip Curtains
Commercial | Com ¦ Demand Control Ventilation | 2026 | SC C | GWh | After Competition Groups | 59.6016 | 2572313.0198 | 2.5723 | 5174.9581 | 0.011517 | 18 | Commercial_2026_SC C_GWh_After Competition Groups_18 | Demand Control Ventilation | 1.152% | 2.5723 | 59.6016 | Commercial_2026_SC C_GWh_After Competition Groups_Demand Control Ventilation
Commercial | Com ¦ Advanced BAS/Controllers | 2026 | SC C | GWh | After Competition Groups | 59.057 | 369378.0374 | 0.36938 | 5174.9581 | 0.011412 | 19 | Commercial_2026_SC C_GWh_After Competition Groups_19 | Advanced BAS/Controllers | 1.141% | 0.36938 | 59.057 | Commercial_2026_SC C_GWh_After Competition Groups_Advanced BAS/Controllers
Commercial | Com ¦ Centrally controlled desktop PC/NETWORK PC POWER MANAGEMENT SOFTWARE | 2026 | SC C | GWh | After Competition Groups | 55.3583 | 704219.4736 | 0.70422 | 5174.9581 | 0.010697 | 20 | Commercial_2026_SC C_GWh_After Competition Groups_20 | Centrally controlled desktop PC/NETWORK PC POWER MANAGEMENT SOFTWARE | 1.07% | 0.70422 | 55.3583 | Commercial_2026_SC C_GWh_After Competition Groups_Centrally controlled desktop PC/NETWORK PC POWER MANAGEMENT SOFTWARE
Commercial | Com ¦ Variable Frequency Drive (VFD) | 2026 | SC C | GWh | After Competition Groups | 52.0436 | 1620019.0049 | 1.62 | 5174.9581 | 0.010057 | 21 | Commercial_2026_SC C_GWh_After Competition Groups_21 | Variable Frequency Drive (VFD) | 1.006% | 1.62 | 52.0436 | Commercial_2026_SC C_GWh_After Competition Groups_Variable Frequency Drive (VFD)
Commercial | Com ¦ VFD on Pumps | 2026 | SC C | GWh | After Competition Groups | 48.5965 | 1645899.4909 | 1.6459 | 5174.9581 | 0.0093907 | 22 | Commercial_2026_SC C_GWh_After Competition Groups_22 | VFD on Pumps | 0.9391% | 1.6459 | 48.5965 | Commercial_2026_SC C_GWh_After Competition Groups_VFD on Pumps
Commercial | Com ¦ Adaptive Thermostats | 2026 | SC C | GWh | After Competition Groups | 41.5388 | 2915491.9471 | 2.9155 | 5174.9581 | 0.0080269 | 23 | Commercial_2026_SC C_GWh_After Competition Groups_23 | Adaptive Thermostats | 0.8027% | 2.9155 | 41.5388 | Commercial_2026_SC C_GWh_After Competition Groups_Adaptive Thermostats
Commercial | Com ¦ Air Handler with Dedicated Outdoor Air Systems | 2026 | SC C | GWh | After Competition Groups | 28.9445 | 0 | 0 | 5174.9581 | 0.0055932 | 24 | Commercial_2026_SC C_GWh_After Competition Groups_24 | Air Handler with Dedicated Outdoor Air Systems | 0.5593% | 0 | 28.9445 | Commercial_2026_SC C_GWh_After Competition Groups_Air Handler with Dedicated Outdoor Air Systems
Commercial | Com ¦ Unitary Air-Conditioning Unit | 2026 | SC C | GWh | After Competition Groups | 28.3615 | 6273952.246 | 6.274 | 5174.9581 | 0.0054805 | 25 | Commercial_2026_SC C_GWh_After Competition Groups_25 | Unitary Air-Conditioning Unit | 0.5481% | 6.274 | 28.3615 | Commercial_2026_SC C_GWh_After Competition Groups_Unitary Air-Conditioning Unit
Commercial | Com ¦ Refrigerated Display Case LED | 2026 | SC C | GWh | After Competition Groups | 24.6288 | 2068970.747 | 2.069 | 5174.9581 | 0.0047592 | 26 | Commercial_2026_SC C_GWh_After Competition Groups_26 | Refrigerated Display Case LED | 0.4759% | 2.069 | 24.6288 | Commercial_2026_SC C_GWh_After Competition Groups_Refrigerated Display Case LED
Commercial | Com ¦ ECM MOTORS FOR EVAPORATOR FANS for refrigeration (WALK-IN) | 2026 | SC C | GWh | After Competition Groups | 24.2561 | 977281.3915 | 0.97728 | 5174.9581 | 0.0046872 | 27 | Commercial_2026_SC C_GWh_After Competition Groups_27 | ECM MOTORS FOR EVAPORATOR FANS for refrigeration (WALK-IN) | 0.4687% | 0.97728 | 24.2561 | Commercial_2026_SC C_GWh_After Competition Groups_ECM MOTORS FOR EVAPORATOR FANS for refrigeration (WALK-IN)
Commercial | Com ¦ Condensing Unit Heaters or other Efficient Unit Heating System | 2026 | SC C | GWh | After Competition Groups | 23.4844 | 29469.2123 | 0.029469 | 5174.9581 | 0.0045381 | 28 | Commercial_2026_SC C_GWh_After Competition Groups_28 | Condensing Unit Heaters or other Efficient Unit Heating System | 0.4538% | 0.029469 | 23.4844 | Commercial_2026_SC C_GWh_After Competition Groups_Condensing Unit Heaters or other Efficient Unit Heating System
Commercial | Com ¦ Demand Control Kitchen Ventilation | 2026 | SC C | GWh | After Competition Groups | 21.0785 | 133988.4268 | 0.13399 | 5174.9581 | 0.0040732 | 29 | Commercial_2026_SC C_GWh_After Competition Groups_29 | Demand Control Kitchen Ventilation | 0.4073% | 0.13399 | 21.0785 | Commercial_2026_SC C_GWh_After Competition Groups_Demand Control Kitchen Ventilation
Commercial | Com ¦ Freezer Case Light Sensor | 2026 | SC C | GWh | After Competition Groups | 19.9078 | 2145843.5763 | 2.1458 | 5174.9581 | 0.003847 | 30 | Commercial_2026_SC C_GWh_After Competition Groups_30 | Freezer Case Light Sensor | 0.3847% | 2.1458 | 19.9078 | Commercial_2026_SC C_GWh_After Competition Groups_Freezer Case Light Sensor
Commercial | Com ¦ Evaporator Fan Controls | 2026 | SC C | GWh | After Competition Groups | 19.4192 | 152890.3436 | 0.15289 | 5174.9581 | 0.0037525 | 31 | Commercial_2026_SC C_GWh_After Competition Groups_31 | Evaporator Fan Controls | 0.3753% | 0.15289 | 19.4192 | Commercial_2026_SC C_GWh_After Competition Groups_Evaporator Fan Controls
Commercial | Com ¦ Door Gasket Freezer/Refrigerator | 2026 | SC C | GWh | After Competition Groups | 16.1603 | 1039946.6381 | 1.0399 | 5174.9581 | 0.0031228 | 32 | Commercial_2026_SC C_GWh_After Competition Groups_32 | Door Gasket Freezer/Refrigerator | 0.3123% | 1.0399 | 16.1603 | Commercial_2026_SC C_GWh_After Competition Groups_Door Gasket Freezer/Refrigerator
Commercial | Com ¦ ENERGY STAR Griddle (74% eff) | 2026 | SC C | GWh | After Competition Groups | 16.0894 | 220906.4193 | 0.22091 | 5174.9581 | 0.0031091 | 33 | Commercial_2026_SC C_GWh_After Competition Groups_33 | ENERGY STAR Griddle (74% eff) | 0.3109% | 0.22091 | 16.0894 | Commercial_2026_SC C_GWh_After Competition Groups_ENERGY STAR Griddle (74% eff)
Commercial | Com ¦ Chilled Water Optimization | 2026 | SC C | GWh | After Competition Groups | 13.9309 | 1479974.2196 | 1.48 | 5174.9581 | 0.002692 | 34 | Commercial_2026_SC C_GWh_After Competition Groups_34 | Chilled Water Optimization | 0.2692% | 1.48 | 13.9309 | Commercial_2026_SC C_GWh_After Competition Groups_Chilled Water Optimization
Commercial | Com ¦ Occupancy Sensors | 2026 | SC C | GWh | After Competition Groups | 13.6002 | 4884.8368 | 0.0048848 | 5174.9581 | 0.0026281 | 35 | Commercial_2026_SC C_GWh_After Competition Groups_35 | Occupancy Sensors | 0.2628% | 0.0048848 | 13.6002 | Commercial_2026_SC C_GWh_After Competition Groups_Occupancy Sensors
Commercial | Com ¦ Elec Storage WH 2.30 Et | 2026 | SC C | GWh | After Competition Groups | 7.8837 | 514806.708 | 0.51481 | 5174.9581 | 0.0015234 | 36 | Commercial_2026_SC C_GWh_After Competition Groups_36 | Elec Storage WH 2.30 Et | 0.1523% | 0.51481 | 7.8837 | Commercial_2026_SC C_GWh_After Competition Groups_Elec Storage WH 2.30 Et
Commercial | Com ¦ Temperature Adjustment in Commercial Freezers | 2026 | SC C | GWh | After Competition Groups | 7.4341 | 0 | 0 | 5174.9581 | 0.0014366 | 37 | Commercial_2026_SC C_GWh_After Competition Groups_37 | Temperature Adjustment in Commercial Freezers | 0.1437% | 0 | 7.4341 | Commercial_2026_SC C_GWh_After Competition Groups_Temperature Adjustment in Commercial Freezers
Commercial | Com ¦ BEVERAGE VENDING MACHINE CONTROLS | 2026 | SC C | GWh | After Competition Groups | 7.2857 | 225519.083 | 0.22552 | 5174.9581 | 0.0014079 | 38 | Commercial_2026_SC C_GWh_After Competition Groups_38 | BEVERAGE VENDING MACHINE CONTROLS | 0.1408% | 0.22552 | 7.2857 | Commercial_2026_SC C_GWh_After Competition Groups_BEVERAGE VENDING MACHINE CONTROLS
Commercial | Com ¦ CO Sensors for parking garage exhaust fans | 2026 | SC C | GWh | After Competition Groups | 6.9645 | 609347.7874 | 0.60935 | 5174.9581 | 0.0013458 | 39 | Commercial_2026_SC C_GWh_After Competition Groups_39 | CO Sensors for parking garage exhaust fans | 0.1346% | 0.60935 | 6.9645 | Commercial_2026_SC C_GWh_After Competition Groups_CO Sensors for parking garage exhaust fans
Commercial | Com ¦ Energy Efficient Laboratory Fume Hood | 2026 | SC C | GWh | After Competition Groups | 6.4236 | 519045.2086 | 0.51905 | 5174.9581 | 0.0012413 | 40 | Commercial_2026_SC C_GWh_After Competition Groups_40 | Energy Efficient Laboratory Fume Hood | 0.1241% | 0.51905 | 6.4236 | Commercial_2026_SC C_GWh_After Competition Groups_Energy Efficient Laboratory Fume Hood
Commercial | Com ¦ ENERGY STAR Fryer (84% eff) | 2026 | SC C | GWh | After Competition Groups | 5.811 | 152948.5709 | 0.15295 | 5174.9581 | 0.0011229 | 41 | Commercial_2026_SC C_GWh_After Competition Groups_41 | ENERGY STAR Fryer (84% eff) | 0.1123% | 0.15295 | 5.811 | Commercial_2026_SC C_GWh_After Competition Groups_ENERGY STAR Fryer (84% eff)
Commercial | Com ¦ Vertical Night Covers | 2026 | SC C | GWh | After Competition Groups | 5.7603 | 148304.3526 | 0.1483 | 5174.9581 | 0.0011131 | 42 | Commercial_2026_SC C_GWh_After Competition Groups_42 | Vertical Night Covers | 0.1113% | 0.1483 | 5.7603 | Commercial_2026_SC C_GWh_After Competition Groups_Vertical Night Covers
Commercial | Com ¦ Outside Air Economizer | 2026 | SC C | GWh | After Competition Groups | 5.7042 | 100549.1231 | 0.10055 | 5174.9581 | 0.0011023 | 43 | Commercial_2026_SC C_GWh_After Competition Groups_43 | Outside Air Economizer | 0.1102% | 0.10055 | 5.7042 | Commercial_2026_SC C_GWh_After Competition Groups_Outside Air Economizer
Commercial | Com ¦ Duct Insulation, R8 | 2026 | SC C | GWh | After Competition Groups | 5.2255 | 303169.8691 | 0.30317 | 5174.9581 | 0.0010098 | 44 | Commercial_2026_SC C_GWh_After Competition Groups_44 | Duct Insulation, R8 | 0.101% | 0.30317 | 5.2255 | Commercial_2026_SC C_GWh_After Competition Groups_Duct Insulation, R8
Commercial | Com ¦ Water Source Heat Pump (4 ton) | 2026 | SC C | GWh | After Competition Groups | 5.2029 | 767888.9573 | 0.76789 | 5174.9581 | 0.0010054 | 45 | Commercial_2026_SC C_GWh_After Competition Groups_45 | Water Source Heat Pump (4 ton) | 0.1005% | 0.76789 | 5.2029 | Commercial_2026_SC C_GWh_After Competition Groups_Water Source Heat Pump (4 ton)
Commercial | Com ¦ Water Heating (DHW) Pipe Insulation (Add 3/4\ Foam)" | 2026 | SC C | GWh | After Competition Groups | 4.9876 | 208954.3104 | 0.20895 | 5174.9581 | 0.0009638 | 46 | Commercial_2026_SC C_GWh_After Competition Groups_46 | Water Heating (DHW) Pipe Insulation (Add 3/4\ Foam)" | 0.09638% | 0.20895 | 4.9876 | Commercial_2026_SC C_GWh_After Competition Groups_Water Heating (DHW) Pipe Insulation (Add 3/4\ Foam)"
Commercial | Com ¦ Suction Pipe Insulation Freezer/Refrigerator | 2026 | SC C | GWh | After Competition Groups | 3.1542 | 146595.7007 | 0.1466 | 5174.9581 | 0.0006095 | 47 | Commercial_2026_SC C_GWh_After Competition Groups_47 | Suction Pipe Insulation Freezer/Refrigerator | 0.06095% | 0.1466 | 3.1542 | Commercial_2026_SC C_GWh_After Competition Groups_Suction Pipe Insulation Freezer/Refrigerator
Commercial | Com ¦ ENERGY STAR Dishwasher | 2026 | SC C | GWh | After Competition Groups | 2.9538 | 30419.9369 | 0.03042 | 5174.9581 | 0.00057079 | 48 | Commercial_2026_SC C_GWh_After Competition Groups_48 | ENERGY STAR Dishwasher | 0.05708% | 0.03042 | 2.9538 | Commercial_2026_SC C_GWh_After Competition Groups_ENERGY STAR Dishwasher
Commercial | Com ¦ ENERGY STAR Steam Cookers | 2026 | SC C | GWh | After Competition Groups | 2.7746 | 80656.0128 | 0.080656 | 5174.9581 | 0.00053617 | 49 | Commercial_2026_SC C_GWh_After Competition Groups_49 | ENERGY STAR Steam Cookers | 0.05362% | 0.080656 | 2.7746 | Commercial_2026_SC C_GWh_After Competition Groups_ENERGY STAR Steam Cookers
Commercial | Com ¦ Thermostat Setback | 2026 | SC C | GWh | After Competition Groups | 1.8493 | 0 | 0 | 5174.9581 | 0.00035736 | 50 | Commercial_2026_SC C_GWh_After Competition Groups_50 | Thermostat Setback | 0.03574% | 0 | 1.8493 | Commercial_2026_SC C_GWh_After Competition Groups_Thermostat Setback
Commercial | Com ¦ Ozone Laundry Treatment | 2026 | SC C | GWh | After Competition Groups | 1.5495 | 166905.4066 | 0.16691 | 5174.9581 | 0.00029942 | 51 | Commercial_2026_SC C_GWh_After Competition Groups_51 | Ozone Laundry Treatment | 0.02994% | 0.16691 | 1.5495 | Commercial_2026_SC C_GWh_After Competition Groups_Ozone Laundry Treatment
Commercial | Com ¦ Condensing Make Up Air Unit | 2026 | SC C | GWh | After Competition Groups | 1.2869 | 385575.799 | 0.38558 | 5174.9581 | 0.00024868 | 52 | Commercial_2026_SC C_GWh_After Competition Groups_52 | Condensing Make Up Air Unit | 0.02487% | 0.38558 | 1.2869 | Commercial_2026_SC C_GWh_After Competition Groups_Condensing Make Up Air Unit
Commercial | Com ¦ Demand controlled Circulating Systems | 2026 | SC C | GWh | After Competition Groups | 1.0614 | 0 | 0 | 5174.9581 | 0.00020509 | 53 | Commercial_2026_SC C_GWh_After Competition Groups_53 | Demand controlled Circulating Systems | 0.02051% | 0 | 1.0614 | Commercial_2026_SC C_GWh_After Competition Groups_Demand controlled Circulating Systems
Commercial | Com ¦ ECM MOTORS FOR HVAC APPLICATION (FAN-POWERED VAV BOX) | 2026 | SC C | GWh | After Competition Groups | 0.76478 | 35050.6722 | 0.035051 | 5174.9581 | 0.00014779 | 54 | Commercial_2026_SC C_GWh_After Competition Groups_54 | ECM MOTORS FOR HVAC APPLICATION (FAN-POWERED VAV BOX) | 0.01478% | 0.035051 | 0.76478 | Commercial_2026_SC C_GWh_After Competition Groups_ECM MOTORS FOR HVAC APPLICATION (FAN-POWERED VAV BOX)
Commercial | Com ¦ LLLC - High Impact Application | 2026 | SC C | GWh | After Competition Groups | 0.65395 | 538.3312 | 0.00053833 | 5174.9581 | 0.00012637 | 55 | Commercial_2026_SC C_GWh_After Competition Groups_55 | LLLC - High Impact Application | 0.01264% | 0.00053833 | 0.65395 | Commercial_2026_SC C_GWh_After Competition Groups_LLLC - High Impact Application
Commercial | Com ¦ CEE Tier 2/Energy Star Clothes Washers | 2026 | SC C | GWh | After Competition Groups | 0.58557 | 20178.6752 | 0.020179 | 5174.9581 | 0.00011315 | 56 | Commercial_2026_SC C_GWh_After Competition Groups_56 | CEE Tier 2/Energy Star Clothes Washers | 0.01132% | 0.020179 | 0.58557 | Commercial_2026_SC C_GWh_After Competition Groups_CEE Tier 2/Energy Star Clothes Washers
Commercial | Com ¦ LLLC - Low Impact Application | 2026 | SC C | GWh | After Competition Groups | 0.39692 | 821.0508 | 0.00082105 | 5174.9581 | 7.6699e-05 | 57 | Commercial_2026_SC C_GWh_After Competition Groups_57 | LLLC - Low Impact Application | 0.00767% | 0.00082105 | 0.39692 | Commercial_2026_SC C_GWh_After Competition Groups_LLLC - Low Impact Application
Commercial | Com ¦ Low Flow Pre-Rinse Spray Nozzle | 2026 | SC C | GWh | After Competition Groups | 0.31186 | 3318.6255 | 0.0033186 | 5174.9581 | 6.0263e-05 | 58 | Commercial_2026_SC C_GWh_After Competition Groups_58 | Low Flow Pre-Rinse Spray Nozzle | 0.006026% | 0.0033186 | 0.31186 | Commercial_2026_SC C_GWh_After Competition Groups_Low Flow Pre-Rinse Spray Nozzle
Commercial | Com ¦ Notched V belts for HVAC Systems | 2026 | SC C | GWh | After Competition Groups | 0.31181 | 23964.7355 | 0.023965 | 5174.9581 | 6.0254e-05 | 59 | Commercial_2026_SC C_GWh_After Competition Groups_59 | Notched V belts for HVAC Systems | 0.006025% | 0.023965 | 0.31181 | Commercial_2026_SC C_GWh_After Competition Groups_Notched V belts for HVAC Systems
Commercial | Com ¦ Auto Off Time Switch or Time Clock control | 2026 | SC C | GWh | After Competition Groups | 0.2989 | 65.829 | 6.5829e-05 | 5174.9581 | 5.7759e-05 | 60 | Commercial_2026_SC C_GWh_After Competition Groups_60 | Auto Off Time Switch or Time Clock control | 0.005776% | 6.5829e-05 | 0.2989 | Commercial_2026_SC C_GWh_After Competition Groups_Auto Off Time Switch or Time Clock control
Commercial | COM ¦ Ductless Mini-Split Heat Pumps | 2026 | SC C | GWh | After Competition Groups | 0.26875 | 149.456 | 0.00014946 | 5174.9581 | 5.1932e-05 | 61 | Commercial_2026_SC C_GWh_After Competition Groups_61 | Ductless Mini-Split Heat Pumps | 0.005193% | 0.00014946 | 0.26875 | Commercial_2026_SC C_GWh_After Competition Groups_Ductless Mini-Split Heat Pumps
Commercial | Com ¦ Solar Water Preheat (Pools/DHW) | 2026 | SC C | GWh | After Competition Groups | 0.21741 | 1422.61 | 0.0014226 | 5174.9581 | 4.2011e-05 | 62 | Commercial_2026_SC C_GWh_After Competition Groups_62 | Solar Water Preheat (Pools/DHW) | 0.004201% | 0.0014226 | 0.21741 | Commercial_2026_SC C_GWh_After Competition Groups_Solar Water Preheat (Pools/DHW)
Commercial | Com ¦ HVAC Optimization | 2026 | SC C | GWh | After Competition Groups | 0.21399 | 217.0543 | 0.00021705 | 5174.9581 | 4.1351e-05 | 63 | Commercial_2026_SC C_GWh_After Competition Groups_63 | HVAC Optimization | 0.004135% | 0.00021705 | 0.21399 | Commercial_2026_SC C_GWh_After Competition Groups_HVAC Optimization
Commercial | Com ¦ PTAC (12 EER/10,000 BTU) | 2026 | SC C | GWh | After Competition Groups | 0.17181 | 16123.087 | 0.016123 | 5174.9581 | 3.3201e-05 | 64 | Commercial_2026_SC C_GWh_After Competition Groups_64 | PTAC (12 EER/10,000 BTU) | 0.00332% | 0.016123 | 0.17181 | Commercial_2026_SC C_GWh_After Competition Groups_PTAC (12 EER/10,000 BTU)
Commercial | Com ¦ Commercial Hot Food Holding Cabinets | 2026 | SC C | GWh | After Competition Groups | 0.1195 | 2309.6937 | 0.0023097 | 5174.9581 | 2.3093e-05 | 65 | Commercial_2026_SC C_GWh_After Competition Groups_65 | Commercial Hot Food Holding Cabinets | 0.002309% | 0.0023097 | 0.1195 | Commercial_2026_SC C_GWh_After Competition Groups_Commercial Hot Food Holding Cabinets
Commercial | Com ¦ Air Curtains | 2026 | SC C | GWh | After Competition Groups | 0.082352 | 5476.4804 | 0.0054765 | 5174.9581 | 1.5914e-05 | 66 | Commercial_2026_SC C_GWh_After Competition Groups_66 | Air Curtains | 0.001591% | 0.0054765 | 0.082352 | Commercial_2026_SC C_GWh_After Competition Groups_Air Curtains
Commercial | Com ¦ Wall Insulation | 2026 | SC C | GWh | After Competition Groups | 0.047376 | 319.4632 | 0.00031946 | 5174.9581 | 9.1548e-06 | 67 | Commercial_2026_SC C_GWh_After Competition Groups_67 | Wall Insulation | 0.0009155% | 0.00031946 | 0.047376 | Commercial_2026_SC C_GWh_After Competition Groups_Wall Insulation
Commercial | Com ¦ LED RECESSED DOWNLIGHTS | 2026 | SC C | GWh | After Competition Groups | 0.034039 | 8117.1984 | 0.0081172 | 5174.9581 | 6.5776e-06 | 68 | Commercial_2026_SC C_GWh_After Competition Groups_68 | LED RECESSED DOWNLIGHTS | 0.0006578% | 0.0081172 | 0.034039 | Commercial_2026_SC C_GWh_After Competition Groups_LED RECESSED DOWNLIGHTS
Commercial | Com ¦ Energy Recovery Ventilation and Ventilation (Enhanced) | 2026 | SC C | GWh | After Competition Groups | 0.029355 | 0 | 0 | 5174.9581 | 5.6725e-06 | 69 | Commercial_2026_SC C_GWh_After Competition Groups_69 | Energy Recovery Ventilation and Ventilation (Enhanced) | 0.0005673% | 0 | 0.029355 | Commercial_2026_SC C_GWh_After Competition Groups_Energy Recovery Ventilation and Ventilation (Enhanced)
Commercial | Com ¦ High Efficiency Chiller (avg of water and air cooled) | 2026 | SC C | GWh | After Competition Groups | 0.024225 | 7538.6067 | 0.0075386 | 5174.9581 | 4.6812e-06 | 70 | Commercial_2026_SC C_GWh_After Competition Groups_70 | High Efficiency Chiller (avg of water and air cooled) | 0.0004681% | 0.0075386 | 0.024225 | Commercial_2026_SC C_GWh_After Competition Groups_High Efficiency Chiller (avg of water and air cooled)
Commercial | Com ¦ VSD Air Compressor | 2026 | SC C | GWh | After Competition Groups | 0.015763 | 497.3429 | 0.00049734 | 5174.9581 | 3.0461e-06 | 71 | Commercial_2026_SC C_GWh_After Competition Groups_71 | VSD Air Compressor | 0.0003046% | 0.00049734 | 0.015763 | Commercial_2026_SC C_GWh_After Competition Groups_VSD Air Compressor
Commercial | Com ¦ High Efficiency Small Instantaneous Water Heater | 2026 | SC C | GWh | After Competition Groups | 0.010736 | 3647.046 | 0.003647 | 5174.9581 | 2.0746e-06 | 72 | Commercial_2026_SC C_GWh_After Competition Groups_72 | High Efficiency Small Instantaneous Water Heater | 0.0002075% | 0.003647 | 0.010736 | Commercial_2026_SC C_GWh_After Competition Groups_High Efficiency Small Instantaneous Water Heater
Commercial | Com ¦ Room AC (w/ louvered sides) 14 SEER from 12 SEER code | 2026 | SC C | GWh | After Competition Groups | 0.010099 | 1802.7958 | 0.0018028 | 5174.9581 | 1.9515e-06 | 73 | Commercial_2026_SC C_GWh_After Competition Groups_73 | Room AC (w/ louvered sides) 14 SEER from 12 SEER code | 0.0001951% | 0.0018028 | 0.010099 | Commercial_2026_SC C_GWh_After Competition Groups_Room AC (w/ louvered sides) 14 SEER from 12 SEER code
Commercial | Com ¦ EC Plug Fan for Data Center (under cabinet) | 2026 | SC C | GWh | After Competition Groups | 0.0093844 | 835.2133 | 0.00083521 | 5174.9581 | 1.8134e-06 | 74 | Commercial_2026_SC C_GWh_After Competition Groups_74 | EC Plug Fan for Data Center (under cabinet) | 0.0001813% | 0.00083521 | 0.0093844 | Commercial_2026_SC C_GWh_After Competition Groups_EC Plug Fan for Data Center (under cabinet)
Commercial | Com ¦ Networked/Connected - High Impact Application | 2026 | SC C | GWh | After Competition Groups | 0.0021934 | 2.4617 | 2.4617e-06 | 5174.9581 | 4.2385e-07 | 75 | Commercial_2026_SC C_GWh_After Competition Groups_75 | Networked/Connected - High Impact Application | 4.239e-05% | 2.4617e-06 | 0.0021934 | Commercial_2026_SC C_GWh_After Competition Groups_Networked/Connected - High Impact Application
Commercial | Com ¦ Electric Convection Combination Ovens | 2026 | SC C | GWh | After Competition Groups | 0.0017237 | 3.732 | 3.732e-06 | 5174.9581 | 3.3309e-07 | 76 | Commercial_2026_SC C_GWh_After Competition Groups_76 | Electric Convection Combination Ovens | 3.331e-05% | 3.732e-06 | 0.0017237 | Commercial_2026_SC C_GWh_After Competition Groups_Electric Convection Combination Ovens
Commercial | Com ¦ Networked/Connected - Low Impact Application | 2026 | SC C | GWh | After Competition Groups | 0.00010676 | 0.26375 | 2.6375e-07 | 5174.9581 | 2.063e-08 | 77 | Commercial_2026_SC C_GWh_After Competition Groups_77 | Networked/Connected - Low Impact Application | 2.063e-06% | 2.6375e-07 | 0.00010676 | Commercial_2026_SC C_GWh_After Competition Groups_Networked/Connected - Low Impact Application
Commercial | Com ¦ Efficient compressor motor | 2026 | SC C | GWh | After Competition Groups | 0 | 0 | 0 | 5174.9581 | 0 | 78 | Commercial_2026_SC C_GWh_After Competition Groups_78 | Efficient compressor motor | 0% | 0 | 0 | Commercial_2026_SC C_GWh_After Competition Groups_Efficient compressor motor
Commercial | Com ¦ Indoor Daylight Sensors/Photocell Dimming Control | 2026 | SC C | GWh | After Competition Groups | 0 | 0 | 0 | 5174.9581 | 0 | 79 | Commercial_2026_SC C_GWh_After Competition Groups_79 | Indoor Daylight Sensors/Photocell Dimming Control | 0% | 0 | 0 | Commercial_2026_SC C_GWh_After Competition Groups_Indoor Daylight Sensors/Photocell Dimming Control
Commercial | Com ¦ Variable Refrigerant Flow Heat Pump | 2026 | SC C | GWh | After Competition Groups | 0 | 0 | 0 | 5174.9581 | 0 | 80 | Commercial_2026_SC C_GWh_After Competition Groups_80 | Variable Refrigerant Flow Heat Pump | 0% | 0 | 0 | Commercial_2026_SC C_GWh_After Competition Groups_Variable Refrigerant Flow Heat Pump
Commercial | Com ¦ ENERGY STAR LED LAMPS (REFLECTOR LAMPs/MR16/PAR 16) | 2026 | SC D | GWh | After Competition Groups | 702.4944 | 0 | 0 | 4775.112 | 0.14712 | 1 | Commercial_2026_SC D_GWh_After Competition Groups_1 | ENERGY STAR LED LAMPS (REFLECTOR LAMPs/MR16/PAR 16) | 14.71% | 0 | 702.4944 | Commercial_2026_SC D_GWh_After Competition Groups_ENERGY STAR LED LAMPS (REFLECTOR LAMPs/MR16/PAR 16)
Commercial | Com ¦ LED Low/High Bay | 2026 | SC D | GWh | After Competition Groups | 456.942 | 0 | 0 | 4775.112 | 0.095692 | 2 | Commercial_2026_SC D_GWh_After Competition Groups_2 | LED Low/High Bay | 9.569% | 0 | 456.942 | Commercial_2026_SC D_GWh_After Competition Groups_LED Low/High Bay
Commercial | Com ¦ LED Troffer/Surface/Suspended | 2026 | SC D | GWh | After Competition Groups | 437.9875 | 0 | 0 | 4775.112 | 0.091723 | 3 | Commercial_2026_SC D_GWh_After Competition Groups_3 | LED Troffer/Surface/Suspended | 9.172% | 0 | 437.9875 | Commercial_2026_SC D_GWh_After Competition Groups_LED Troffer/Surface/Suspended
Commercial | Com ¦ LED parking lot fixture | 2026 | SC D | GWh | After Competition Groups | 426.2871 | 0 | 0 | 4775.112 | 0.089273 | 4 | Commercial_2026_SC D_GWh_After Competition Groups_4 | LED parking lot fixture | 8.927% | 0 | 426.2871 | Commercial_2026_SC D_GWh_After Competition Groups_LED parking lot fixture
Commercial | Com ¦ LED EXTERIOR AREA LIGHTS - LED fixture (200W) | 2026 | SC D | GWh | After Competition Groups | 424.3094 | 0 | 0 | 4775.112 | 0.088859 | 5 | Commercial_2026_SC D_GWh_After Competition Groups_5 | LED EXTERIOR AREA LIGHTS - LED fixture (200W) | 8.886% | 0 | 424.3094 | Commercial_2026_SC D_GWh_After Competition Groups_LED EXTERIOR AREA LIGHTS - LED fixture (200W)
Commercial | Com ¦ LED Replacement Lamp (Tube) | 2026 | SC D | GWh | After Competition Groups | 344.4779 | 0 | 0 | 4775.112 | 0.07214 | 6 | Commercial_2026_SC D_GWh_After Competition Groups_6 | LED Replacement Lamp (Tube) | 7.214% | 0 | 344.4779 | Commercial_2026_SC D_GWh_After Competition Groups_LED Replacement Lamp (Tube)
Commercial | Com ¦ Building Recommissioning, Operations and Maintenance (O&M) Improvements | 2026 | SC D | GWh | After Competition Groups | 237.6293 | 0 | 0 | 4775.112 | 0.049764 | 7 | Commercial_2026_SC D_GWh_After Competition Groups_7 | Building Recommissioning, Operations and Maintenance (O&M) Improvements | 4.976% | 0 | 237.6293 | Commercial_2026_SC D_GWh_After Competition Groups_Building Recommissioning, Operations and Maintenance (O&M) Improvements
Commercial | Com ¦ LED street light fixture | 2026 | SC D | GWh | After Competition Groups | 190.1783 | 0 | 0 | 4775.112 | 0.039827 | 8 | Commercial_2026_SC D_GWh_After Competition Groups_8 | LED street light fixture | 3.983% | 0 | 190.1783 | Commercial_2026_SC D_GWh_After Competition Groups_LED street light fixture
Commercial | Com ¦ Furnace Tune-Up | 2026 | SC D | GWh | After Competition Groups | 156.151 | 0 | 0 | 4775.112 | 0.032701 | 9 | Commercial_2026_SC D_GWh_After Competition Groups_9 | Furnace Tune-Up | 3.27% | 0 | 156.151 | Commercial_2026_SC D_GWh_After Competition Groups_Furnace Tune-Up
Commercial | Com ¦ Data Center Storage/Server Virtualization | 2026 | SC D | GWh | After Competition Groups | 155.8053 | 0 | 0 | 4775.112 | 0.032629 | 10 | Commercial_2026_SC D_GWh_After Competition Groups_10 | Data Center Storage/Server Virtualization | 3.263% | 0 | 155.8053 | Commercial_2026_SC D_GWh_After Competition Groups_Data Center Storage/Server Virtualization
Commercial | Com ¦ Reach-in Shaded Pole to ECM/PSC Evaporator Fan Motor | 2026 | SC D | GWh | After Competition Groups | 125.1238 | 0 | 0 | 4775.112 | 0.026203 | 11 | Commercial_2026_SC D_GWh_After Competition Groups_11 | Reach-in Shaded Pole to ECM/PSC Evaporator Fan Motor | 2.62% | 0 | 125.1238 | Commercial_2026_SC D_GWh_After Competition Groups_Reach-in Shaded Pole to ECM/PSC Evaporator Fan Motor
Commercial | Com ¦ High Efficiency Air Source Heat Pump | 2026 | SC D | GWh | After Competition Groups | 123.2283 | 0 | 0 | 4775.112 | 0.025806 | 12 | Commercial_2026_SC D_GWh_After Competition Groups_12 | High Efficiency Air Source Heat Pump | 2.581% | 0 | 123.2283 | Commercial_2026_SC D_GWh_After Competition Groups_High Efficiency Air Source Heat Pump
Commercial | Com ¦ ENERGY STAR LED LAMPS (General Service Lamps) | 2026 | SC D | GWh | After Competition Groups | 90.6508 | 0 | 0 | 4775.112 | 0.018984 | 13 | Commercial_2026_SC D_GWh_After Competition Groups_13 | ENERGY STAR LED LAMPS (General Service Lamps) | 1.898% | 0 | 90.6508 | Commercial_2026_SC D_GWh_After Competition Groups_ENERGY STAR LED LAMPS (General Service Lamps)
Commercial | Com ¦ Education and Capacity Building/Energy Behavior | 2026 | SC D | GWh | After Competition Groups | 81.2132 | 0 | 0 | 4775.112 | 0.017008 | 14 | Commercial_2026_SC D_GWh_After Competition Groups_14 | Education and Capacity Building/Energy Behavior | 1.701% | 0 | 81.2132 | Commercial_2026_SC D_GWh_After Competition Groups_Education and Capacity Building/Energy Behavior
Commercial | Com ¦ Strip Curtains | 2026 | SC D | GWh | After Competition Groups | 78.6651 | 0 | 0 | 4775.112 | 0.016474 | 15 | Commercial_2026_SC D_GWh_After Competition Groups_15 | Strip Curtains | 1.647% | 0 | 78.6651 | Commercial_2026_SC D_GWh_After Competition Groups_Strip Curtains
Commercial | Com ¦ LED or Equivalent Sign Lighting | 2026 | SC D | GWh | After Competition Groups | 75.7554 | 0 | 0 | 4775.112 | 0.015865 | 16 | Commercial_2026_SC D_GWh_After Competition Groups_16 | LED or Equivalent Sign Lighting | 1.586% | 0 | 75.7554 | Commercial_2026_SC D_GWh_After Competition Groups_LED or Equivalent Sign Lighting
Commercial | Com ¦ Refrigerated Display Case Doors | 2026 | SC D | GWh | After Competition Groups | 62.3577 | 0 | 0 | 4775.112 | 0.013059 | 17 | Commercial_2026_SC D_GWh_After Competition Groups_17 | Refrigerated Display Case Doors | 1.306% | 0 | 62.3577 | Commercial_2026_SC D_GWh_After Competition Groups_Refrigerated Display Case Doors
Commercial | Com ¦ Advanced BAS/Controllers | 2026 | SC D | GWh | After Competition Groups | 62.2735 | 0 | 0 | 4775.112 | 0.013041 | 18 | Commercial_2026_SC D_GWh_After Competition Groups_18 | Advanced BAS/Controllers | 1.304% | 0 | 62.2735 | Commercial_2026_SC D_GWh_After Competition Groups_Advanced BAS/Controllers
Commercial | Com ¦ Centrally controlled desktop PC/NETWORK PC POWER MANAGEMENT SOFTWARE | 2026 | SC D | GWh | After Competition Groups | 55.2976 | 0 | 0 | 4775.112 | 0.01158 | 19 | Commercial_2026_SC D_GWh_After Competition Groups_19 | Centrally controlled desktop PC/NETWORK PC POWER MANAGEMENT SOFTWARE | 1.158% | 0 | 55.2976 | Commercial_2026_SC D_GWh_After Competition Groups_Centrally controlled desktop PC/NETWORK PC POWER MANAGEMENT SOFTWARE
Commercial | Com ¦ Variable Frequency Drive (VFD) | 2026 | SC D | GWh | After Competition Groups | 50.4813 | 0 | 0 | 4775.112 | 0.010572 | 20 | Commercial_2026_SC D_GWh_After Competition Groups_20 | Variable Frequency Drive (VFD) | 1.057% | 0 | 50.4813 | Commercial_2026_SC D_GWh_After Competition Groups_Variable Frequency Drive (VFD)
Commercial | Com ¦ VFD on Pumps | 2026 | SC D | GWh | After Competition Groups | 46.8387 | 0 | 0 | 4775.112 | 0.0098089 | 21 | Commercial_2026_SC D_GWh_After Competition Groups_21 | VFD on Pumps | 0.9809% | 0 | 46.8387 | Commercial_2026_SC D_GWh_After Competition Groups_VFD on Pumps
Commercial | Com ¦ Demand Control Ventilation | 2026 | SC D | GWh | After Competition Groups | 46.1517 | 0 | 0 | 4775.112 | 0.0096651 | 22 | Commercial_2026_SC D_GWh_After Competition Groups_22 | Demand Control Ventilation | 0.9665% | 0 | 46.1517 | Commercial_2026_SC D_GWh_After Competition Groups_Demand Control Ventilation
Commercial | Com ¦ Adaptive Thermostats | 2026 | SC D | GWh | After Competition Groups | 39.673 | 0 | 0 | 4775.112 | 0.0083083 | 23 | Commercial_2026_SC D_GWh_After Competition Groups_23 | Adaptive Thermostats | 0.8308% | 0 | 39.673 | Commercial_2026_SC D_GWh_After Competition Groups_Adaptive Thermostats
Commercial | Com ¦ Unitary Air-Conditioning Unit | 2026 | SC D | GWh | After Competition Groups | 24.6569 | 0 | 0 | 4775.112 | 0.0051636 | 24 | Commercial_2026_SC D_GWh_After Competition Groups_24 | Unitary Air-Conditioning Unit | 0.5164% | 0 | 24.6569 | Commercial_2026_SC D_GWh_After Competition Groups_Unitary Air-Conditioning Unit
Commercial | Com ¦ ECM MOTORS FOR EVAPORATOR FANS for refrigeration (WALK-IN) | 2026 | SC D | GWh | After Competition Groups | 23.9671 | 0 | 0 | 4775.112 | 0.0050192 | 25 | Commercial_2026_SC D_GWh_After Competition Groups_25 | ECM MOTORS FOR EVAPORATOR FANS for refrigeration (WALK-IN) | 0.5019% | 0 | 23.9671 | Commercial_2026_SC D_GWh_After Competition Groups_ECM MOTORS FOR EVAPORATOR FANS for refrigeration (WALK-IN)
Commercial | Com ¦ Condensing Unit Heaters or other Efficient Unit Heating System | 2026 | SC D | GWh | After Competition Groups | 23.3827 | 0 | 0 | 4775.112 | 0.0048968 | 26 | Commercial_2026_SC D_GWh_After Competition Groups_26 | Condensing Unit Heaters or other Efficient Unit Heating System | 0.4897% | 0 | 23.3827 | Commercial_2026_SC D_GWh_After Competition Groups_Condensing Unit Heaters or other Efficient Unit Heating System
Commercial | Com ¦ Air Handler with Dedicated Outdoor Air Systems | 2026 | SC D | GWh | After Competition Groups | 21.6875 | 0 | 0 | 4775.112 | 0.0045418 | 27 | Commercial_2026_SC D_GWh_After Competition Groups_27 | Air Handler with Dedicated Outdoor Air Systems | 0.4542% | 0 | 21.6875 | Commercial_2026_SC D_GWh_After Competition Groups_Air Handler with Dedicated Outdoor Air Systems
Commercial | Com ¦ Refrigerated Display Case LED | 2026 | SC D | GWh | After Competition Groups | 21.437 | 0 | 0 | 4775.112 | 0.0044893 | 28 | Commercial_2026_SC D_GWh_After Competition Groups_28 | Refrigerated Display Case LED | 0.4489% | 0 | 21.437 | Commercial_2026_SC D_GWh_After Competition Groups_Refrigerated Display Case LED
Commercial | Com ¦ Demand Control Kitchen Ventilation | 2026 | SC D | GWh | After Competition Groups | 19.5272 | 0 | 0 | 4775.112 | 0.0040894 | 29 | Commercial_2026_SC D_GWh_After Competition Groups_29 | Demand Control Kitchen Ventilation | 0.4089% | 0 | 19.5272 | Commercial_2026_SC D_GWh_After Competition Groups_Demand Control Kitchen Ventilation
Commercial | Com ¦ Evaporator Fan Controls | 2026 | SC D | GWh | After Competition Groups | 19.4192 | 0 | 0 | 4775.112 | 0.0040668 | 30 | Commercial_2026_SC D_GWh_After Competition Groups_30 | Evaporator Fan Controls | 0.4067% | 0 | 19.4192 | Commercial_2026_SC D_GWh_After Competition Groups_Evaporator Fan Controls
Commercial | Com ¦ ENERGY STAR Griddle (74% eff) | 2026 | SC D | GWh | After Competition Groups | 16.0894 | 0 | 0 | 4775.112 | 0.0033694 | 31 | Commercial_2026_SC D_GWh_After Competition Groups_31 | ENERGY STAR Griddle (74% eff) | 0.3369% | 0 | 16.0894 | Commercial_2026_SC D_GWh_After Competition Groups_ENERGY STAR Griddle (74% eff)
Commercial | Com ¦ Door Gasket Freezer/Refrigerator | 2026 | SC D | GWh | After Competition Groups | 14.7397 | 0 | 0 | 4775.112 | 0.0030868 | 32 | Commercial_2026_SC D_GWh_After Competition Groups_32 | Door Gasket Freezer/Refrigerator | 0.3087% | 0 | 14.7397 | Commercial_2026_SC D_GWh_After Competition Groups_Door Gasket Freezer/Refrigerator
Commercial | Com ¦ Chilled Water Optimization | 2026 | SC D | GWh | After Competition Groups | 13.9309 | 0 | 0 | 4775.112 | 0.0029174 | 33 | Commercial_2026_SC D_GWh_After Competition Groups_33 | Chilled Water Optimization | 0.2917% | 0 | 13.9309 | Commercial_2026_SC D_GWh_After Competition Groups_Chilled Water Optimization
Commercial | Com ¦ Freezer Case Light Sensor | 2026 | SC D | GWh | After Competition Groups | 13.6423 | 0 | 0 | 4775.112 | 0.002857 | 34 | Commercial_2026_SC D_GWh_After Competition Groups_34 | Freezer Case Light Sensor | 0.2857% | 0 | 13.6423 | Commercial_2026_SC D_GWh_After Competition Groups_Freezer Case Light Sensor
Commercial | Com ¦ Occupancy Sensors | 2026 | SC D | GWh | After Competition Groups | 13.6002 | 0 | 0 | 4775.112 | 0.0028481 | 35 | Commercial_2026_SC D_GWh_After Competition Groups_35 | Occupancy Sensors | 0.2848% | 0 | 13.6002 | Commercial_2026_SC D_GWh_After Competition Groups_Occupancy Sensors
Commercial | Com ¦ Temperature Adjustment in Commercial Freezers | 2026 | SC D | GWh | After Competition Groups | 7.4341 | 0 | 0 | 4775.112 | 0.0015568 | 36 | Commercial_2026_SC D_GWh_After Competition Groups_36 | Temperature Adjustment in Commercial Freezers | 0.1557% | 0 | 7.4341 | Commercial_2026_SC D_GWh_After Competition Groups_Temperature Adjustment in Commercial Freezers
Commercial | Com ¦ Elec Storage WH 2.30 Et | 2026 | SC D | GWh | After Competition Groups | 7.0146 | 0 | 0 | 4775.112 | 0.001469 | 37 | Commercial_2026_SC D_GWh_After Competition Groups_37 | Elec Storage WH 2.30 Et | 0.1469% | 0 | 7.0146 | Commercial_2026_SC D_GWh_After Competition Groups_Elec Storage WH 2.30 Et
Commercial | Com ¦ BEVERAGE VENDING MACHINE CONTROLS | 2026 | SC D | GWh | After Competition Groups | 6.9904 | 0 | 0 | 4775.112 | 0.0014639 | 38 | Commercial_2026_SC D_GWh_After Competition Groups_38 | BEVERAGE VENDING MACHINE CONTROLS | 0.1464% | 0 | 6.9904 | Commercial_2026_SC D_GWh_After Competition Groups_BEVERAGE VENDING MACHINE CONTROLS
Commercial | Com ¦ ENERGY STAR Fryer (84% eff) | 2026 | SC D | GWh | After Competition Groups | 5.7633 | 0 | 0 | 4775.112 | 0.001207 | 39 | Commercial_2026_SC D_GWh_After Competition Groups_39 | ENERGY STAR Fryer (84% eff) | 0.1207% | 0 | 5.7633 | Commercial_2026_SC D_GWh_After Competition Groups_ENERGY STAR Fryer (84% eff)
Commercial | Com ¦ Outside Air Economizer | 2026 | SC D | GWh | After Competition Groups | 5.7042 | 0 | 0 | 4775.112 | 0.0011946 | 40 | Commercial_2026_SC D_GWh_After Competition Groups_40 | Outside Air Economizer | 0.1195% | 0 | 5.7042 | Commercial_2026_SC D_GWh_After Competition Groups_Outside Air Economizer
Commercial | Com ¦ Vertical Night Covers | 2026 | SC D | GWh | After Competition Groups | 5.4741 | 0 | 0 | 4775.112 | 0.0011464 | 41 | Commercial_2026_SC D_GWh_After Competition Groups_41 | Vertical Night Covers | 0.1146% | 0 | 5.4741 | Commercial_2026_SC D_GWh_After Competition Groups_Vertical Night Covers
Commercial | Com ¦ CO Sensors for parking garage exhaust fans | 2026 | SC D | GWh | After Competition Groups | 5.4648 | 0 | 0 | 4775.112 | 0.0011444 | 42 | Commercial_2026_SC D_GWh_After Competition Groups_42 | CO Sensors for parking garage exhaust fans | 0.1144% | 0 | 5.4648 | Commercial_2026_SC D_GWh_After Competition Groups_CO Sensors for parking garage exhaust fans
Commercial | Com ¦ Energy Efficient Laboratory Fume Hood | 2026 | SC D | GWh | After Competition Groups | 5.2475 | 0 | 0 | 4775.112 | 0.0010989 | 43 | Commercial_2026_SC D_GWh_After Competition Groups_43 | Energy Efficient Laboratory Fume Hood | 0.1099% | 0 | 5.2475 | Commercial_2026_SC D_GWh_After Competition Groups_Energy Efficient Laboratory Fume Hood
Commercial | Com ¦ Duct Insulation, R8 | 2026 | SC D | GWh | After Competition Groups | 5.1959 | 0 | 0 | 4775.112 | 0.0010881 | 44 | Commercial_2026_SC D_GWh_After Competition Groups_44 | Duct Insulation, R8 | 0.1088% | 0 | 5.1959 | Commercial_2026_SC D_GWh_After Competition Groups_Duct Insulation, R8
Commercial | Com ¦ Water Heating (DHW) Pipe Insulation (Add 3/4\ Foam)" | 2026 | SC D | GWh | After Competition Groups | 4.7128 | 0 | 0 | 4775.112 | 0.00098695 | 45 | Commercial_2026_SC D_GWh_After Competition Groups_45 | Water Heating (DHW) Pipe Insulation (Add 3/4\ Foam)" | 0.09869% | 0 | 4.7128 | Commercial_2026_SC D_GWh_After Competition Groups_Water Heating (DHW) Pipe Insulation (Add 3/4\ Foam)"
Commercial | Com ¦ Water Source Heat Pump (4 ton) | 2026 | SC D | GWh | After Competition Groups | 4.3491 | 0 | 0 | 4775.112 | 0.00091079 | 46 | Commercial_2026_SC D_GWh_After Competition Groups_46 | Water Source Heat Pump (4 ton) | 0.09108% | 0 | 4.3491 | Commercial_2026_SC D_GWh_After Competition Groups_Water Source Heat Pump (4 ton)
Commercial | Com ¦ Suction Pipe Insulation Freezer/Refrigerator | 2026 | SC D | GWh | After Competition Groups | 2.8915 | 0 | 0 | 4775.112 | 0.00060554 | 47 | Commercial_2026_SC D_GWh_After Competition Groups_47 | Suction Pipe Insulation Freezer/Refrigerator | 0.06055% | 0 | 2.8915 | Commercial_2026_SC D_GWh_After Competition Groups_Suction Pipe Insulation Freezer/Refrigerator
Commercial | Com ¦ ENERGY STAR Steam Cookers | 2026 | SC D | GWh | After Competition Groups | 2.7567 | 0 | 0 | 4775.112 | 0.00057731 | 48 | Commercial_2026_SC D_GWh_After Competition Groups_48 | ENERGY STAR Steam Cookers | 0.05773% | 0 | 2.7567 | Commercial_2026_SC D_GWh_After Competition Groups_ENERGY STAR Steam Cookers
Commercial | Com ¦ ENERGY STAR Dishwasher | 2026 | SC D | GWh | After Competition Groups | 2.6243 | 0 | 0 | 4775.112 | 0.00054958 | 49 | Commercial_2026_SC D_GWh_After Competition Groups_49 | ENERGY STAR Dishwasher | 0.05496% | 0 | 2.6243 | Commercial_2026_SC D_GWh_After Competition Groups_ENERGY STAR Dishwasher
Commercial | Com ¦ Thermostat Setback | 2026 | SC D | GWh | After Competition Groups | 1.8493 | 0 | 0 | 4775.112 | 0.00038729 | 50 | Commercial_2026_SC D_GWh_After Competition Groups_50 | Thermostat Setback | 0.03873% | 0 | 1.8493 | Commercial_2026_SC D_GWh_After Competition Groups_Thermostat Setback
Commercial | Com ¦ Ozone Laundry Treatment | 2026 | SC D | GWh | After Competition Groups | 1.0804 | 0 | 0 | 4775.112 | 0.00022626 | 51 | Commercial_2026_SC D_GWh_After Competition Groups_51 | Ozone Laundry Treatment | 0.02263% | 0 | 1.0804 | Commercial_2026_SC D_GWh_After Competition Groups_Ozone Laundry Treatment
Commercial | Com ¦ Condensing Make Up Air Unit | 2026 | SC D | GWh | After Competition Groups | 0.80374 | 0 | 0 | 4775.112 | 0.00016832 | 52 | Commercial_2026_SC D_GWh_After Competition Groups_52 | Condensing Make Up Air Unit | 0.01683% | 0 | 0.80374 | Commercial_2026_SC D_GWh_After Competition Groups_Condensing Make Up Air Unit
Commercial | Com ¦ ECM MOTORS FOR HVAC APPLICATION (FAN-POWERED VAV BOX) | 2026 | SC D | GWh | After Competition Groups | 0.72357 | 0 | 0 | 4775.112 | 0.00015153 | 53 | Commercial_2026_SC D_GWh_After Competition Groups_53 | ECM MOTORS FOR HVAC APPLICATION (FAN-POWERED VAV BOX) | 0.01515% | 0 | 0.72357 | Commercial_2026_SC D_GWh_After Competition Groups_ECM MOTORS FOR HVAC APPLICATION (FAN-POWERED VAV BOX)
Commercial | Com ¦ CEE Tier 2/Energy Star Clothes Washers | 2026 | SC D | GWh | After Competition Groups | 0.55734 | 0 | 0 | 4775.112 | 0.00011672 | 54 | Commercial_2026_SC D_GWh_After Competition Groups_54 | CEE Tier 2/Energy Star Clothes Washers | 0.01167% | 0 | 0.55734 | Commercial_2026_SC D_GWh_After Competition Groups_CEE Tier 2/Energy Star Clothes Washers
Commercial | Com ¦ Demand controlled Circulating Systems | 2026 | SC D | GWh | After Competition Groups | 0.32239 | 0 | 0 | 4775.112 | 6.7515e-05 | 55 | Commercial_2026_SC D_GWh_After Competition Groups_55 | Demand controlled Circulating Systems | 0.006751% | 0 | 0.32239 | Commercial_2026_SC D_GWh_After Competition Groups_Demand controlled Circulating Systems
Commercial | Com ¦ Low Flow Pre-Rinse Spray Nozzle | 2026 | SC D | GWh | After Competition Groups | 0.31092 | 0 | 0 | 4775.112 | 6.5112e-05 | 56 | Commercial_2026_SC D_GWh_After Competition Groups_56 | Low Flow Pre-Rinse Spray Nozzle | 0.006511% | 0 | 0.31092 | Commercial_2026_SC D_GWh_After Competition Groups_Low Flow Pre-Rinse Spray Nozzle
Commercial | Com ¦ Auto Off Time Switch or Time Clock control | 2026 | SC D | GWh | After Competition Groups | 0.2989 | 0 | 0 | 4775.112 | 6.2595e-05 | 57 | Commercial_2026_SC D_GWh_After Competition Groups_57 | Auto Off Time Switch or Time Clock control | 0.006259% | 0 | 0.2989 | Commercial_2026_SC D_GWh_After Competition Groups_Auto Off Time Switch or Time Clock control
Commercial | Com ¦ Notched V belts for HVAC Systems | 2026 | SC D | GWh | After Competition Groups | 0.27828 | 0 | 0 | 4775.112 | 5.8276e-05 | 58 | Commercial_2026_SC D_GWh_After Competition Groups_58 | Notched V belts for HVAC Systems | 0.005828% | 0 | 0.27828 | Commercial_2026_SC D_GWh_After Competition Groups_Notched V belts for HVAC Systems
Commercial | COM ¦ Ductless Mini-Split Heat Pumps | 2026 | SC D | GWh | After Competition Groups | 0.26875 | 0 | 0 | 4775.112 | 5.6281e-05 | 59 | Commercial_2026_SC D_GWh_After Competition Groups_59 | Ductless Mini-Split Heat Pumps | 0.005628% | 0 | 0.26875 | Commercial_2026_SC D_GWh_After Competition Groups_Ductless Mini-Split Heat Pumps
Commercial | Com ¦ Solar Water Preheat (Pools/DHW) | 2026 | SC D | GWh | After Competition Groups | 0.21741 | 0 | 0 | 4775.112 | 4.5529e-05 | 60 | Commercial_2026_SC D_GWh_After Competition Groups_60 | Solar Water Preheat (Pools/DHW) | 0.004553% | 0 | 0.21741 | Commercial_2026_SC D_GWh_After Competition Groups_Solar Water Preheat (Pools/DHW)
Commercial | Com ¦ HVAC Optimization | 2026 | SC D | GWh | After Competition Groups | 0.21399 | 0 | 0 | 4775.112 | 4.4813e-05 | 61 | Commercial_2026_SC D_GWh_After Competition Groups_61 | HVAC Optimization | 0.004481% | 0 | 0.21399 | Commercial_2026_SC D_GWh_After Competition Groups_HVAC Optimization
Commercial | Com ¦ PTAC (12 EER/10,000 BTU) | 2026 | SC D | GWh | After Competition Groups | 0.1663 | 0 | 0 | 4775.112 | 3.4827e-05 | 62 | Commercial_2026_SC D_GWh_After Competition Groups_62 | PTAC (12 EER/10,000 BTU) | 0.003483% | 0 | 0.1663 | Commercial_2026_SC D_GWh_After Competition Groups_PTAC (12 EER/10,000 BTU)
Commercial | Com ¦ Commercial Hot Food Holding Cabinets | 2026 | SC D | GWh | After Competition Groups | 0.1195 | 0 | 0 | 4775.112 | 2.5026e-05 | 63 | Commercial_2026_SC D_GWh_After Competition Groups_63 | Commercial Hot Food Holding Cabinets | 0.002503% | 0 | 0.1195 | Commercial_2026_SC D_GWh_After Competition Groups_Commercial Hot Food Holding Cabinets
Commercial | Com ¦ Air Curtains | 2026 | SC D | GWh | After Competition Groups | 0.07188 | 0 | 0 | 4775.112 | 1.5053e-05 | 64 | Commercial_2026_SC D_GWh_After Competition Groups_64 | Air Curtains | 0.001505% | 0 | 0.07188 | Commercial_2026_SC D_GWh_After Competition Groups_Air Curtains
Commercial | Com ¦ Wall Insulation | 2026 | SC D | GWh | After Competition Groups | 0.042571 | 0 | 0 | 4775.112 | 8.9152e-06 | 65 | Commercial_2026_SC D_GWh_After Competition Groups_65 | Wall Insulation | 0.0008915% | 0 | 0.042571 | Commercial_2026_SC D_GWh_After Competition Groups_Wall Insulation
Commercial | Com ¦ LED RECESSED DOWNLIGHTS | 2026 | SC D | GWh | After Competition Groups | 0.027921 | 0 | 0 | 4775.112 | 5.8472e-06 | 66 | Commercial_2026_SC D_GWh_After Competition Groups_66 | LED RECESSED DOWNLIGHTS | 0.0005847% | 0 | 0.027921 | Commercial_2026_SC D_GWh_After Competition Groups_LED RECESSED DOWNLIGHTS
Commercial | Com ¦ Energy Recovery Ventilation and Ventilation (Enhanced) | 2026 | SC D | GWh | After Competition Groups | 0.018847 | 0 | 0 | 4775.112 | 3.9468e-06 | 67 | Commercial_2026_SC D_GWh_After Competition Groups_67 | Energy Recovery Ventilation and Ventilation (Enhanced) | 0.0003947% | 0 | 0.018847 | Commercial_2026_SC D_GWh_After Competition Groups_Energy Recovery Ventilation and Ventilation (Enhanced)
Commercial | Com ¦ VSD Air Compressor | 2026 | SC D | GWh | After Competition Groups | 0.015763 | 0 | 0 | 4775.112 | 3.3011e-06 | 68 | Commercial_2026_SC D_GWh_After Competition Groups_68 | VSD Air Compressor | 0.0003301% | 0 | 0.015763 | Commercial_2026_SC D_GWh_After Competition Groups_VSD Air Compressor
Commercial | Com ¦ High Efficiency Chiller (avg of water and air cooled) | 2026 | SC D | GWh | After Competition Groups | 0.012658 | 0 | 0 | 4775.112 | 2.6507e-06 | 69 | Commercial_2026_SC D_GWh_After Competition Groups_69 | High Efficiency Chiller (avg of water and air cooled) | 0.0002651% | 0 | 0.012658 | Commercial_2026_SC D_GWh_After Competition Groups_High Efficiency Chiller (avg of water and air cooled)
Commercial | Com ¦ Room AC (w/ louvered sides) 14 SEER from 12 SEER code | 2026 | SC D | GWh | After Competition Groups | 0.01009 | 0 | 0 | 4775.112 | 2.113e-06 | 70 | Commercial_2026_SC D_GWh_After Competition Groups_70 | Room AC (w/ louvered sides) 14 SEER from 12 SEER code | 0.0002113% | 0 | 0.01009 | Commercial_2026_SC D_GWh_After Competition Groups_Room AC (w/ louvered sides) 14 SEER from 12 SEER code
Commercial | Com ¦ High Efficiency Small Instantaneous Water Heater | 2026 | SC D | GWh | After Competition Groups | 0.0091383 | 0 | 0 | 4775.112 | 1.9137e-06 | 71 | Commercial_2026_SC D_GWh_After Competition Groups_71 | High Efficiency Small Instantaneous Water Heater | 0.0001914% | 0 | 0.0091383 | Commercial_2026_SC D_GWh_After Competition Groups_High Efficiency Small Instantaneous Water Heater
Commercial | Com ¦ EC Plug Fan for Data Center (under cabinet) | 2026 | SC D | GWh | After Competition Groups | 0.0084123 | 0 | 0 | 4775.112 | 1.7617e-06 | 72 | Commercial_2026_SC D_GWh_After Competition Groups_72 | EC Plug Fan for Data Center (under cabinet) | 0.0001762% | 0 | 0.0084123 | Commercial_2026_SC D_GWh_After Competition Groups_EC Plug Fan for Data Center (under cabinet)
Commercial | Com ¦ LLLC - High Impact Application | 2026 | SC D | GWh | After Competition Groups | 0.0059716 | 0 | 0 | 4775.112 | 1.2506e-06 | 73 | Commercial_2026_SC D_GWh_After Competition Groups_73 | LLLC - High Impact Application | 0.0001251% | 0 | 0.0059716 | Commercial_2026_SC D_GWh_After Competition Groups_LLLC - High Impact Application
Commercial | Com ¦ Electric Convection Combination Ovens | 2026 | SC D | GWh | After Competition Groups | 0.0017237 | 0 | 0 | 4775.112 | 3.6098e-07 | 74 | Commercial_2026_SC D_GWh_After Competition Groups_74 | Electric Convection Combination Ovens | 3.61e-05% | 0 | 0.0017237 | Commercial_2026_SC D_GWh_After Competition Groups_Electric Convection Combination Ovens
Commercial | Com ¦ LLLC - Low Impact Application | 2026 | SC D | GWh | After Competition Groups | 0.00039989 | 0 | 0 | 4775.112 | 8.3744e-08 | 75 | Commercial_2026_SC D_GWh_After Competition Groups_75 | LLLC - Low Impact Application | 8.374e-06% | 0 | 0.00039989 | Commercial_2026_SC D_GWh_After Competition Groups_LLLC - Low Impact Application
Commercial | Com ¦ Networked/Connected - Low Impact Application | 2026 | SC D | GWh | After Competition Groups | 1.1523e-07 | 0 | 0 | 4775.112 | 2.4132e-11 | 76 | Commercial_2026_SC D_GWh_After Competition Groups_76 | Networked/Connected - Low Impact Application | 2.413e-09% | 0 | 1.1523e-07 | Commercial_2026_SC D_GWh_After Competition Groups_Networked/Connected - Low Impact Application
Commercial | Com ¦ Networked/Connected - High Impact Application | 2026 | SC D | GWh | After Competition Groups | 5.4418e-09 | 0 | 0 | 4775.112 | 1.1396e-12 | 77 | Commercial_2026_SC D_GWh_After Competition Groups_77 | Networked/Connected - High Impact Application | 1.14e-10% | 0 | 5.4418e-09 | Commercial_2026_SC D_GWh_After Competition Groups_Networked/Connected - High Impact Application
Commercial | Com ¦ Efficient compressor motor | 2026 | SC D | GWh | After Competition Groups | 0 | 0 | 0 | 4775.112 | 0 | 78 | Commercial_2026_SC D_GWh_After Competition Groups_78 | Efficient compressor motor | 0% | 0 | 0 | Commercial_2026_SC D_GWh_After Competition Groups_Efficient compressor motor
Commercial | Com ¦ Indoor Daylight Sensors/Photocell Dimming Control | 2026 | SC D | GWh | After Competition Groups | 0 | 0 | 0 | 4775.112 | 0 | 79 | Commercial_2026_SC D_GWh_After Competition Groups_79 | Indoor Daylight Sensors/Photocell Dimming Control | 0% | 0 | 0 | Commercial_2026_SC D_GWh_After Competition Groups_Indoor Daylight Sensors/Photocell Dimming Control
Commercial | Com ¦ Variable Refrigerant Flow Heat Pump | 2026 | SC D | GWh | After Competition Groups | 0 | 0 | 0 | 4775.112 | 0 | 80 | Commercial_2026_SC D_GWh_After Competition Groups_80 | Variable Refrigerant Flow Heat Pump | 0% | 0 | 0 | Commercial_2026_SC D_GWh_After Competition Groups_Variable Refrigerant Flow Heat Pump
Commercial | Com ¦ Building Recommissioning, Operations and Maintenance (O&M) Improvements | 2026 | Technical | GWh | After Competition Groups | 2210.0907 | 0 | 0 | 16465.3454 | 0.13423 | 1 | Commercial_2026_Technical_GWh_After Competition Groups_1 | Building Recommissioning, Operations and Maintenance (O&M) Improvements | 13.42% | 0 | 2210.0907 | Commercial_2026_Technical_GWh_After Competition Groups_Building Recommissioning, Operations and Maintenance (O&M) Improvements
Commercial | Com ¦ LED Low/High Bay | 2026 | Technical | GWh | After Competition Groups | 1354.9649 | 0 | 0 | 16465.3454 | 0.082292 | 2 | Commercial_2026_Technical_GWh_After Competition Groups_2 | LED Low/High Bay | 8.229% | 0 | 1354.9649 | Commercial_2026_Technical_GWh_After Competition Groups_LED Low/High Bay
Commercial | Com ¦ Central Lighting Control System | 2026 | Technical | GWh | After Competition Groups | 1118.7758 | 0 | 0 | 16465.3454 | 0.067947 | 3 | Commercial_2026_Technical_GWh_After Competition Groups_3 | Central Lighting Control System | 6.795% | 0 | 1118.7758 | Commercial_2026_Technical_GWh_After Competition Groups_Central Lighting Control System
Commercial | Com ¦ LED Troffer/Surface/Suspended | 2026 | Technical | GWh | After Competition Groups | 1103.7795 | 0 | 0 | 16465.3454 | 0.067037 | 4 | Commercial_2026_Technical_GWh_After Competition Groups_4 | LED Troffer/Surface/Suspended | 6.704% | 0 | 1103.7795 | Commercial_2026_Technical_GWh_After Competition Groups_LED Troffer/Surface/Suspended
Commercial | Com ¦ ENERGY STAR LED LAMPS (REFLECTOR LAMPs/MR16/PAR 16) | 2026 | Technical | GWh | After Competition Groups | 1016.5993 | 0 | 0 | 16465.3454 | 0.061742 | 5 | Commercial_2026_Technical_GWh_After Competition Groups_5 | ENERGY STAR LED LAMPS (REFLECTOR LAMPs/MR16/PAR 16) | 6.174% | 0 | 1016.5993 | Commercial_2026_Technical_GWh_After Competition Groups_ENERGY STAR LED LAMPS (REFLECTOR LAMPs/MR16/PAR 16)
Commercial | Com ¦ Education and Capacity Building/Energy Behavior | 2026 | Technical | GWh | After Competition Groups | 831.2621 | 0 | 0 | 16465.3454 | 0.050486 | 6 | Commercial_2026_Technical_GWh_After Competition Groups_6 | Education and Capacity Building/Energy Behavior | 5.049% | 0 | 831.2621 | Commercial_2026_Technical_GWh_After Competition Groups_Education and Capacity Building/Energy Behavior
Commercial | Com ¦ Furnace Tune-Up | 2026 | Technical | GWh | After Competition Groups | 606.8769 | 0 | 0 | 16465.3454 | 0.036858 | 7 | Commercial_2026_Technical_GWh_After Competition Groups_7 | Furnace Tune-Up | 3.686% | 0 | 606.8769 | Commercial_2026_Technical_GWh_After Competition Groups_Furnace Tune-Up
Commercial | Com ¦ LED EXTERIOR AREA LIGHTS - LED fixture (200W) | 2026 | Technical | GWh | After Competition Groups | 595.0081 | 0 | 0 | 16465.3454 | 0.036137 | 8 | Commercial_2026_Technical_GWh_After Competition Groups_8 | LED EXTERIOR AREA LIGHTS - LED fixture (200W) | 3.614% | 0 | 595.0081 | Commercial_2026_Technical_GWh_After Competition Groups_LED EXTERIOR AREA LIGHTS - LED fixture (200W)
Commercial | Com ¦ LED parking lot fixture | 2026 | Technical | GWh | After Competition Groups | 573.8554 | 0 | 0 | 16465.3454 | 0.034852 | 9 | Commercial_2026_Technical_GWh_After Competition Groups_9 | LED parking lot fixture | 3.485% | 0 | 573.8554 | Commercial_2026_Technical_GWh_After Competition Groups_LED parking lot fixture
Commercial | Com ¦ LED Replacement Lamp (Tube) | 2026 | Technical | GWh | After Competition Groups | 428.1301 | 0 | 0 | 16465.3454 | 0.026002 | 10 | Commercial_2026_Technical_GWh_After Competition Groups_10 | LED Replacement Lamp (Tube) | 2.6% | 0 | 428.1301 | Commercial_2026_Technical_GWh_After Competition Groups_LED Replacement Lamp (Tube)
Commercial | Com ¦ Smart Strip Plug Outlets | 2026 | Technical | GWh | After Competition Groups | 427.0644 | 0 | 0 | 16465.3454 | 0.025937 | 11 | Commercial_2026_Technical_GWh_After Competition Groups_11 | Smart Strip Plug Outlets | 2.594% | 0 | 427.0644 | Commercial_2026_Technical_GWh_After Competition Groups_Smart Strip Plug Outlets
Commercial | Com ¦ Variable Refrigerant Flow Heat Pump | 2026 | Technical | GWh | After Competition Groups | 416.9384 | 0 | 0 | 16465.3454 | 0.025322 | 12 | Commercial_2026_Technical_GWh_After Competition Groups_12 | Variable Refrigerant Flow Heat Pump | 2.532% | 0 | 416.9384 | Commercial_2026_Technical_GWh_After Competition Groups_Variable Refrigerant Flow Heat Pump
Commercial | Com ¦ High Efficiency Air Source Heat Pump | 2026 | Technical | GWh | After Competition Groups | 398.1316 | 0 | 0 | 16465.3454 | 0.02418 | 13 | Commercial_2026_Technical_GWh_After Competition Groups_13 | High Efficiency Air Source Heat Pump | 2.418% | 0 | 398.1316 | Commercial_2026_Technical_GWh_After Competition Groups_High Efficiency Air Source Heat Pump
Commercial | Com ¦ LED street light fixture | 2026 | Technical | GWh | After Competition Groups | 349.8516 | 0 | 0 | 16465.3454 | 0.021248 | 14 | Commercial_2026_Technical_GWh_After Competition Groups_14 | LED street light fixture | 2.125% | 0 | 349.8516 | Commercial_2026_Technical_GWh_After Competition Groups_LED street light fixture
Commercial | Com ¦ Advanced BAS/Controllers | 2026 | Technical | GWh | After Competition Groups | 321.3326 | 0 | 0 | 16465.3454 | 0.019516 | 15 | Commercial_2026_Technical_GWh_After Competition Groups_15 | Advanced BAS/Controllers | 1.952% | 0 | 321.3326 | Commercial_2026_Technical_GWh_After Competition Groups_Advanced BAS/Controllers
Commercial | Com ¦ Data Center Storage/Server Virtualization | 2026 | Technical | GWh | After Competition Groups | 280.8159 | 0 | 0 | 16465.3454 | 0.017055 | 16 | Commercial_2026_Technical_GWh_After Competition Groups_16 | Data Center Storage/Server Virtualization | 1.705% | 0 | 280.8159 | Commercial_2026_Technical_GWh_After Competition Groups_Data Center Storage/Server Virtualization
Commercial | Com ¦ Refrigerated Display Case Doors | 2026 | Technical | GWh | After Competition Groups | 278.8992 | 0 | 0 | 16465.3454 | 0.016939 | 17 | Commercial_2026_Technical_GWh_After Competition Groups_17 | Refrigerated Display Case Doors | 1.694% | 0 | 278.8992 | Commercial_2026_Technical_GWh_After Competition Groups_Refrigerated Display Case Doors
Commercial | Com ¦ Demand Control Ventilation | 2026 | Technical | GWh | After Competition Groups | 269.8189 | 0 | 0 | 16465.3454 | 0.016387 | 18 | Commercial_2026_Technical_GWh_After Competition Groups_18 | Demand Control Ventilation | 1.639% | 0 | 269.8189 | Commercial_2026_Technical_GWh_After Competition Groups_Demand Control Ventilation
Commercial | Com ¦ Strip Curtains | 2026 | Technical | GWh | After Competition Groups | 236.9656 | 0 | 0 | 16465.3454 | 0.014392 | 19 | Commercial_2026_Technical_GWh_After Competition Groups_19 | Strip Curtains | 1.439% | 0 | 236.9656 | Commercial_2026_Technical_GWh_After Competition Groups_Strip Curtains
Commercial | Com ¦ Variable Frequency Drive (VFD) | 2026 | Technical | GWh | After Competition Groups | 201.158 | 0 | 0 | 16465.3454 | 0.012217 | 20 | Commercial_2026_Technical_GWh_After Competition Groups_20 | Variable Frequency Drive (VFD) | 1.222% | 0 | 201.158 | Commercial_2026_Technical_GWh_After Competition Groups_Variable Frequency Drive (VFD)
Commercial | Com ¦ Reach-in Shaded Pole to ECM/PSC Evaporator Fan Motor | 2026 | Technical | GWh | After Competition Groups | 200.0079 | 0 | 0 | 16465.3454 | 0.012147 | 21 | Commercial_2026_Technical_GWh_After Competition Groups_21 | Reach-in Shaded Pole to ECM/PSC Evaporator Fan Motor | 1.215% | 0 | 200.0079 | Commercial_2026_Technical_GWh_After Competition Groups_Reach-in Shaded Pole to ECM/PSC Evaporator Fan Motor
Commercial | Com ¦ VFD on Pumps | 2026 | Technical | GWh | After Competition Groups | 188.26 | 0 | 0 | 16465.3454 | 0.011434 | 22 | Commercial_2026_Technical_GWh_After Competition Groups_22 | VFD on Pumps | 1.143% | 0 | 188.26 | Commercial_2026_Technical_GWh_After Competition Groups_VFD on Pumps
Commercial | Com ¦ Centrally controlled desktop PC/NETWORK PC POWER MANAGEMENT SOFTWARE | 2026 | Technical | GWh | After Competition Groups | 186.5042 | 0 | 0 | 16465.3454 | 0.011327 | 23 | Commercial_2026_Technical_GWh_After Competition Groups_23 | Centrally controlled desktop PC/NETWORK PC POWER MANAGEMENT SOFTWARE | 1.133% | 0 | 186.5042 | Commercial_2026_Technical_GWh_After Competition Groups_Centrally controlled desktop PC/NETWORK PC POWER MANAGEMENT SOFTWARE
Commercial | Com ¦ Door Gasket Freezer/Refrigerator | 2026 | Technical | GWh | After Competition Groups | 185.3212 | 0 | 0 | 16465.3454 | 0.011255 | 24 | Commercial_2026_Technical_GWh_After Competition Groups_24 | Door Gasket Freezer/Refrigerator | 1.126% | 0 | 185.3212 | Commercial_2026_Technical_GWh_After Competition Groups_Door Gasket Freezer/Refrigerator
Commercial | Com ¦ LED or Equivalent Sign Lighting | 2026 | Technical | GWh | After Competition Groups | 157.5612 | 0 | 0 | 16465.3454 | 0.0095693 | 25 | Commercial_2026_Technical_GWh_After Competition Groups_25 | LED or Equivalent Sign Lighting | 0.9569% | 0 | 157.5612 | Commercial_2026_Technical_GWh_After Competition Groups_LED or Equivalent Sign Lighting
Commercial | Com ¦ Air Handler with Dedicated Outdoor Air Systems | 2026 | Technical | GWh | After Competition Groups | 153.5313 | 0 | 0 | 16465.3454 | 0.0093245 | 26 | Commercial_2026_Technical_GWh_After Competition Groups_26 | Air Handler with Dedicated Outdoor Air Systems | 0.9325% | 0 | 153.5313 | Commercial_2026_Technical_GWh_After Competition Groups_Air Handler with Dedicated Outdoor Air Systems
Commercial | Com ¦ Refrigeration Optimization | 2026 | Technical | GWh | After Competition Groups | 148.8525 | 0 | 0 | 16465.3454 | 0.0090404 | 27 | Commercial_2026_Technical_GWh_After Competition Groups_27 | Refrigeration Optimization | 0.904% | 0 | 148.8525 | Commercial_2026_Technical_GWh_After Competition Groups_Refrigeration Optimization
Commercial | Com ¦ Adaptive Thermostats | 2026 | Technical | GWh | After Competition Groups | 139.5928 | 0 | 0 | 16465.3454 | 0.008478 | 28 | Commercial_2026_Technical_GWh_After Competition Groups_28 | Adaptive Thermostats | 0.8478% | 0 | 139.5928 | Commercial_2026_Technical_GWh_After Competition Groups_Adaptive Thermostats
Commercial | Com ¦ Unitary Air-Conditioning Unit | 2026 | Technical | GWh | After Competition Groups | 119.4731 | 0 | 0 | 16465.3454 | 0.007256 | 29 | Commercial_2026_Technical_GWh_After Competition Groups_29 | Unitary Air-Conditioning Unit | 0.7256% | 0 | 119.4731 | Commercial_2026_Technical_GWh_After Competition Groups_Unitary Air-Conditioning Unit
Commercial | Com ¦ ENERGY STAR LED LAMPS (General Service Lamps) | 2026 | Technical | GWh | After Competition Groups | 117.004 | 0 | 0 | 16465.3454 | 0.0071061 | 30 | Commercial_2026_Technical_GWh_After Competition Groups_30 | ENERGY STAR LED LAMPS (General Service Lamps) | 0.7106% | 0 | 117.004 | Commercial_2026_Technical_GWh_After Competition Groups_ENERGY STAR LED LAMPS (General Service Lamps)
Commercial | Com ¦ Refrigerated Display Case LED | 2026 | Technical | GWh | After Competition Groups | 108.8596 | 0 | 0 | 16465.3454 | 0.0066114 | 31 | Commercial_2026_Technical_GWh_After Competition Groups_31 | Refrigerated Display Case LED | 0.6611% | 0 | 108.8596 | Commercial_2026_Technical_GWh_After Competition Groups_Refrigerated Display Case LED
Commercial | Com ¦ ENERGY STAR FREEZER | 2026 | Technical | GWh | After Competition Groups | 108.5555 | 0 | 0 | 16465.3454 | 0.006593 | 32 | Commercial_2026_Technical_GWh_After Competition Groups_32 | ENERGY STAR FREEZER | 0.6593% | 0 | 108.5555 | Commercial_2026_Technical_GWh_After Competition Groups_ENERGY STAR FREEZER
Commercial | Com ¦ ECM MOTORS FOR EVAPORATOR FANS for refrigeration (WALK-IN) | 2026 | Technical | GWh | After Competition Groups | 95.2927 | 0 | 0 | 16465.3454 | 0.0057875 | 33 | Commercial_2026_Technical_GWh_After Competition Groups_33 | ECM MOTORS FOR EVAPORATOR FANS for refrigeration (WALK-IN) | 0.5787% | 0 | 95.2927 | Commercial_2026_Technical_GWh_After Competition Groups_ECM MOTORS FOR EVAPORATOR FANS for refrigeration (WALK-IN)
Commercial | Com ¦ Indoor Daylight Sensors/Photocell Dimming Control | 2026 | Technical | GWh | After Competition Groups | 95.2166 | 0 | 0 | 16465.3454 | 0.0057828 | 34 | Commercial_2026_Technical_GWh_After Competition Groups_34 | Indoor Daylight Sensors/Photocell Dimming Control | 0.5783% | 0 | 95.2166 | Commercial_2026_Technical_GWh_After Competition Groups_Indoor Daylight Sensors/Photocell Dimming Control
Commercial | Com ¦ Demand Control Kitchen Ventilation | 2026 | Technical | GWh | After Competition Groups | 93.3998 | 0 | 0 | 16465.3454 | 0.0056725 | 35 | Commercial_2026_Technical_GWh_After Competition Groups_35 | Demand Control Kitchen Ventilation | 0.5673% | 0 | 93.3998 | Commercial_2026_Technical_GWh_After Competition Groups_Demand Control Kitchen Ventilation
Commercial | Com ¦ Condensing Unit Heaters or other Efficient Unit Heating System | 2026 | Technical | GWh | After Competition Groups | 91.3262 | 0 | 0 | 16465.3454 | 0.0055466 | 36 | Commercial_2026_Technical_GWh_After Competition Groups_36 | Condensing Unit Heaters or other Efficient Unit Heating System | 0.5547% | 0 | 91.3262 | Commercial_2026_Technical_GWh_After Competition Groups_Condensing Unit Heaters or other Efficient Unit Heating System
Commercial | Com ¦ High R-Value Glass Doors/no-heat glass door | 2026 | Technical | GWh | After Competition Groups | 84.3407 | 0 | 0 | 16465.3454 | 0.0051223 | 37 | Commercial_2026_Technical_GWh_After Competition Groups_37 | High R-Value Glass Doors/no-heat glass door | 0.5122% | 0 | 84.3407 | Commercial_2026_Technical_GWh_After Competition Groups_High R-Value Glass Doors/no-heat glass door
Commercial | Com ¦ Adding reflective (White) roof treatment or a green roof | 2026 | Technical | GWh | After Competition Groups | 83.3029 | 0 | 0 | 16465.3454 | 0.0050593 | 38 | Commercial_2026_Technical_GWh_After Competition Groups_38 | Adding reflective (White) roof treatment or a green roof | 0.5059% | 0 | 83.3029 | Commercial_2026_Technical_GWh_After Competition Groups_Adding reflective (White) roof treatment or a green roof
Commercial | Com ¦ ENERGY STAR ICE MACHINES - Ice Making Head | 2026 | Technical | GWh | After Competition Groups | 81.775 | 0 | 0 | 16465.3454 | 0.0049665 | 39 | Commercial_2026_Technical_GWh_After Competition Groups_39 | ENERGY STAR ICE MACHINES - Ice Making Head | 0.4966% | 0 | 81.775 | Commercial_2026_Technical_GWh_After Competition Groups_ENERGY STAR ICE MACHINES - Ice Making Head
Commercial | Com ¦ Freezer Case Light Sensor | 2026 | Technical | GWh | After Competition Groups | 78.4847 | 0 | 0 | 16465.3454 | 0.0047667 | 40 | Commercial_2026_Technical_GWh_After Competition Groups_40 | Freezer Case Light Sensor | 0.4767% | 0 | 78.4847 | Commercial_2026_Technical_GWh_After Competition Groups_Freezer Case Light Sensor
Commercial | Com ¦ Evaporator Fan Controls | 2026 | Technical | GWh | After Competition Groups | 76.5584 | 0 | 0 | 16465.3454 | 0.0046497 | 41 | Commercial_2026_Technical_GWh_After Competition Groups_41 | Evaporator Fan Controls | 0.465% | 0 | 76.5584 | Commercial_2026_Technical_GWh_After Competition Groups_Evaporator Fan Controls
Commercial | Com ¦ Condensing Make Up Air Unit | 2026 | Technical | GWh | After Competition Groups | 75.7406 | 0 | 0 | 16465.3454 | 0.0046 | 42 | Commercial_2026_Technical_GWh_After Competition Groups_42 | Condensing Make Up Air Unit | 0.46% | 0 | 75.7406 | Commercial_2026_Technical_GWh_After Competition Groups_Condensing Make Up Air Unit
Commercial | Com ¦ Occupancy Sensors | 2026 | Technical | GWh | After Competition Groups | 72.497 | 0 | 0 | 16465.3454 | 0.004403 | 43 | Commercial_2026_Technical_GWh_After Competition Groups_43 | Occupancy Sensors | 0.4403% | 0 | 72.497 | Commercial_2026_Technical_GWh_After Competition Groups_Occupancy Sensors
Commercial | Com ¦ Super-High Efficiency Furnaces (Emerging Tech) | 2026 | Technical | GWh | After Competition Groups | 67.7581 | 0 | 0 | 16465.3454 | 0.0041152 | 44 | Commercial_2026_Technical_GWh_After Competition Groups_44 | Super-High Efficiency Furnaces (Emerging Tech) | 0.4115% | 0 | 67.7581 | Commercial_2026_Technical_GWh_After Competition Groups_Super-High Efficiency Furnaces (Emerging Tech)
Commercial | Com ¦ HOTEL OCCUPANCY CONTROLS (HVAC + LIGHTING) | 2026 | Technical | GWh | After Competition Groups | 65.5495 | 0 | 0 | 16465.3454 | 0.0039811 | 45 | Commercial_2026_Technical_GWh_After Competition Groups_45 | HOTEL OCCUPANCY CONTROLS (HVAC + LIGHTING) | 0.3981% | 0 | 65.5495 | Commercial_2026_Technical_GWh_After Competition Groups_HOTEL OCCUPANCY CONTROLS (HVAC + LIGHTING)
Commercial | Com ¦ ENERGY STAR Refrigerator | 2026 | Technical | GWh | After Competition Groups | 53.7485 | 0 | 0 | 16465.3454 | 0.0032643 | 46 | Commercial_2026_Technical_GWh_After Competition Groups_46 | ENERGY STAR Refrigerator | 0.3264% | 0 | 53.7485 | Commercial_2026_Technical_GWh_After Competition Groups_ENERGY STAR Refrigerator
Commercial | Com ¦ Refrigeration Commissioning | 2026 | Technical | GWh | After Competition Groups | 52.5082 | 0 | 0 | 16465.3454 | 0.003189 | 47 | Commercial_2026_Technical_GWh_After Competition Groups_47 | Refrigeration Commissioning | 0.3189% | 0 | 52.5082 | Commercial_2026_Technical_GWh_After Competition Groups_Refrigeration Commissioning
Commercial | Com ¦ Elec Storage WH 2.30 Et | 2026 | Technical | GWh | After Competition Groups | 40.0217 | 0 | 0 | 16465.3454 | 0.0024307 | 48 | Commercial_2026_Technical_GWh_After Competition Groups_48 | Elec Storage WH 2.30 Et | 0.2431% | 0 | 40.0217 | Commercial_2026_Technical_GWh_After Competition Groups_Elec Storage WH 2.30 Et
Commercial | Com ¦ BEVERAGE VENDING MACHINE CONTROLS | 2026 | Technical | GWh | After Competition Groups | 38.0921 | 0 | 0 | 16465.3454 | 0.0023135 | 49 | Commercial_2026_Technical_GWh_After Competition Groups_49 | BEVERAGE VENDING MACHINE CONTROLS | 0.2313% | 0 | 38.0921 | Commercial_2026_Technical_GWh_After Competition Groups_BEVERAGE VENDING MACHINE CONTROLS
Commercial | Com ¦ Temperature Adjustment in Commercial Freezers | 2026 | Technical | GWh | After Competition Groups | 29.2751 | 0 | 0 | 16465.3454 | 0.001778 | 50 | Commercial_2026_Technical_GWh_After Competition Groups_50 | Temperature Adjustment in Commercial Freezers | 0.1778% | 0 | 29.2751 | Commercial_2026_Technical_GWh_After Competition Groups_Temperature Adjustment in Commercial Freezers
Commercial | Com ¦ Chilled Water Optimization | 2026 | Technical | GWh | After Competition Groups | 28.7325 | 0 | 0 | 16465.3454 | 0.001745 | 51 | Commercial_2026_Technical_GWh_After Competition Groups_51 | Chilled Water Optimization | 0.1745% | 0 | 28.7325 | Commercial_2026_Technical_GWh_After Competition Groups_Chilled Water Optimization
Commercial | Com ¦ CO Sensors for parking garage exhaust fans | 2026 | Technical | GWh | After Competition Groups | 28.2577 | 0 | 0 | 16465.3454 | 0.0017162 | 52 | Commercial_2026_Technical_GWh_After Competition Groups_52 | CO Sensors for parking garage exhaust fans | 0.1716% | 0 | 28.2577 | Commercial_2026_Technical_GWh_After Competition Groups_CO Sensors for parking garage exhaust fans
Commercial | Com ¦ ENERGY STAR Griddle (74% eff) | 2026 | Technical | GWh | After Competition Groups | 27.9837 | 0 | 0 | 16465.3454 | 0.0016996 | 53 | Commercial_2026_Technical_GWh_After Competition Groups_53 | ENERGY STAR Griddle (74% eff) | 0.17% | 0 | 27.9837 | Commercial_2026_Technical_GWh_After Competition Groups_ENERGY STAR Griddle (74% eff)
Commercial | Com ¦ Energy Efficient Laboratory Fume Hood | 2026 | Technical | GWh | After Competition Groups | 26.0738 | 0 | 0 | 16465.3454 | 0.0015836 | 54 | Commercial_2026_Technical_GWh_After Competition Groups_54 | Energy Efficient Laboratory Fume Hood | 0.1584% | 0 | 26.0738 | Commercial_2026_Technical_GWh_After Competition Groups_Energy Efficient Laboratory Fume Hood
Commercial | Com ¦ Anti-sweat heat (ASH) controls - Cooler/Freezer | 2026 | Technical | GWh | After Competition Groups | 24.3401 | 0 | 0 | 16465.3454 | 0.0014783 | 55 | Commercial_2026_Technical_GWh_After Competition Groups_55 | Anti-sweat heat (ASH) controls - Cooler/Freezer | 0.1478% | 0 | 24.3401 | Commercial_2026_Technical_GWh_After Competition Groups_Anti-sweat heat (ASH) controls - Cooler/Freezer
Commercial | Com ¦ Vertical Night Covers | 2026 | Technical | GWh | After Competition Groups | 22.7095 | 0 | 0 | 16465.3454 | 0.0013792 | 56 | Commercial_2026_Technical_GWh_After Competition Groups_56 | Vertical Night Covers | 0.1379% | 0 | 22.7095 | Commercial_2026_Technical_GWh_After Competition Groups_Vertical Night Covers
Commercial | Com ¦ Water Source Heat Pump (4 ton) | 2026 | Technical | GWh | After Competition Groups | 21.7256 | 0 | 0 | 16465.3454 | 0.0013195 | 57 | Commercial_2026_Technical_GWh_After Competition Groups_57 | Water Source Heat Pump (4 ton) | 0.1319% | 0 | 21.7256 | Commercial_2026_Technical_GWh_After Competition Groups_Water Source Heat Pump (4 ton)
Commercial | Com ¦ Duct Insulation, R8 | 2026 | Technical | GWh | After Competition Groups | 20.2176 | 0 | 0 | 16465.3454 | 0.0012279 | 58 | Commercial_2026_Technical_GWh_After Competition Groups_58 | Duct Insulation, R8 | 0.1228% | 0 | 20.2176 | Commercial_2026_Technical_GWh_After Competition Groups_Duct Insulation, R8
Commercial | Com ¦ Water Heating (DHW) Pipe Insulation (Add 3/4\ Foam)" | 2026 | Technical | GWh | After Competition Groups | 19.5464 | 0 | 0 | 16465.3454 | 0.0011871 | 59 | Commercial_2026_Technical_GWh_After Competition Groups_59 | Water Heating (DHW) Pipe Insulation (Add 3/4\ Foam)" | 0.1187% | 0 | 19.5464 | Commercial_2026_Technical_GWh_After Competition Groups_Water Heating (DHW) Pipe Insulation (Add 3/4\ Foam)"
Commercial | Com ¦ Outside Air Economizer | 2026 | Technical | GWh | After Competition Groups | 16.5415 | 0 | 0 | 16465.3454 | 0.0010046 | 60 | Commercial_2026_Technical_GWh_After Competition Groups_60 | Outside Air Economizer | 0.1005% | 0 | 16.5415 | Commercial_2026_Technical_GWh_After Competition Groups_Outside Air Economizer
Commercial | Com ¦ Roof Insulation/Ceiling Insulation (R25 Code to R35) | 2026 | Technical | GWh | After Competition Groups | 13.2037 | 0 | 0 | 16465.3454 | 0.00080191 | 61 | Commercial_2026_Technical_GWh_After Competition Groups_61 | Roof Insulation/Ceiling Insulation (R25 Code to R35) | 0.08019% | 0 | 13.2037 | Commercial_2026_Technical_GWh_After Competition Groups_Roof Insulation/Ceiling Insulation (R25 Code to R35)
Commercial | Com ¦ Suction Pipe Insulation Freezer/Refrigerator | 2026 | Technical | GWh | After Competition Groups | 12.4117 | 0 | 0 | 16465.3454 | 0.00075381 | 62 | Commercial_2026_Technical_GWh_After Competition Groups_62 | Suction Pipe Insulation Freezer/Refrigerator | 0.07538% | 0 | 12.4117 | Commercial_2026_Technical_GWh_After Competition Groups_Suction Pipe Insulation Freezer/Refrigerator
Commercial | Com ¦ ENERGY STAR Dishwasher | 2026 | Technical | GWh | After Competition Groups | 10.3696 | 0 | 0 | 16465.3454 | 0.00062979 | 63 | Commercial_2026_Technical_GWh_After Competition Groups_63 | ENERGY STAR Dishwasher | 0.06298% | 0 | 10.3696 | Commercial_2026_Technical_GWh_After Competition Groups_ENERGY STAR Dishwasher
Commercial | Com ¦ Evaporator Coil Defrost (Cooler) | 2026 | Technical | GWh | After Competition Groups | 10.2285 | 0 | 0 | 16465.3454 | 0.00062121 | 64 | Commercial_2026_Technical_GWh_After Competition Groups_64 | Evaporator Coil Defrost (Cooler) | 0.06212% | 0 | 10.2285 | Commercial_2026_Technical_GWh_After Competition Groups_Evaporator Coil Defrost (Cooler)
Commercial | Com ¦ ENERGY STAR Fryer (84% eff) | 2026 | Technical | GWh | After Competition Groups | 9.8852 | 0 | 0 | 16465.3454 | 0.00060037 | 65 | Commercial_2026_Technical_GWh_After Competition Groups_65 | ENERGY STAR Fryer (84% eff) | 0.06004% | 0 | 9.8852 | Commercial_2026_Technical_GWh_After Competition Groups_ENERGY STAR Fryer (84% eff)
Commercial | Com ¦ LED RECESSED DOWNLIGHTS | 2026 | Technical | GWh | After Competition Groups | 9.8411 | 0 | 0 | 16465.3454 | 0.00059769 | 66 | Commercial_2026_Technical_GWh_After Competition Groups_66 | LED RECESSED DOWNLIGHTS | 0.05977% | 0 | 9.8411 | Commercial_2026_Technical_GWh_After Competition Groups_LED RECESSED DOWNLIGHTS
Commercial | Com ¦ Ozone Laundry Treatment | 2026 | Technical | GWh | After Competition Groups | 6.2293 | 0 | 0 | 16465.3454 | 0.00037833 | 67 | Commercial_2026_Technical_GWh_After Competition Groups_67 | Ozone Laundry Treatment | 0.03783% | 0 | 6.2293 | Commercial_2026_Technical_GWh_After Competition Groups_Ozone Laundry Treatment
Commercial | Com ¦ SYNCHRONOUS BELT | 2026 | Technical | GWh | After Competition Groups | 5.8144 | 0 | 0 | 16465.3454 | 0.00035313 | 68 | Commercial_2026_Technical_GWh_After Competition Groups_68 | SYNCHRONOUS BELT | 0.03531% | 0 | 5.8144 | Commercial_2026_Technical_GWh_After Competition Groups_SYNCHRONOUS BELT
Commercial | Com ¦ Ground Source Heat Pump | 2026 | Technical | GWh | After Competition Groups | 5.6416 | 0 | 0 | 16465.3454 | 0.00034264 | 69 | Commercial_2026_Technical_GWh_After Competition Groups_69 | Ground Source Heat Pump | 0.03426% | 0 | 5.6416 | Commercial_2026_Technical_GWh_After Competition Groups_Ground Source Heat Pump
Commercial | Com ¦ ENERGY STAR Steam Cookers | 2026 | Technical | GWh | After Competition Groups | 4.8436 | 0 | 0 | 16465.3454 | 0.00029417 | 70 | Commercial_2026_Technical_GWh_After Competition Groups_70 | ENERGY STAR Steam Cookers | 0.02942% | 0 | 4.8436 | Commercial_2026_Technical_GWh_After Competition Groups_ENERGY STAR Steam Cookers
Commercial | Com ¦ Efficient compressor motor | 2026 | Technical | GWh | After Competition Groups | 4.7983 | 0 | 0 | 16465.3454 | 0.00029142 | 71 | Commercial_2026_Technical_GWh_After Competition Groups_71 | Efficient compressor motor | 0.02914% | 0 | 4.7983 | Commercial_2026_Technical_GWh_After Competition Groups_Efficient compressor motor
Commercial | Com ¦ Demand controlled Circulating Systems | 2026 | Technical | GWh | After Competition Groups | 4.1886 | 0 | 0 | 16465.3454 | 0.00025439 | 72 | Commercial_2026_Technical_GWh_After Competition Groups_72 | Demand controlled Circulating Systems | 0.02544% | 0 | 4.1886 | Commercial_2026_Technical_GWh_After Competition Groups_Demand controlled Circulating Systems
Commercial | Com ¦ ECM MOTORS FOR HVAC APPLICATION (FAN-POWERED VAV BOX) | 2026 | Technical | GWh | After Competition Groups | 2.6419 | 0 | 0 | 16465.3454 | 0.00016045 | 73 | Commercial_2026_Technical_GWh_After Competition Groups_73 | ECM MOTORS FOR HVAC APPLICATION (FAN-POWERED VAV BOX) | 0.01605% | 0 | 2.6419 | Commercial_2026_Technical_GWh_After Competition Groups_ECM MOTORS FOR HVAC APPLICATION (FAN-POWERED VAV BOX)
Commercial | Com ¦ Wall Insulation | 2026 | Technical | GWh | After Competition Groups | 2.4327 | 0 | 0 | 16465.3454 | 0.00014775 | 74 | Commercial_2026_Technical_GWh_After Competition Groups_74 | Wall Insulation | 0.01477% | 0 | 2.4327 | Commercial_2026_Technical_GWh_After Competition Groups_Wall Insulation
Commercial | Com ¦ Solar Preheat Make up Air | 2026 | Technical | GWh | After Competition Groups | 2.4023 | 0 | 0 | 16465.3454 | 0.0001459 | 75 | Commercial_2026_Technical_GWh_After Competition Groups_75 | Solar Preheat Make up Air | 0.01459% | 0 | 2.4023 | Commercial_2026_Technical_GWh_After Competition Groups_Solar Preheat Make up Air
Commercial | Com ¦ Solar Water Preheat (Pools/DHW) | 2026 | Technical | GWh | After Competition Groups | 2.2923 | 0 | 0 | 16465.3454 | 0.00013922 | 76 | Commercial_2026_Technical_GWh_After Competition Groups_76 | Solar Water Preheat (Pools/DHW) | 0.01392% | 0 | 2.2923 | Commercial_2026_Technical_GWh_After Competition Groups_Solar Water Preheat (Pools/DHW)
Commercial | Com ¦ Thermostat Setback | 2026 | Technical | GWh | After Competition Groups | 2.1527 | 0 | 0 | 16465.3454 | 0.00013074 | 77 | Commercial_2026_Technical_GWh_After Competition Groups_77 | Thermostat Setback | 0.01307% | 0 | 2.1527 | Commercial_2026_Technical_GWh_After Competition Groups_Thermostat Setback
Commercial | Com ¦ Room AC (w/ louvered sides) 14 SEER from 12 SEER code | 2026 | Technical | GWh | After Competition Groups | 1.8065 | 0 | 0 | 16465.3454 | 0.00010971 | 78 | Commercial_2026_Technical_GWh_After Competition Groups_78 | Room AC (w/ louvered sides) 14 SEER from 12 SEER code | 0.01097% | 0 | 1.8065 | Commercial_2026_Technical_GWh_After Competition Groups_Room AC (w/ louvered sides) 14 SEER from 12 SEER code
Commercial | Com ¦ PTAC (12 EER/10,000 BTU) | 2026 | Technical | GWh | After Competition Groups | 1.6836 | 0 | 0 | 16465.3454 | 0.00010225 | 79 | Commercial_2026_Technical_GWh_After Competition Groups_79 | PTAC (12 EER/10,000 BTU) | 0.01022% | 0 | 1.6836 | Commercial_2026_Technical_GWh_After Competition Groups_PTAC (12 EER/10,000 BTU)
Commercial | Com ¦ Commercial Hot Food Holding Cabinets | 2026 | Technical | GWh | After Competition Groups | 1.4054 | 0 | 0 | 16465.3454 | 8.5357e-05 | 80 | Commercial_2026_Technical_GWh_After Competition Groups_80 | Commercial Hot Food Holding Cabinets | 0.008536% | 0 | 1.4054 | Commercial_2026_Technical_GWh_After Competition Groups_Commercial Hot Food Holding Cabinets
Commercial | Com ¦ Auto Off Time Switch or Time Clock control | 2026 | Technical | GWh | After Competition Groups | 1.2976 | 0 | 0 | 16465.3454 | 7.8806e-05 | 81 | Commercial_2026_Technical_GWh_After Competition Groups_81 | Auto Off Time Switch or Time Clock control | 0.007881% | 0 | 1.2976 | Commercial_2026_Technical_GWh_After Competition Groups_Auto Off Time Switch or Time Clock control
Commercial | Com ¦ CEE Tier 2/Energy Star Clothes Washers | 2026 | Technical | GWh | After Competition Groups | 1.1056 | 0 | 0 | 16465.3454 | 6.7147e-05 | 82 | Commercial_2026_Technical_GWh_After Competition Groups_82 | CEE Tier 2/Energy Star Clothes Washers | 0.006715% | 0 | 1.1056 | Commercial_2026_Technical_GWh_After Competition Groups_CEE Tier 2/Energy Star Clothes Washers
Commercial | COM ¦ Ductless Mini-Split Heat Pumps | 2026 | Technical | GWh | After Competition Groups | 0.88152 | 0 | 0 | 16465.3454 | 5.3538e-05 | 83 | Commercial_2026_Technical_GWh_After Competition Groups_83 | Ductless Mini-Split Heat Pumps | 0.005354% | 0 | 0.88152 | Commercial_2026_Technical_GWh_After Competition Groups_Ductless Mini-Split Heat Pumps
Commercial | Com ¦ Low Flow Pre-Rinse Spray Nozzle | 2026 | Technical | GWh | After Competition Groups | 0.7429 | 0 | 0 | 16465.3454 | 4.5119e-05 | 84 | Commercial_2026_Technical_GWh_After Competition Groups_84 | Low Flow Pre-Rinse Spray Nozzle | 0.004512% | 0 | 0.7429 | Commercial_2026_Technical_GWh_After Competition Groups_Low Flow Pre-Rinse Spray Nozzle
Commercial | Com ¦ HVAC Optimization | 2026 | Technical | GWh | After Competition Groups | 0.70195 | 0 | 0 | 16465.3454 | 4.2632e-05 | 85 | Commercial_2026_Technical_GWh_After Competition Groups_85 | HVAC Optimization | 0.004263% | 0 | 0.70195 | Commercial_2026_Technical_GWh_After Competition Groups_HVAC Optimization
Commercial | Com ¦ Heat Pump Water Heater (50 Gallons) | 2026 | Technical | GWh | After Competition Groups | 0.60064 | 0 | 0 | 16465.3454 | 3.6479e-05 | 86 | Commercial_2026_Technical_GWh_After Competition Groups_86 | Heat Pump Water Heater (50 Gallons) | 0.003648% | 0 | 0.60064 | Commercial_2026_Technical_GWh_After Competition Groups_Heat Pump Water Heater (50 Gallons)
Commercial | Com ¦ High Efficiency Chiller (avg of water and air cooled) | 2026 | Technical | GWh | After Competition Groups | 0.39168 | 0 | 0 | 16465.3454 | 2.3788e-05 | 87 | Commercial_2026_Technical_GWh_After Competition Groups_87 | High Efficiency Chiller (avg of water and air cooled) | 0.002379% | 0 | 0.39168 | Commercial_2026_Technical_GWh_After Competition Groups_High Efficiency Chiller (avg of water and air cooled)
Commercial | Com ¦ EC Plug Fan for Data Center (under cabinet) | 2026 | Technical | GWh | After Competition Groups | 0.18535 | 0 | 0 | 16465.3454 | 1.1257e-05 | 88 | Commercial_2026_Technical_GWh_After Competition Groups_88 | EC Plug Fan for Data Center (under cabinet) | 0.001126% | 0 | 0.18535 | Commercial_2026_Technical_GWh_After Competition Groups_EC Plug Fan for Data Center (under cabinet)
Commercial | Com ¦ eCube | 2026 | Technical | GWh | After Competition Groups | 0.14062 | 0 | 0 | 16465.3454 | 8.5406e-06 | 89 | Commercial_2026_Technical_GWh_After Competition Groups_89 | eCube | 0.0008541% | 0 | 0.14062 | Commercial_2026_Technical_GWh_After Competition Groups_eCube
Commercial | Com ¦ Exterior Photocell | 2026 | Technical | GWh | After Competition Groups | 0.069483 | 0 | 0 | 16465.3454 | 4.22e-06 | 90 | Commercial_2026_Technical_GWh_After Competition Groups_90 | Exterior Photocell | 0.000422% | 0 | 0.069483 | Commercial_2026_Technical_GWh_After Competition Groups_Exterior Photocell
Commercial | Com ¦ Air Curtains | 2026 | Technical | GWh | After Competition Groups | 0.052841 | 0 | 0 | 16465.3454 | 3.2092e-06 | 91 | Commercial_2026_Technical_GWh_After Competition Groups_91 | Air Curtains | 0.0003209% | 0 | 0.052841 | Commercial_2026_Technical_GWh_After Competition Groups_Air Curtains
Commercial | Com ¦ VSD Air Compressor | 2026 | Technical | GWh | After Competition Groups | 0.033645 | 0 | 0 | 16465.3454 | 2.0434e-06 | 92 | Commercial_2026_Technical_GWh_After Competition Groups_92 | VSD Air Compressor | 0.0002043% | 0 | 0.033645 | Commercial_2026_Technical_GWh_After Competition Groups_VSD Air Compressor
Commercial | Com ¦ High Efficiency Induction Cooking | 2026 | Technical | GWh | After Competition Groups | 0.007291 | 0 | 0 | 16465.3454 | 4.4281e-07 | 93 | Commercial_2026_Technical_GWh_After Competition Groups_93 | High Efficiency Induction Cooking | 4.428e-05% | 0 | 0.007291 | Commercial_2026_Technical_GWh_After Competition Groups_High Efficiency Induction Cooking
Commercial | Com ¦ Electric Convection Combination Ovens | 2026 | Technical | GWh | After Competition Groups | 0.0026152 | 0 | 0 | 16465.3454 | 1.5883e-07 | 94 | Commercial_2026_Technical_GWh_After Competition Groups_94 | Electric Convection Combination Ovens | 1.588e-05% | 0 | 0.0026152 | Commercial_2026_Technical_GWh_After Competition Groups_Electric Convection Combination Ovens
Commercial | Com ¦ Building Recommissioning, Operations and Maintenance (O&M) Improvements | 2027 | Economic | GWh | After Competition Groups | 2165.6679 | 0 | 0 | 13133.4928 | 0.1649 | 1 | Commercial_2027_Economic_GWh_After Competition Groups_1 | Building Recommissioning, Operations and Maintenance (O&M) Improvements | 16.49% | 0 | 2165.6679 | Commercial_2027_Economic_GWh_After Competition Groups_Building Recommissioning, Operations and Maintenance (O&M) Improvements
Commercial | Com ¦ LED Low/High Bay | 2027 | Economic | GWh | After Competition Groups | 1282.4803 | 0 | 0 | 13133.4928 | 0.09765 | 2 | Commercial_2027_Economic_GWh_After Competition Groups_2 | LED Low/High Bay | 9.765% | 0 | 1282.4803 | Commercial_2027_Economic_GWh_After Competition Groups_LED Low/High Bay
Commercial | Com ¦ LED Troffer/Surface/Suspended | 2027 | Economic | GWh | After Competition Groups | 1081.5935 | 0 | 0 | 13133.4928 | 0.082354 | 3 | Commercial_2027_Economic_GWh_After Competition Groups_3 | LED Troffer/Surface/Suspended | 8.235% | 0 | 1081.5935 | Commercial_2027_Economic_GWh_After Competition Groups_LED Troffer/Surface/Suspended
Commercial | Com ¦ ENERGY STAR LED LAMPS (REFLECTOR LAMPs/MR16/PAR 16) | 2027 | Economic | GWh | After Competition Groups | 913.9791 | 0 | 0 | 13133.4928 | 0.069591 | 4 | Commercial_2027_Economic_GWh_After Competition Groups_4 | ENERGY STAR LED LAMPS (REFLECTOR LAMPs/MR16/PAR 16) | 6.959% | 0 | 913.9791 | Commercial_2027_Economic_GWh_After Competition Groups_ENERGY STAR LED LAMPS (REFLECTOR LAMPs/MR16/PAR 16)
Commercial | Com ¦ Education and Capacity Building/Energy Behavior | 2027 | Economic | GWh | After Competition Groups | 807.2677 | 0 | 0 | 13133.4928 | 0.061466 | 5 | Commercial_2027_Economic_GWh_After Competition Groups_5 | Education and Capacity Building/Energy Behavior | 6.147% | 0 | 807.2677 | Commercial_2027_Economic_GWh_After Competition Groups_Education and Capacity Building/Energy Behavior
Commercial | Com ¦ LED EXTERIOR AREA LIGHTS - LED fixture (200W) | 2027 | Economic | GWh | After Competition Groups | 606.7527 | 0 | 0 | 13133.4928 | 0.046199 | 6 | Commercial_2027_Economic_GWh_After Competition Groups_6 | LED EXTERIOR AREA LIGHTS - LED fixture (200W) | 4.62% | 0 | 606.7527 | Commercial_2027_Economic_GWh_After Competition Groups_LED EXTERIOR AREA LIGHTS - LED fixture (200W)
Commercial | Com ¦ Furnace Tune-Up | 2027 | Economic | GWh | After Competition Groups | 594.6786 | 0 | 0 | 13133.4928 | 0.04528 | 7 | Commercial_2027_Economic_GWh_After Competition Groups_7 | Furnace Tune-Up | 4.528% | 0 | 594.6786 | Commercial_2027_Economic_GWh_After Competition Groups_Furnace Tune-Up
Commercial | Com ¦ LED parking lot fixture | 2027 | Economic | GWh | After Competition Groups | 583.5478 | 0 | 0 | 13133.4928 | 0.044432 | 8 | Commercial_2027_Economic_GWh_After Competition Groups_8 | LED parking lot fixture | 4.443% | 0 | 583.5478 | Commercial_2027_Economic_GWh_After Competition Groups_LED parking lot fixture
Commercial | Com ¦ LED Replacement Lamp (Tube) | 2027 | Economic | GWh | After Competition Groups | 469.8443 | 0 | 0 | 13133.4928 | 0.035775 | 9 | Commercial_2027_Economic_GWh_After Competition Groups_9 | LED Replacement Lamp (Tube) | 3.577% | 0 | 469.8443 | Commercial_2027_Economic_GWh_After Competition Groups_LED Replacement Lamp (Tube)
Commercial | Com ¦ High Efficiency Air Source Heat Pump | 2027 | Economic | GWh | After Competition Groups | 437.1966 | 0 | 0 | 13133.4928 | 0.033289 | 10 | Commercial_2027_Economic_GWh_After Competition Groups_10 | High Efficiency Air Source Heat Pump | 3.329% | 0 | 437.1966 | Commercial_2027_Economic_GWh_After Competition Groups_High Efficiency Air Source Heat Pump
Commercial | Com ¦ LED street light fixture | 2027 | Economic | GWh | After Competition Groups | 358.9435 | 0 | 0 | 13133.4928 | 0.02733 | 11 | Commercial_2027_Economic_GWh_After Competition Groups_11 | LED street light fixture | 2.733% | 0 | 358.9435 | Commercial_2027_Economic_GWh_After Competition Groups_LED street light fixture
Commercial | Com ¦ Advanced BAS/Controllers | 2027 | Economic | GWh | After Competition Groups | 322.7585 | 0 | 0 | 13133.4928 | 0.024575 | 12 | Commercial_2027_Economic_GWh_After Competition Groups_12 | Advanced BAS/Controllers | 2.458% | 0 | 322.7585 | Commercial_2027_Economic_GWh_After Competition Groups_Advanced BAS/Controllers
Commercial | Com ¦ Data Center Storage/Server Virtualization | 2027 | Economic | GWh | After Competition Groups | 288.6261 | 0 | 0 | 13133.4928 | 0.021976 | 13 | Commercial_2027_Economic_GWh_After Competition Groups_13 | Data Center Storage/Server Virtualization | 2.198% | 0 | 288.6261 | Commercial_2027_Economic_GWh_After Competition Groups_Data Center Storage/Server Virtualization
Commercial | Com ¦ Demand Control Ventilation | 2027 | Economic | GWh | After Competition Groups | 273.224 | 0 | 0 | 13133.4928 | 0.020804 | 14 | Commercial_2027_Economic_GWh_After Competition Groups_14 | Demand Control Ventilation | 2.08% | 0 | 273.224 | Commercial_2027_Economic_GWh_After Competition Groups_Demand Control Ventilation
Commercial | Com ¦ Strip Curtains | 2027 | Economic | GWh | After Competition Groups | 238.5171 | 0 | 0 | 13133.4928 | 0.018161 | 15 | Commercial_2027_Economic_GWh_After Competition Groups_15 | Strip Curtains | 1.816% | 0 | 238.5171 | Commercial_2027_Economic_GWh_After Competition Groups_Strip Curtains
Commercial | Com ¦ Reach-in Shaded Pole to ECM/PSC Evaporator Fan Motor | 2027 | Economic | GWh | After Competition Groups | 219.6104 | 0 | 0 | 13133.4928 | 0.016721 | 16 | Commercial_2027_Economic_GWh_After Competition Groups_16 | Reach-in Shaded Pole to ECM/PSC Evaporator Fan Motor | 1.672% | 0 | 219.6104 | Commercial_2027_Economic_GWh_After Competition Groups_Reach-in Shaded Pole to ECM/PSC Evaporator Fan Motor
Commercial | Com ¦ Refrigerated Display Case Doors | 2027 | Economic | GWh | After Competition Groups | 200.2062 | 0 | 0 | 13133.4928 | 0.015244 | 17 | Commercial_2027_Economic_GWh_After Competition Groups_17 | Refrigerated Display Case Doors | 1.524% | 0 | 200.2062 | Commercial_2027_Economic_GWh_After Competition Groups_Refrigerated Display Case Doors
Commercial | Com ¦ Variable Frequency Drive (VFD) | 2027 | Economic | GWh | After Competition Groups | 197.1148 | 0 | 0 | 13133.4928 | 0.015009 | 18 | Commercial_2027_Economic_GWh_After Competition Groups_18 | Variable Frequency Drive (VFD) | 1.501% | 0 | 197.1148 | Commercial_2027_Economic_GWh_After Competition Groups_Variable Frequency Drive (VFD)
Commercial | Com ¦ Centrally controlled desktop PC/NETWORK PC POWER MANAGEMENT SOFTWARE | 2027 | Economic | GWh | After Competition Groups | 190.6342 | 0 | 0 | 13133.4928 | 0.014515 | 19 | Commercial_2027_Economic_GWh_After Competition Groups_19 | Centrally controlled desktop PC/NETWORK PC POWER MANAGEMENT SOFTWARE | 1.452% | 0 | 190.6342 | Commercial_2027_Economic_GWh_After Competition Groups_Centrally controlled desktop PC/NETWORK PC POWER MANAGEMENT SOFTWARE
Commercial | Com ¦ VFD on Pumps | 2027 | Economic | GWh | After Competition Groups | 184.476 | 0 | 0 | 13133.4928 | 0.014046 | 20 | Commercial_2027_Economic_GWh_After Competition Groups_20 | VFD on Pumps | 1.405% | 0 | 184.476 | Commercial_2027_Economic_GWh_After Competition Groups_VFD on Pumps
Commercial | Com ¦ LED or Equivalent Sign Lighting | 2027 | Economic | GWh | After Competition Groups | 161.3998 | 0 | 0 | 13133.4928 | 0.012289 | 21 | Commercial_2027_Economic_GWh_After Competition Groups_21 | LED or Equivalent Sign Lighting | 1.229% | 0 | 161.3998 | Commercial_2027_Economic_GWh_After Competition Groups_LED or Equivalent Sign Lighting
Commercial | Com ¦ Air Handler with Dedicated Outdoor Air Systems | 2027 | Economic | GWh | After Competition Groups | 150.4453 | 0 | 0 | 13133.4928 | 0.011455 | 22 | Commercial_2027_Economic_GWh_After Competition Groups_22 | Air Handler with Dedicated Outdoor Air Systems | 1.146% | 0 | 150.4453 | Commercial_2027_Economic_GWh_After Competition Groups_Air Handler with Dedicated Outdoor Air Systems
Commercial | Com ¦ Adaptive Thermostats | 2027 | Economic | GWh | After Competition Groups | 140.7271 | 0 | 0 | 13133.4928 | 0.010715 | 23 | Commercial_2027_Economic_GWh_After Competition Groups_23 | Adaptive Thermostats | 1.072% | 0 | 140.7271 | Commercial_2027_Economic_GWh_After Competition Groups_Adaptive Thermostats
Commercial | Com ¦ Unitary Air-Conditioning Unit | 2027 | Economic | GWh | After Competition Groups | 130.2308 | 0 | 0 | 13133.4928 | 0.0099159 | 24 | Commercial_2027_Economic_GWh_After Competition Groups_24 | Unitary Air-Conditioning Unit | 0.9916% | 0 | 130.2308 | Commercial_2027_Economic_GWh_After Competition Groups_Unitary Air-Conditioning Unit
Commercial | Com ¦ ENERGY STAR LED LAMPS (General Service Lamps) | 2027 | Economic | GWh | After Competition Groups | 117.1446 | 0 | 0 | 13133.4928 | 0.0089195 | 25 | Commercial_2027_Economic_GWh_After Competition Groups_25 | ENERGY STAR LED LAMPS (General Service Lamps) | 0.892% | 0 | 117.1446 | Commercial_2027_Economic_GWh_After Competition Groups_ENERGY STAR LED LAMPS (General Service Lamps)
Commercial | Com ¦ ECM MOTORS FOR EVAPORATOR FANS for refrigeration (WALK-IN) | 2027 | Economic | GWh | After Competition Groups | 93.3773 | 0 | 0 | 13133.4928 | 0.0071099 | 26 | Commercial_2027_Economic_GWh_After Competition Groups_26 | ECM MOTORS FOR EVAPORATOR FANS for refrigeration (WALK-IN) | 0.711% | 0 | 93.3773 | Commercial_2027_Economic_GWh_After Competition Groups_ECM MOTORS FOR EVAPORATOR FANS for refrigeration (WALK-IN)
Commercial | Com ¦ Condensing Unit Heaters or other Efficient Unit Heating System | 2027 | Economic | GWh | After Competition Groups | 89.4906 | 0 | 0 | 13133.4928 | 0.0068139 | 27 | Commercial_2027_Economic_GWh_After Competition Groups_27 | Condensing Unit Heaters or other Efficient Unit Heating System | 0.6814% | 0 | 89.4906 | Commercial_2027_Economic_GWh_After Competition Groups_Condensing Unit Heaters or other Efficient Unit Heating System
Commercial | Com ¦ Demand Control Kitchen Ventilation | 2027 | Economic | GWh | After Competition Groups | 87.481 | 0 | 0 | 13133.4928 | 0.0066609 | 28 | Commercial_2027_Economic_GWh_After Competition Groups_28 | Demand Control Kitchen Ventilation | 0.6661% | 0 | 87.481 | Commercial_2027_Economic_GWh_After Competition Groups_Demand Control Kitchen Ventilation
Commercial | Com ¦ Refrigerated Display Case LED | 2027 | Economic | GWh | After Competition Groups | 82.63 | 0 | 0 | 13133.4928 | 0.0062915 | 29 | Commercial_2027_Economic_GWh_After Competition Groups_29 | Refrigerated Display Case LED | 0.6292% | 0 | 82.63 | Commercial_2027_Economic_GWh_After Competition Groups_Refrigerated Display Case LED
Commercial | Com ¦ Freezer Case Light Sensor | 2027 | Economic | GWh | After Competition Groups | 76.9072 | 0 | 0 | 13133.4928 | 0.0058558 | 30 | Commercial_2027_Economic_GWh_After Competition Groups_30 | Freezer Case Light Sensor | 0.5856% | 0 | 76.9072 | Commercial_2027_Economic_GWh_After Competition Groups_Freezer Case Light Sensor
Commercial | Com ¦ Evaporator Fan Controls | 2027 | Economic | GWh | After Competition Groups | 75.0196 | 0 | 0 | 13133.4928 | 0.0057121 | 31 | Commercial_2027_Economic_GWh_After Competition Groups_31 | Evaporator Fan Controls | 0.5712% | 0 | 75.0196 | Commercial_2027_Economic_GWh_After Competition Groups_Evaporator Fan Controls
Commercial | Com ¦ Occupancy Sensors | 2027 | Economic | GWh | After Competition Groups | 73.0756 | 0 | 0 | 13133.4928 | 0.0055641 | 32 | Commercial_2027_Economic_GWh_After Competition Groups_32 | Occupancy Sensors | 0.5564% | 0 | 73.0756 | Commercial_2027_Economic_GWh_After Competition Groups_Occupancy Sensors
Commercial | Com ¦ Elec Storage WH 2.30 Et | 2027 | Economic | GWh | After Competition Groups | 41.5219 | 0 | 0 | 13133.4928 | 0.0031615 | 33 | Commercial_2027_Economic_GWh_After Competition Groups_33 | Elec Storage WH 2.30 Et | 0.3162% | 0 | 41.5219 | Commercial_2027_Economic_GWh_After Competition Groups_Elec Storage WH 2.30 Et
Commercial | Com ¦ Door Gasket Freezer/Refrigerator | 2027 | Economic | GWh | After Competition Groups | 40.7108 | 0 | 0 | 13133.4928 | 0.0030998 | 34 | Commercial_2027_Economic_GWh_After Competition Groups_34 | Door Gasket Freezer/Refrigerator | 0.31% | 0 | 40.7108 | Commercial_2027_Economic_GWh_After Competition Groups_Door Gasket Freezer/Refrigerator
Commercial | Com ¦ BEVERAGE VENDING MACHINE CONTROLS | 2027 | Economic | GWh | After Competition Groups | 38.9228 | 0 | 0 | 13133.4928 | 0.0029636 | 35 | Commercial_2027_Economic_GWh_After Competition Groups_35 | BEVERAGE VENDING MACHINE CONTROLS | 0.2964% | 0 | 38.9228 | Commercial_2027_Economic_GWh_After Competition Groups_BEVERAGE VENDING MACHINE CONTROLS
Commercial | Com ¦ Chilled Water Optimization | 2027 | Economic | GWh | After Competition Groups | 31.6255 | 0 | 0 | 13133.4928 | 0.002408 | 36 | Commercial_2027_Economic_GWh_After Competition Groups_36 | Chilled Water Optimization | 0.2408% | 0 | 31.6255 | Commercial_2027_Economic_GWh_After Competition Groups_Chilled Water Optimization
Commercial | Com ¦ ENERGY STAR Griddle (74% eff) | 2027 | Economic | GWh | After Competition Groups | 30.5132 | 0 | 0 | 13133.4928 | 0.0023233 | 37 | Commercial_2027_Economic_GWh_After Competition Groups_37 | ENERGY STAR Griddle (74% eff) | 0.2323% | 0 | 30.5132 | Commercial_2027_Economic_GWh_After Competition Groups_ENERGY STAR Griddle (74% eff)
Commercial | Com ¦ Temperature Adjustment in Commercial Freezers | 2027 | Economic | GWh | After Competition Groups | 28.6866 | 0 | 0 | 13133.4928 | 0.0021842 | 38 | Commercial_2027_Economic_GWh_After Competition Groups_38 | Temperature Adjustment in Commercial Freezers | 0.2184% | 0 | 28.6866 | Commercial_2027_Economic_GWh_After Competition Groups_Temperature Adjustment in Commercial Freezers
Commercial | Com ¦ CO Sensors for parking garage exhaust fans | 2027 | Economic | GWh | After Competition Groups | 28.5009 | 0 | 0 | 13133.4928 | 0.0021701 | 39 | Commercial_2027_Economic_GWh_After Competition Groups_39 | CO Sensors for parking garage exhaust fans | 0.217% | 0 | 28.5009 | Commercial_2027_Economic_GWh_After Competition Groups_CO Sensors for parking garage exhaust fans
Commercial | Com ¦ Energy Efficient Laboratory Fume Hood | 2027 | Economic | GWh | After Competition Groups | 25.5498 | 0 | 0 | 13133.4928 | 0.0019454 | 40 | Commercial_2027_Economic_GWh_After Competition Groups_40 | Energy Efficient Laboratory Fume Hood | 0.1945% | 0 | 25.5498 | Commercial_2027_Economic_GWh_After Competition Groups_Energy Efficient Laboratory Fume Hood
Commercial | Com ¦ Water Source Heat Pump (4 ton) | 2027 | Economic | GWh | After Competition Groups | 23.8137 | 0 | 0 | 13133.4928 | 0.0018132 | 41 | Commercial_2027_Economic_GWh_After Competition Groups_41 | Water Source Heat Pump (4 ton) | 0.1813% | 0 | 23.8137 | Commercial_2027_Economic_GWh_After Competition Groups_Water Source Heat Pump (4 ton)
Commercial | Com ¦ Vertical Night Covers | 2027 | Economic | GWh | After Competition Groups | 22.2531 | 0 | 0 | 13133.4928 | 0.0016944 | 42 | Commercial_2027_Economic_GWh_After Competition Groups_42 | Vertical Night Covers | 0.1694% | 0 | 22.2531 | Commercial_2027_Economic_GWh_After Competition Groups_Vertical Night Covers
Commercial | Com ¦ Duct Insulation, R8 | 2027 | Economic | GWh | After Competition Groups | 19.8112 | 0 | 0 | 13133.4928 | 0.0015084 | 43 | Commercial_2027_Economic_GWh_After Competition Groups_43 | Duct Insulation, R8 | 0.1508% | 0 | 19.8112 | Commercial_2027_Economic_GWh_After Competition Groups_Duct Insulation, R8
Commercial | Com ¦ Water Heating (DHW) Pipe Insulation (Add 3/4\ Foam)" | 2027 | Economic | GWh | After Competition Groups | 19.1535 | 0 | 0 | 13133.4928 | 0.0014584 | 44 | Commercial_2027_Economic_GWh_After Competition Groups_44 | Water Heating (DHW) Pipe Insulation (Add 3/4\ Foam)" | 0.1458% | 0 | 19.1535 | Commercial_2027_Economic_GWh_After Competition Groups_Water Heating (DHW) Pipe Insulation (Add 3/4\ Foam)"
Commercial | Com ¦ Outside Air Economizer | 2027 | Economic | GWh | After Competition Groups | 16.677 | 0 | 0 | 13133.4928 | 0.0012698 | 45 | Commercial_2027_Economic_GWh_After Competition Groups_45 | Outside Air Economizer | 0.127% | 0 | 16.677 | Commercial_2027_Economic_GWh_After Competition Groups_Outside Air Economizer
Commercial | Com ¦ Suction Pipe Insulation Freezer/Refrigerator | 2027 | Economic | GWh | After Competition Groups | 12.1622 | 0 | 0 | 13133.4928 | 0.00092605 | 46 | Commercial_2027_Economic_GWh_After Competition Groups_46 | Suction Pipe Insulation Freezer/Refrigerator | 0.0926% | 0 | 12.1622 | Commercial_2027_Economic_GWh_After Competition Groups_Suction Pipe Insulation Freezer/Refrigerator
Commercial | Com ¦ ENERGY STAR Fryer (84% eff) | 2027 | Economic | GWh | After Competition Groups | 10.806 | 0 | 0 | 13133.4928 | 0.00082278 | 47 | Commercial_2027_Economic_GWh_After Competition Groups_47 | ENERGY STAR Fryer (84% eff) | 0.08228% | 0 | 10.806 | Commercial_2027_Economic_GWh_After Competition Groups_ENERGY STAR Fryer (84% eff)
Commercial | Com ¦ ENERGY STAR Dishwasher | 2027 | Economic | GWh | After Competition Groups | 10.6852 | 0 | 0 | 13133.4928 | 0.00081359 | 48 | Commercial_2027_Economic_GWh_After Competition Groups_48 | ENERGY STAR Dishwasher | 0.08136% | 0 | 10.6852 | Commercial_2027_Economic_GWh_After Competition Groups_ENERGY STAR Dishwasher
Commercial | Com ¦ Ozone Laundry Treatment | 2027 | Economic | GWh | After Competition Groups | 6.2668 | 0 | 0 | 13133.4928 | 0.00047716 | 49 | Commercial_2027_Economic_GWh_After Competition Groups_49 | Ozone Laundry Treatment | 0.04772% | 0 | 6.2668 | Commercial_2027_Economic_GWh_After Competition Groups_Ozone Laundry Treatment
Commercial | Com ¦ ENERGY STAR Steam Cookers | 2027 | Economic | GWh | After Competition Groups | 5.2947 | 0 | 0 | 13133.4928 | 0.00040314 | 50 | Commercial_2027_Economic_GWh_After Competition Groups_50 | ENERGY STAR Steam Cookers | 0.04031% | 0 | 5.2947 | Commercial_2027_Economic_GWh_After Competition Groups_ENERGY STAR Steam Cookers
Commercial | Com ¦ Demand controlled Circulating Systems | 2027 | Economic | GWh | After Competition Groups | 4.1044 | 0 | 0 | 13133.4928 | 0.00031252 | 51 | Commercial_2027_Economic_GWh_After Competition Groups_51 | Demand controlled Circulating Systems | 0.03125% | 0 | 4.1044 | Commercial_2027_Economic_GWh_After Competition Groups_Demand controlled Circulating Systems
Commercial | Com ¦ Condensing Make Up Air Unit | 2027 | Economic | GWh | After Competition Groups | 4.0561 | 0 | 0 | 13133.4928 | 0.00030883 | 52 | Commercial_2027_Economic_GWh_After Competition Groups_52 | Condensing Make Up Air Unit | 0.03088% | 0 | 4.0561 | Commercial_2027_Economic_GWh_After Competition Groups_Condensing Make Up Air Unit
Commercial | Com ¦ ECM MOTORS FOR HVAC APPLICATION (FAN-POWERED VAV BOX) | 2027 | Economic | GWh | After Competition Groups | 2.6445 | 0 | 0 | 13133.4928 | 0.00020135 | 53 | Commercial_2027_Economic_GWh_After Competition Groups_53 | ECM MOTORS FOR HVAC APPLICATION (FAN-POWERED VAV BOX) | 0.02014% | 0 | 2.6445 | Commercial_2027_Economic_GWh_After Competition Groups_ECM MOTORS FOR HVAC APPLICATION (FAN-POWERED VAV BOX)
Commercial | Com ¦ Solar Water Preheat (Pools/DHW) | 2027 | Economic | GWh | After Competition Groups | 2.5227 | 0 | 0 | 13133.4928 | 0.00019208 | 54 | Commercial_2027_Economic_GWh_After Competition Groups_54 | Solar Water Preheat (Pools/DHW) | 0.01921% | 0 | 2.5227 | Commercial_2027_Economic_GWh_After Competition Groups_Solar Water Preheat (Pools/DHW)
Commercial | Com ¦ Thermostat Setback | 2027 | Economic | GWh | After Competition Groups | 2.2517 | 0 | 0 | 13133.4928 | 0.00017144 | 55 | Commercial_2027_Economic_GWh_After Competition Groups_55 | Thermostat Setback | 0.01714% | 0 | 2.2517 | Commercial_2027_Economic_GWh_After Competition Groups_Thermostat Setback
Commercial | Com ¦ Notched V belts for HVAC Systems | 2027 | Economic | GWh | After Competition Groups | 2.16 | 0 | 0 | 13133.4928 | 0.00016447 | 56 | Commercial_2027_Economic_GWh_After Competition Groups_56 | Notched V belts for HVAC Systems | 0.01645% | 0 | 2.16 | Commercial_2027_Economic_GWh_After Competition Groups_Notched V belts for HVAC Systems
Commercial | Com ¦ PTAC (12 EER/10,000 BTU) | 2027 | Economic | GWh | After Competition Groups | 1.7501 | 0 | 0 | 13133.4928 | 0.00013325 | 57 | Commercial_2027_Economic_GWh_After Competition Groups_57 | PTAC (12 EER/10,000 BTU) | 0.01333% | 0 | 1.7501 | Commercial_2027_Economic_GWh_After Competition Groups_PTAC (12 EER/10,000 BTU)
Commercial | Com ¦ Auto Off Time Switch or Time Clock control | 2027 | Economic | GWh | After Competition Groups | 1.3081 | 0 | 0 | 13133.4928 | 9.9603e-05 | 58 | Commercial_2027_Economic_GWh_After Competition Groups_58 | Auto Off Time Switch or Time Clock control | 0.00996% | 0 | 1.3081 | Commercial_2027_Economic_GWh_After Competition Groups_Auto Off Time Switch or Time Clock control
Commercial | Com ¦ CEE Tier 2/Energy Star Clothes Washers | 2027 | Economic | GWh | After Competition Groups | 1.1853 | 0 | 0 | 13133.4928 | 9.0247e-05 | 59 | Commercial_2027_Economic_GWh_After Competition Groups_59 | CEE Tier 2/Energy Star Clothes Washers | 0.009025% | 0 | 1.1853 | Commercial_2027_Economic_GWh_After Competition Groups_CEE Tier 2/Energy Star Clothes Washers
Commercial | COM ¦ Ductless Mini-Split Heat Pumps | 2027 | Economic | GWh | After Competition Groups | 0.9682 | 0 | 0 | 13133.4928 | 7.372e-05 | 60 | Commercial_2027_Economic_GWh_After Competition Groups_60 | Ductless Mini-Split Heat Pumps | 0.007372% | 0 | 0.9682 | Commercial_2027_Economic_GWh_After Competition Groups_Ductless Mini-Split Heat Pumps
Commercial | Com ¦ Low Flow Pre-Rinse Spray Nozzle | 2027 | Economic | GWh | After Competition Groups | 0.77286 | 0 | 0 | 13133.4928 | 5.8846e-05 | 61 | Commercial_2027_Economic_GWh_After Competition Groups_61 | Low Flow Pre-Rinse Spray Nozzle | 0.005885% | 0 | 0.77286 | Commercial_2027_Economic_GWh_After Competition Groups_Low Flow Pre-Rinse Spray Nozzle
Commercial | Com ¦ Commercial Hot Food Holding Cabinets | 2027 | Economic | GWh | After Competition Groups | 0.46252 | 0 | 0 | 13133.4928 | 3.5217e-05 | 62 | Commercial_2027_Economic_GWh_After Competition Groups_62 | Commercial Hot Food Holding Cabinets | 0.003522% | 0 | 0.46252 | Commercial_2027_Economic_GWh_After Competition Groups_Commercial Hot Food Holding Cabinets
Commercial | Com ¦ HVAC Optimization | 2027 | Economic | GWh | After Competition Groups | 0.40444 | 0 | 0 | 13133.4928 | 3.0795e-05 | 63 | Commercial_2027_Economic_GWh_After Competition Groups_63 | HVAC Optimization | 0.003079% | 0 | 0.40444 | Commercial_2027_Economic_GWh_After Competition Groups_HVAC Optimization
Commercial | Com ¦ Energy Recovery Ventilation and Ventilation (Enhanced) | 2027 | Economic | GWh | After Competition Groups | 0.38886 | 0 | 0 | 13133.4928 | 2.9608e-05 | 64 | Commercial_2027_Economic_GWh_After Competition Groups_64 | Energy Recovery Ventilation and Ventilation (Enhanced) | 0.002961% | 0 | 0.38886 | Commercial_2027_Economic_GWh_After Competition Groups_Energy Recovery Ventilation and Ventilation (Enhanced)
Commercial | Com ¦ Wall Insulation | 2027 | Economic | GWh | After Competition Groups | 0.18198 | 0 | 0 | 13133.4928 | 1.3856e-05 | 65 | Commercial_2027_Economic_GWh_After Competition Groups_65 | Wall Insulation | 0.001386% | 0 | 0.18198 | Commercial_2027_Economic_GWh_After Competition Groups_Wall Insulation
Commercial | Com ¦ Room AC (w/ louvered sides) 14 SEER from 12 SEER code | 2027 | Economic | GWh | After Competition Groups | 0.10679 | 0 | 0 | 13133.4928 | 8.1309e-06 | 66 | Commercial_2027_Economic_GWh_After Competition Groups_66 | Room AC (w/ louvered sides) 14 SEER from 12 SEER code | 0.0008131% | 0 | 0.10679 | Commercial_2027_Economic_GWh_After Competition Groups_Room AC (w/ louvered sides) 14 SEER from 12 SEER code
Commercial | Com ¦ Air Curtains | 2027 | Economic | GWh | After Competition Groups | 0.053609 | 0 | 0 | 13133.4928 | 4.0818e-06 | 67 | Commercial_2027_Economic_GWh_After Competition Groups_67 | Air Curtains | 0.0004082% | 0 | 0.053609 | Commercial_2027_Economic_GWh_After Competition Groups_Air Curtains
Commercial | Com ¦ EC Plug Fan for Data Center (under cabinet) | 2027 | Economic | GWh | After Competition Groups | 0.049721 | 0 | 0 | 13133.4928 | 3.7859e-06 | 68 | Commercial_2027_Economic_GWh_After Competition Groups_68 | EC Plug Fan for Data Center (under cabinet) | 0.0003786% | 0 | 0.049721 | Commercial_2027_Economic_GWh_After Competition Groups_EC Plug Fan for Data Center (under cabinet)
Commercial | Com ¦ High Efficiency Chiller (avg of water and air cooled) | 2027 | Economic | GWh | After Competition Groups | 0.043893 | 0 | 0 | 13133.4928 | 3.3421e-06 | 69 | Commercial_2027_Economic_GWh_After Competition Groups_69 | High Efficiency Chiller (avg of water and air cooled) | 0.0003342% | 0 | 0.043893 | Commercial_2027_Economic_GWh_After Competition Groups_High Efficiency Chiller (avg of water and air cooled)
Commercial | Com ¦ VSD Air Compressor | 2027 | Economic | GWh | After Competition Groups | 0.036749 | 0 | 0 | 13133.4928 | 2.7981e-06 | 70 | Commercial_2027_Economic_GWh_After Competition Groups_70 | VSD Air Compressor | 0.0002798% | 0 | 0.036749 | Commercial_2027_Economic_GWh_After Competition Groups_VSD Air Compressor
Commercial | Com ¦ LED RECESSED DOWNLIGHTS | 2027 | Economic | GWh | After Competition Groups | 0.034205 | 0 | 0 | 13133.4928 | 2.6044e-06 | 71 | Commercial_2027_Economic_GWh_After Competition Groups_71 | LED RECESSED DOWNLIGHTS | 0.0002604% | 0 | 0.034205 | Commercial_2027_Economic_GWh_After Competition Groups_LED RECESSED DOWNLIGHTS
Commercial | Com ¦ Electric Convection Combination Ovens | 2027 | Economic | GWh | After Competition Groups | 0.0028609 | 0 | 0 | 13133.4928 | 2.1783e-07 | 72 | Commercial_2027_Economic_GWh_After Competition Groups_72 | Electric Convection Combination Ovens | 2.178e-05% | 0 | 0.0028609 | Commercial_2027_Economic_GWh_After Competition Groups_Electric Convection Combination Ovens
Commercial | Com ¦ Efficient compressor motor | 2027 | Economic | GWh | After Competition Groups | 0 | 0 | 0 | 13133.4928 | 0 | 73 | Commercial_2027_Economic_GWh_After Competition Groups_73 | Efficient compressor motor | 0% | 0 | 0 | Commercial_2027_Economic_GWh_After Competition Groups_Efficient compressor motor
Commercial | Com ¦ Indoor Daylight Sensors/Photocell Dimming Control | 2027 | Economic | GWh | After Competition Groups | 0 | 0 | 0 | 13133.4928 | 0 | 74 | Commercial_2027_Economic_GWh_After Competition Groups_74 | Indoor Daylight Sensors/Photocell Dimming Control | 0% | 0 | 0 | Commercial_2027_Economic_GWh_After Competition Groups_Indoor Daylight Sensors/Photocell Dimming Control
Commercial | Com ¦ Variable Refrigerant Flow Heat Pump | 2027 | Economic | GWh | After Competition Groups | 0 | 0 | 0 | 13133.4928 | 0 | 75 | Commercial_2027_Economic_GWh_After Competition Groups_75 | Variable Refrigerant Flow Heat Pump | 0% | 0 | 0 | Commercial_2027_Economic_GWh_After Competition Groups_Variable Refrigerant Flow Heat Pump
Commercial | Com ¦ ENERGY STAR LED LAMPS (REFLECTOR LAMPs/MR16/PAR 16) | 2027 | SC A | GWh | After Competition Groups | 751.6952 | 4007183.2733 | 4.0072 | 5576.2635 | 0.1348 | 1 | Commercial_2027_SC A_GWh_After Competition Groups_1 | ENERGY STAR LED LAMPS (REFLECTOR LAMPs/MR16/PAR 16) | 13.48% | 4.0072 | 751.6952 | Commercial_2027_SC A_GWh_After Competition Groups_ENERGY STAR LED LAMPS (REFLECTOR LAMPs/MR16/PAR 16)
Commercial | Com ¦ LED Troffer/Surface/Suspended | 2027 | SC A | GWh | After Competition Groups | 591.803 | 67424745.7894 | 67.4247 | 5576.2635 | 0.10613 | 2 | Commercial_2027_SC A_GWh_After Competition Groups_2 | LED Troffer/Surface/Suspended | 10.61% | 67.4247 | 591.803 | Commercial_2027_SC A_GWh_After Competition Groups_LED Troffer/Surface/Suspended
Commercial | Com ¦ LED Low/High Bay | 2027 | SC A | GWh | After Competition Groups | 581.28 | 48471884.4281 | 48.4719 | 5576.2635 | 0.10424 | 3 | Commercial_2027_SC A_GWh_After Competition Groups_3 | LED Low/High Bay | 10.42% | 48.4719 | 581.28 | Commercial_2027_SC A_GWh_After Competition Groups_LED Low/High Bay
Commercial | Com ¦ LED EXTERIOR AREA LIGHTS - LED fixture (200W) | 2027 | SC A | GWh | After Competition Groups | 474.6183 | 0 | 0 | 5576.2635 | 0.085114 | 4 | Commercial_2027_SC A_GWh_After Competition Groups_4 | LED EXTERIOR AREA LIGHTS - LED fixture (200W) | 8.511% | 0 | 474.6183 | Commercial_2027_SC A_GWh_After Competition Groups_LED EXTERIOR AREA LIGHTS - LED fixture (200W)
Commercial | Com ¦ LED parking lot fixture | 2027 | SC A | GWh | After Competition Groups | 460.4673 | 10784910.2579 | 10.7849 | 5576.2635 | 0.082576 | 5 | Commercial_2027_SC A_GWh_After Competition Groups_5 | LED parking lot fixture | 8.258% | 10.7849 | 460.4673 | Commercial_2027_SC A_GWh_After Competition Groups_LED parking lot fixture
Commercial | Com ¦ LED Replacement Lamp (Tube) | 2027 | SC A | GWh | After Competition Groups | 381.4969 | 0 | 0 | 5576.2635 | 0.068414 | 6 | Commercial_2027_SC A_GWh_After Competition Groups_6 | LED Replacement Lamp (Tube) | 6.841% | 0 | 381.4969 | Commercial_2027_SC A_GWh_After Competition Groups_LED Replacement Lamp (Tube)
Commercial | Com ¦ LED street light fixture | 2027 | SC A | GWh | After Competition Groups | 274.704 | 10908524.7508 | 10.9085 | 5576.2635 | 0.049263 | 7 | Commercial_2027_SC A_GWh_After Competition Groups_7 | LED street light fixture | 4.926% | 10.9085 | 274.704 | Commercial_2027_SC A_GWh_After Competition Groups_LED street light fixture
Commercial | Com ¦ Building Recommissioning, Operations and Maintenance (O&M) Improvements | 2027 | SC A | GWh | After Competition Groups | 272.8732 | 1276970.3355 | 1.277 | 5576.2635 | 0.048935 | 8 | Commercial_2027_SC A_GWh_After Competition Groups_8 | Building Recommissioning, Operations and Maintenance (O&M) Improvements | 4.893% | 1.277 | 272.8732 | Commercial_2027_SC A_GWh_After Competition Groups_Building Recommissioning, Operations and Maintenance (O&M) Improvements
Commercial | Com ¦ Furnace Tune-Up | 2027 | SC A | GWh | After Competition Groups | 183.0936 | 105318.4809 | 0.10532 | 5576.2635 | 0.032834 | 9 | Commercial_2027_SC A_GWh_After Competition Groups_9 | Furnace Tune-Up | 3.283% | 0.10532 | 183.0936 | Commercial_2027_SC A_GWh_After Competition Groups_Furnace Tune-Up
Commercial | Com ¦ Data Center Storage/Server Virtualization | 2027 | SC A | GWh | After Competition Groups | 168.3395 | 0 | 0 | 5576.2635 | 0.030189 | 10 | Commercial_2027_SC A_GWh_After Competition Groups_10 | Data Center Storage/Server Virtualization | 3.019% | 0 | 168.3395 | Commercial_2027_SC A_GWh_After Competition Groups_Data Center Storage/Server Virtualization
Commercial | Com ¦ Reach-in Shaded Pole to ECM/PSC Evaporator Fan Motor | 2027 | SC A | GWh | After Competition Groups | 141.3187 | 2505343.9209 | 2.5053 | 5576.2635 | 0.025343 | 11 | Commercial_2027_SC A_GWh_After Competition Groups_11 | Reach-in Shaded Pole to ECM/PSC Evaporator Fan Motor | 2.534% | 2.5053 | 141.3187 | Commercial_2027_SC A_GWh_After Competition Groups_Reach-in Shaded Pole to ECM/PSC Evaporator Fan Motor
Commercial | Com ¦ High Efficiency Air Source Heat Pump | 2027 | SC A | GWh | After Competition Groups | 140.1202 | 1093377.2309 | 1.0934 | 5576.2635 | 0.025128 | 12 | Commercial_2027_SC A_GWh_After Competition Groups_12 | High Efficiency Air Source Heat Pump | 2.513% | 1.0934 | 140.1202 | Commercial_2027_SC A_GWh_After Competition Groups_High Efficiency Air Source Heat Pump
Commercial | Com ¦ ENERGY STAR LED LAMPS (General Service Lamps) | 2027 | SC A | GWh | After Competition Groups | 95.1212 | 517482.8413 | 0.51748 | 5576.2635 | 0.017058 | 13 | Commercial_2027_SC A_GWh_After Competition Groups_13 | ENERGY STAR LED LAMPS (General Service Lamps) | 1.706% | 0.51748 | 95.1212 | Commercial_2027_SC A_GWh_After Competition Groups_ENERGY STAR LED LAMPS (General Service Lamps)
Commercial | Com ¦ Education and Capacity Building/Energy Behavior | 2027 | SC A | GWh | After Competition Groups | 91.9745 | 1071948.4623 | 1.0719 | 5576.2635 | 0.016494 | 14 | Commercial_2027_SC A_GWh_After Competition Groups_14 | Education and Capacity Building/Energy Behavior | 1.649% | 1.0719 | 91.9745 | Commercial_2027_SC A_GWh_After Competition Groups_Education and Capacity Building/Energy Behavior
Commercial | Com ¦ Strip Curtains | 2027 | SC A | GWh | After Competition Groups | 90.7353 | 158625.5244 | 0.15863 | 5576.2635 | 0.016272 | 15 | Commercial_2027_SC A_GWh_After Competition Groups_15 | Strip Curtains | 1.627% | 0.15863 | 90.7353 | Commercial_2027_SC A_GWh_After Competition Groups_Strip Curtains
Commercial | Com ¦ LED or Equivalent Sign Lighting | 2027 | SC A | GWh | After Competition Groups | 90.6289 | 3444924.0599 | 3.4449 | 5576.2635 | 0.016253 | 16 | Commercial_2027_SC A_GWh_After Competition Groups_16 | LED or Equivalent Sign Lighting | 1.625% | 3.4449 | 90.6289 | Commercial_2027_SC A_GWh_After Competition Groups_LED or Equivalent Sign Lighting
Commercial | Com ¦ Refrigerated Display Case Doors | 2027 | SC A | GWh | After Competition Groups | 82.2289 | 3752690.6476 | 3.7527 | 5576.2635 | 0.014746 | 17 | Commercial_2027_SC A_GWh_After Competition Groups_17 | Refrigerated Display Case Doors | 1.475% | 3.7527 | 82.2289 | Commercial_2027_SC A_GWh_After Competition Groups_Refrigerated Display Case Doors
Commercial | Com ¦ Advanced BAS/Controllers | 2027 | SC A | GWh | After Competition Groups | 65.2428 | 250518.7129 | 0.25052 | 5576.2635 | 0.0117 | 18 | Commercial_2027_SC A_GWh_After Competition Groups_18 | Advanced BAS/Controllers | 1.17% | 0.25052 | 65.2428 | Commercial_2027_SC A_GWh_After Competition Groups_Advanced BAS/Controllers
Commercial | Com ¦ Centrally controlled desktop PC/NETWORK PC POWER MANAGEMENT SOFTWARE | 2027 | SC A | GWh | After Competition Groups | 65.0121 | 754062.807 | 0.75406 | 5576.2635 | 0.011659 | 19 | Commercial_2027_SC A_GWh_After Competition Groups_19 | Centrally controlled desktop PC/NETWORK PC POWER MANAGEMENT SOFTWARE | 1.166% | 0.75406 | 65.0121 | Commercial_2027_SC A_GWh_After Competition Groups_Centrally controlled desktop PC/NETWORK PC POWER MANAGEMENT SOFTWARE
Commercial | Com ¦ Variable Frequency Drive (VFD) | 2027 | SC A | GWh | After Competition Groups | 61.017 | 1737809.9114 | 1.7378 | 5576.2635 | 0.010942 | 20 | Commercial_2027_SC A_GWh_After Competition Groups_20 | Variable Frequency Drive (VFD) | 1.094% | 1.7378 | 61.017 | Commercial_2027_SC A_GWh_After Competition Groups_Variable Frequency Drive (VFD)
Commercial | Com ¦ Demand Control Ventilation | 2027 | SC A | GWh | After Competition Groups | 58.3259 | 327968.6175 | 0.32797 | 5576.2635 | 0.01046 | 21 | Commercial_2027_SC A_GWh_After Competition Groups_21 | Demand Control Ventilation | 1.046% | 0.32797 | 58.3259 | Commercial_2027_SC A_GWh_After Competition Groups_Demand Control Ventilation
Commercial | Com ¦ VFD on Pumps | 2027 | SC A | GWh | After Competition Groups | 56.6494 | 1659860.3952 | 1.6599 | 5576.2635 | 0.010159 | 22 | Commercial_2027_SC A_GWh_After Competition Groups_22 | VFD on Pumps | 1.016% | 1.6599 | 56.6494 | Commercial_2027_SC A_GWh_After Competition Groups_VFD on Pumps
Commercial | Com ¦ Adaptive Thermostats | 2027 | SC A | GWh | After Competition Groups | 43.6124 | 1573950.8119 | 1.574 | 5576.2635 | 0.0078211 | 23 | Commercial_2027_SC A_GWh_After Competition Groups_23 | Adaptive Thermostats | 0.7821% | 1.574 | 43.6124 | Commercial_2027_SC A_GWh_After Competition Groups_Adaptive Thermostats
Commercial | Com ¦ ECM MOTORS FOR EVAPORATOR FANS for refrigeration (WALK-IN) | 2027 | SC A | GWh | After Competition Groups | 28.4326 | 1048603.5391 | 1.0486 | 5576.2635 | 0.0050989 | 24 | Commercial_2027_SC A_GWh_After Competition Groups_24 | ECM MOTORS FOR EVAPORATOR FANS for refrigeration (WALK-IN) | 0.5099% | 1.0486 | 28.4326 | Commercial_2027_SC A_GWh_After Competition Groups_ECM MOTORS FOR EVAPORATOR FANS for refrigeration (WALK-IN)
Commercial | Com ¦ Air Handler with Dedicated Outdoor Air Systems | 2027 | SC A | GWh | After Competition Groups | 28.254 | 0 | 0 | 5576.2635 | 0.0050668 | 25 | Commercial_2027_SC A_GWh_After Competition Groups_25 | Air Handler with Dedicated Outdoor Air Systems | 0.5067% | 0 | 28.254 | Commercial_2027_SC A_GWh_After Competition Groups_Air Handler with Dedicated Outdoor Air Systems
Commercial | Com ¦ Condensing Unit Heaters or other Efficient Unit Heating System | 2027 | SC A | GWh | After Competition Groups | 27.5314 | 31612.1126 | 0.031612 | 5576.2635 | 0.0049373 | 26 | Commercial_2027_SC A_GWh_After Competition Groups_26 | Condensing Unit Heaters or other Efficient Unit Heating System | 0.4937% | 0.031612 | 27.5314 | Commercial_2027_SC A_GWh_After Competition Groups_Condensing Unit Heaters or other Efficient Unit Heating System
Commercial | Com ¦ Demand Control Kitchen Ventilation | 2027 | SC A | GWh | After Competition Groups | 24.1519 | 109100.5474 | 0.1091 | 5576.2635 | 0.0043312 | 27 | Commercial_2027_SC A_GWh_After Competition Groups_27 | Demand Control Kitchen Ventilation | 0.4331% | 0.1091 | 24.1519 | Commercial_2027_SC A_GWh_After Competition Groups_Demand Control Kitchen Ventilation
Commercial | Com ¦ Refrigerated Display Case LED | 2027 | SC A | GWh | After Competition Groups | 24.05 | 773116.693 | 0.77312 | 5576.2635 | 0.0043129 | 28 | Commercial_2027_SC A_GWh_After Competition Groups_28 | Refrigerated Display Case LED | 0.4313% | 0.77312 | 24.05 | Commercial_2027_SC A_GWh_After Competition Groups_Refrigerated Display Case LED
Commercial | Com ¦ Evaporator Fan Controls | 2027 | SC A | GWh | After Competition Groups | 22.7619 | 164062.3171 | 0.16406 | 5576.2635 | 0.0040819 | 29 | Commercial_2027_SC A_GWh_After Competition Groups_29 | Evaporator Fan Controls | 0.4082% | 0.16406 | 22.7619 | Commercial_2027_SC A_GWh_After Competition Groups_Evaporator Fan Controls
Commercial | Com ¦ Door Gasket Freezer/Refrigerator | 2027 | SC A | GWh | After Competition Groups | 19.9178 | 503593.1899 | 0.50359 | 5576.2635 | 0.0035719 | 30 | Commercial_2027_SC A_GWh_After Competition Groups_30 | Door Gasket Freezer/Refrigerator | 0.3572% | 0.50359 | 19.9178 | Commercial_2027_SC A_GWh_After Competition Groups_Door Gasket Freezer/Refrigerator
Commercial | Com ¦ Freezer Case Light Sensor | 2027 | SC A | GWh | After Competition Groups | 19.0343 | 1129983.7098 | 1.13 | 5576.2635 | 0.0034135 | 31 | Commercial_2027_SC A_GWh_After Competition Groups_31 | Freezer Case Light Sensor | 0.3413% | 1.13 | 19.0343 | Commercial_2027_SC A_GWh_After Competition Groups_Freezer Case Light Sensor
Commercial | Com ¦ ENERGY STAR Griddle (74% eff) | 2027 | SC A | GWh | After Competition Groups | 18.0176 | 221120.7702 | 0.22112 | 5576.2635 | 0.0032311 | 32 | Commercial_2027_SC A_GWh_After Competition Groups_32 | ENERGY STAR Griddle (74% eff) | 0.3231% | 0.22112 | 18.0176 | Commercial_2027_SC A_GWh_After Competition Groups_ENERGY STAR Griddle (74% eff)
Commercial | Com ¦ Unitary Air-Conditioning Unit | 2027 | SC A | GWh | After Competition Groups | 16.6345 | 791912.2421 | 0.79191 | 5576.2635 | 0.0029831 | 33 | Commercial_2027_SC A_GWh_After Competition Groups_33 | Unitary Air-Conditioning Unit | 0.2983% | 0.79191 | 16.6345 | Commercial_2027_SC A_GWh_After Competition Groups_Unitary Air-Conditioning Unit
Commercial | Com ¦ Occupancy Sensors | 2027 | SC A | GWh | After Competition Groups | 15.6801 | 5126.8922 | 0.0051269 | 5576.2635 | 0.0028119 | 34 | Commercial_2027_SC A_GWh_After Competition Groups_34 | Occupancy Sensors | 0.2812% | 0.0051269 | 15.6801 | Commercial_2027_SC A_GWh_After Competition Groups_Occupancy Sensors
Commercial | Com ¦ Chilled Water Optimization | 2027 | SC A | GWh | After Competition Groups | 12.1843 | 489553.1891 | 0.48955 | 5576.2635 | 0.002185 | 35 | Commercial_2027_SC A_GWh_After Competition Groups_35 | Chilled Water Optimization | 0.2185% | 0.48955 | 12.1843 | Commercial_2027_SC A_GWh_After Competition Groups_Chilled Water Optimization
Commercial | Com ¦ Elec Storage WH 2.30 Et | 2027 | SC A | GWh | After Competition Groups | 9.3335 | 543048.4643 | 0.54305 | 5576.2635 | 0.0016738 | 36 | Commercial_2027_SC A_GWh_After Competition Groups_36 | Elec Storage WH 2.30 Et | 0.1674% | 0.54305 | 9.3335 | Commercial_2027_SC A_GWh_After Competition Groups_Elec Storage WH 2.30 Et
Commercial | Com ¦ Temperature Adjustment in Commercial Freezers | 2027 | SC A | GWh | After Competition Groups | 8.7139 | 0 | 0 | 5576.2635 | 0.0015627 | 37 | Commercial_2027_SC A_GWh_After Competition Groups_37 | Temperature Adjustment in Commercial Freezers | 0.1563% | 0 | 8.7139 | Commercial_2027_SC A_GWh_After Competition Groups_Temperature Adjustment in Commercial Freezers
Commercial | Com ¦ BEVERAGE VENDING MACHINE CONTROLS | 2027 | SC A | GWh | After Competition Groups | 8.7115 | 195829.1177 | 0.19583 | 5576.2635 | 0.0015623 | 38 | Commercial_2027_SC A_GWh_After Competition Groups_38 | BEVERAGE VENDING MACHINE CONTROLS | 0.1562% | 0.19583 | 8.7115 | Commercial_2027_SC A_GWh_After Competition Groups_BEVERAGE VENDING MACHINE CONTROLS
Commercial | Com ¦ CO Sensors for parking garage exhaust fans | 2027 | SC A | GWh | After Competition Groups | 7.2924 | 323070.3039 | 0.32307 | 5576.2635 | 0.0013078 | 39 | Commercial_2027_SC A_GWh_After Competition Groups_39 | CO Sensors for parking garage exhaust fans | 0.1308% | 0.32307 | 7.2924 | Commercial_2027_SC A_GWh_After Competition Groups_CO Sensors for parking garage exhaust fans
Commercial | Com ¦ Energy Efficient Laboratory Fume Hood | 2027 | SC A | GWh | After Competition Groups | 6.9563 | 331641.615 | 0.33164 | 5576.2635 | 0.0012475 | 40 | Commercial_2027_SC A_GWh_After Competition Groups_40 | Energy Efficient Laboratory Fume Hood | 0.1247% | 0.33164 | 6.9563 | Commercial_2027_SC A_GWh_After Competition Groups_Energy Efficient Laboratory Fume Hood
Commercial | Com ¦ Vertical Night Covers | 2027 | SC A | GWh | After Competition Groups | 6.6031 | 122749.5397 | 0.12275 | 5576.2635 | 0.0011841 | 41 | Commercial_2027_SC A_GWh_After Competition Groups_41 | Vertical Night Covers | 0.1184% | 0.12275 | 6.6031 | Commercial_2027_SC A_GWh_After Competition Groups_Vertical Night Covers
Commercial | Com ¦ Outside Air Economizer | 2027 | SC A | GWh | After Competition Groups | 6.5758 | 105023.8445 | 0.10502 | 5576.2635 | 0.0011792 | 42 | Commercial_2027_SC A_GWh_After Competition Groups_42 | Outside Air Economizer | 0.1179% | 0.10502 | 6.5758 | Commercial_2027_SC A_GWh_After Competition Groups_Outside Air Economizer
Commercial | Com ¦ ENERGY STAR Fryer (84% eff) | 2027 | SC A | GWh | After Competition Groups | 6.5259 | 154388.7819 | 0.15439 | 5576.2635 | 0.0011703 | 43 | Commercial_2027_SC A_GWh_After Competition Groups_43 | ENERGY STAR Fryer (84% eff) | 0.117% | 0.15439 | 6.5259 | Commercial_2027_SC A_GWh_After Competition Groups_ENERGY STAR Fryer (84% eff)
Commercial | Com ¦ Duct Insulation, R8 | 2027 | SC A | GWh | After Competition Groups | 6.0054 | 286869.4903 | 0.28687 | 5576.2635 | 0.001077 | 44 | Commercial_2027_SC A_GWh_After Competition Groups_44 | Duct Insulation, R8 | 0.1077% | 0.28687 | 6.0054 | Commercial_2027_SC A_GWh_After Competition Groups_Duct Insulation, R8
Commercial | Com ¦ Water Heating (DHW) Pipe Insulation (Add 3/4\ Foam)" | 2027 | SC A | GWh | After Competition Groups | 5.8466 | 224190.5186 | 0.22419 | 5576.2635 | 0.0010485 | 45 | Commercial_2027_SC A_GWh_After Competition Groups_45 | Water Heating (DHW) Pipe Insulation (Add 3/4\ Foam)" | 0.1048% | 0.22419 | 5.8466 | Commercial_2027_SC A_GWh_After Competition Groups_Water Heating (DHW) Pipe Insulation (Add 3/4\ Foam)"
Commercial | Com ¦ Water Source Heat Pump (4 ton) | 2027 | SC A | GWh | After Competition Groups | 4.8159 | 254581.2053 | 0.25458 | 5576.2635 | 0.00086364 | 46 | Commercial_2027_SC A_GWh_After Competition Groups_46 | Water Source Heat Pump (4 ton) | 0.08636% | 0.25458 | 4.8159 | Commercial_2027_SC A_GWh_After Competition Groups_Water Source Heat Pump (4 ton)
Commercial | Com ¦ Suction Pipe Insulation Freezer/Refrigerator | 2027 | SC A | GWh | After Competition Groups | 3.5711 | 123950.5136 | 0.12395 | 5576.2635 | 0.0006404 | 47 | Commercial_2027_SC A_GWh_After Competition Groups_47 | Suction Pipe Insulation Freezer/Refrigerator | 0.06404% | 0.12395 | 3.5711 | Commercial_2027_SC A_GWh_After Competition Groups_Suction Pipe Insulation Freezer/Refrigerator
Commercial | Com ¦ ENERGY STAR Dishwasher | 2027 | SC A | GWh | After Competition Groups | 3.1812 | 31457.288 | 0.031457 | 5576.2635 | 0.00057048 | 48 | Commercial_2027_SC A_GWh_After Competition Groups_48 | ENERGY STAR Dishwasher | 0.05705% | 0.031457 | 3.1812 | Commercial_2027_SC A_GWh_After Competition Groups_ENERGY STAR Dishwasher
Commercial | Com ¦ ENERGY STAR Steam Cookers | 2027 | SC A | GWh | After Competition Groups | 3.1165 | 81372.4606 | 0.081372 | 5576.2635 | 0.00055889 | 49 | Commercial_2027_SC A_GWh_After Competition Groups_49 | ENERGY STAR Steam Cookers | 0.05589% | 0.081372 | 3.1165 | Commercial_2027_SC A_GWh_After Competition Groups_ENERGY STAR Steam Cookers
Commercial | Com ¦ Thermostat Setback | 2027 | SC A | GWh | After Competition Groups | 1.9445 | 0 | 0 | 5576.2635 | 0.00034871 | 50 | Commercial_2027_SC A_GWh_After Competition Groups_50 | Thermostat Setback | 0.03487% | 0 | 1.9445 | Commercial_2027_SC A_GWh_After Competition Groups_Thermostat Setback
Commercial | Com ¦ Ozone Laundry Treatment | 2027 | SC A | GWh | After Competition Groups | 1.4557 | 62596.5749 | 0.062597 | 5576.2635 | 0.00026105 | 51 | Commercial_2027_SC A_GWh_After Competition Groups_51 | Ozone Laundry Treatment | 0.02611% | 0.062597 | 1.4557 | Commercial_2027_SC A_GWh_After Competition Groups_Ozone Laundry Treatment
Commercial | Com ¦ Condensing Make Up Air Unit | 2027 | SC A | GWh | After Competition Groups | 1.2431 | 113413.2663 | 0.11341 | 5576.2635 | 0.00022292 | 52 | Commercial_2027_SC A_GWh_After Competition Groups_52 | Condensing Make Up Air Unit | 0.02229% | 0.11341 | 1.2431 | Commercial_2027_SC A_GWh_After Competition Groups_Condensing Make Up Air Unit
Commercial | Com ¦ Demand controlled Circulating Systems | 2027 | SC A | GWh | After Competition Groups | 1.2104 | 0 | 0 | 5576.2635 | 0.00021706 | 53 | Commercial_2027_SC A_GWh_After Competition Groups_53 | Demand controlled Circulating Systems | 0.02171% | 0 | 1.2104 | Commercial_2027_SC A_GWh_After Competition Groups_Demand controlled Circulating Systems
Commercial | Com ¦ ECM MOTORS FOR HVAC APPLICATION (FAN-POWERED VAV BOX) | 2027 | SC A | GWh | After Competition Groups | 0.89086 | 33744.2126 | 0.033744 | 5576.2635 | 0.00015976 | 54 | Commercial_2027_SC A_GWh_After Competition Groups_54 | ECM MOTORS FOR HVAC APPLICATION (FAN-POWERED VAV BOX) | 0.01598% | 0.033744 | 0.89086 | Commercial_2027_SC A_GWh_After Competition Groups_ECM MOTORS FOR HVAC APPLICATION (FAN-POWERED VAV BOX)
Commercial | Com ¦ CEE Tier 2/Energy Star Clothes Washers | 2027 | SC A | GWh | After Competition Groups | 0.64427 | 12729.8874 | 0.01273 | 5576.2635 | 0.00011554 | 55 | Commercial_2027_SC A_GWh_After Competition Groups_55 | CEE Tier 2/Energy Star Clothes Washers | 0.01155% | 0.01273 | 0.64427 | Commercial_2027_SC A_GWh_After Competition Groups_CEE Tier 2/Energy Star Clothes Washers
Commercial | Com ¦ Notched V belts for HVAC Systems | 2027 | SC A | GWh | After Competition Groups | 0.38106 | 11933.4152 | 0.011933 | 5576.2635 | 6.8336e-05 | 56 | Commercial_2027_SC A_GWh_After Competition Groups_56 | Notched V belts for HVAC Systems | 0.006834% | 0.011933 | 0.38106 | Commercial_2027_SC A_GWh_After Competition Groups_Notched V belts for HVAC Systems
Commercial | Com ¦ Auto Off Time Switch or Time Clock control | 2027 | SC A | GWh | After Competition Groups | 0.35389 | 71.4385 | 7.1439e-05 | 5576.2635 | 6.3464e-05 | 57 | Commercial_2027_SC A_GWh_After Competition Groups_57 | Auto Off Time Switch or Time Clock control | 0.006346% | 7.1439e-05 | 0.35389 | Commercial_2027_SC A_GWh_After Competition Groups_Auto Off Time Switch or Time Clock control
Commercial | Com ¦ Low Flow Pre-Rinse Spray Nozzle | 2027 | SC A | GWh | After Competition Groups | 0.34875 | 3284.9248 | 0.0032849 | 5576.2635 | 6.2542e-05 | 58 | Commercial_2027_SC A_GWh_After Competition Groups_58 | Low Flow Pre-Rinse Spray Nozzle | 0.006254% | 0.0032849 | 0.34875 | Commercial_2027_SC A_GWh_After Competition Groups_Low Flow Pre-Rinse Spray Nozzle
Commercial | COM ¦ Ductless Mini-Split Heat Pumps | 2027 | SC A | GWh | After Competition Groups | 0.32236 | 165.248 | 0.00016525 | 5576.2635 | 5.7809e-05 | 59 | Commercial_2027_SC A_GWh_After Competition Groups_59 | Ductless Mini-Split Heat Pumps | 0.005781% | 0.00016525 | 0.32236 | Commercial_2027_SC A_GWh_After Competition Groups_Ductless Mini-Split Heat Pumps
Commercial | Com ¦ Solar Water Preheat (Pools/DHW) | 2027 | SC A | GWh | After Competition Groups | 0.29182 | 1742.3796 | 0.0017424 | 5576.2635 | 5.2332e-05 | 60 | Commercial_2027_SC A_GWh_After Competition Groups_60 | Solar Water Preheat (Pools/DHW) | 0.005233% | 0.0017424 | 0.29182 | Commercial_2027_SC A_GWh_After Competition Groups_Solar Water Preheat (Pools/DHW)
Commercial | Com ¦ HVAC Optimization | 2027 | SC A | GWh | After Competition Groups | 0.2333 | 216.0976 | 0.0002161 | 5576.2635 | 4.1838e-05 | 61 | Commercial_2027_SC A_GWh_After Competition Groups_61 | HVAC Optimization | 0.004184% | 0.0002161 | 0.2333 | Commercial_2027_SC A_GWh_After Competition Groups_HVAC Optimization
Commercial | Com ¦ PTAC (12 EER/10,000 BTU) | 2027 | SC A | GWh | After Competition Groups | 0.2083 | 8670.1172 | 0.0086701 | 5576.2635 | 3.7355e-05 | 62 | Commercial_2027_SC A_GWh_After Competition Groups_62 | PTAC (12 EER/10,000 BTU) | 0.003736% | 0.0086701 | 0.2083 | Commercial_2027_SC A_GWh_After Competition Groups_PTAC (12 EER/10,000 BTU)
Commercial | Com ¦ Commercial Hot Food Holding Cabinets | 2027 | SC A | GWh | After Competition Groups | 0.14332 | 2535.7164 | 0.0025357 | 5576.2635 | 2.5701e-05 | 63 | Commercial_2027_SC A_GWh_After Competition Groups_63 | Commercial Hot Food Holding Cabinets | 0.00257% | 0.0025357 | 0.14332 | Commercial_2027_SC A_GWh_After Competition Groups_Commercial Hot Food Holding Cabinets
Commercial | Com ¦ Air Curtains | 2027 | SC A | GWh | After Competition Groups | 0.090087 | 3804.3606 | 0.0038044 | 5576.2635 | 1.6156e-05 | 64 | Commercial_2027_SC A_GWh_After Competition Groups_64 | Air Curtains | 0.001616% | 0.0038044 | 0.090087 | Commercial_2027_SC A_GWh_After Competition Groups_Air Curtains
Commercial | Com ¦ Wall Insulation | 2027 | SC A | GWh | After Competition Groups | 0.05442 | 43.2169 | 4.3217e-05 | 5576.2635 | 9.7592e-06 | 65 | Commercial_2027_SC A_GWh_After Competition Groups_65 | Wall Insulation | 0.0009759% | 4.3217e-05 | 0.05442 | Commercial_2027_SC A_GWh_After Competition Groups_Wall Insulation
Commercial | Com ¦ LED RECESSED DOWNLIGHTS | 2027 | SC A | GWh | After Competition Groups | 0.044063 | 3054.089 | 0.0030541 | 5576.2635 | 7.902e-06 | 66 | Commercial_2027_SC A_GWh_After Competition Groups_66 | LED RECESSED DOWNLIGHTS | 0.0007902% | 0.0030541 | 0.044063 | Commercial_2027_SC A_GWh_After Competition Groups_LED RECESSED DOWNLIGHTS
Commercial | Com ¦ Energy Recovery Ventilation and Ventilation (Enhanced) | 2027 | SC A | GWh | After Competition Groups | 0.029701 | 0 | 0 | 5576.2635 | 5.3263e-06 | 67 | Commercial_2027_SC A_GWh_After Competition Groups_67 | Energy Recovery Ventilation and Ventilation (Enhanced) | 0.0005326% | 0 | 0.029701 | Commercial_2027_SC A_GWh_After Competition Groups_Energy Recovery Ventilation and Ventilation (Enhanced)
Commercial | Com ¦ LLLC - Low Impact Application | 2027 | SC A | GWh | After Competition Groups | 0.024346 | 40.5304 | 4.053e-05 | 5576.2635 | 4.3661e-06 | 68 | Commercial_2027_SC A_GWh_After Competition Groups_68 | LLLC - Low Impact Application | 0.0004366% | 4.053e-05 | 0.024346 | Commercial_2027_SC A_GWh_After Competition Groups_LLLC - Low Impact Application
Commercial | Com ¦ High Efficiency Small Instantaneous Water Heater | 2027 | SC A | GWh | After Competition Groups | 0.023077 | 3334.5988 | 0.0033346 | 5576.2635 | 4.1385e-06 | 69 | Commercial_2027_SC A_GWh_After Competition Groups_69 | High Efficiency Small Instantaneous Water Heater | 0.0004139% | 0.0033346 | 0.023077 | Commercial_2027_SC A_GWh_After Competition Groups_High Efficiency Small Instantaneous Water Heater
Commercial | Com ¦ LLLC - High Impact Application | 2027 | SC A | GWh | After Competition Groups | 0.022952 | 13.1199 | 1.312e-05 | 5576.2635 | 4.116e-06 | 70 | Commercial_2027_SC A_GWh_After Competition Groups_70 | LLLC - High Impact Application | 0.0004116% | 1.312e-05 | 0.022952 | Commercial_2027_SC A_GWh_After Competition Groups_LLLC - High Impact Application
Commercial | Com ¦ VSD Air Compressor | 2027 | SC A | GWh | After Competition Groups | 0.018186 | 515.6574 | 0.00051566 | 5576.2635 | 3.2613e-06 | 71 | Commercial_2027_SC A_GWh_After Competition Groups_71 | VSD Air Compressor | 0.0003261% | 0.00051566 | 0.018186 | Commercial_2027_SC A_GWh_After Competition Groups_VSD Air Compressor
Commercial | Com ¦ EC Plug Fan for Data Center (under cabinet) | 2027 | SC A | GWh | After Competition Groups | 0.01121 | 756.339 | 0.00075634 | 5576.2635 | 2.0103e-06 | 72 | Commercial_2027_SC A_GWh_After Competition Groups_72 | EC Plug Fan for Data Center (under cabinet) | 0.000201% | 0.00075634 | 0.01121 | Commercial_2027_SC A_GWh_After Competition Groups_EC Plug Fan for Data Center (under cabinet)
Commercial | Com ¦ Room AC (w/ louvered sides) 14 SEER from 12 SEER code | 2027 | SC A | GWh | After Competition Groups | 0.010127 | 525.037 | 0.00052504 | 5576.2635 | 1.8161e-06 | 73 | Commercial_2027_SC A_GWh_After Competition Groups_73 | Room AC (w/ louvered sides) 14 SEER from 12 SEER code | 0.0001816% | 0.00052504 | 0.010127 | Commercial_2027_SC A_GWh_After Competition Groups_Room AC (w/ louvered sides) 14 SEER from 12 SEER code
Commercial | Com ¦ High Efficiency Chiller (avg of water and air cooled) | 2027 | SC A | GWh | After Competition Groups | 0.0036005 | 189.7378 | 0.00018974 | 5576.2635 | 6.4568e-07 | 74 | Commercial_2027_SC A_GWh_After Competition Groups_74 | High Efficiency Chiller (avg of water and air cooled) | 6.457e-05% | 0.00018974 | 0.0036005 | Commercial_2027_SC A_GWh_After Competition Groups_High Efficiency Chiller (avg of water and air cooled)
Commercial | Com ¦ Electric Convection Combination Ovens | 2027 | SC A | GWh | After Competition Groups | 0.001941 | 3.7524 | 3.7524e-06 | 5576.2635 | 3.4808e-07 | 75 | Commercial_2027_SC A_GWh_After Competition Groups_75 | Electric Convection Combination Ovens | 3.481e-05% | 3.7524e-06 | 0.001941 | Commercial_2027_SC A_GWh_After Competition Groups_Electric Convection Combination Ovens
Commercial | Com ¦ Networked/Connected - High Impact Application | 2027 | SC A | GWh | After Competition Groups | 0.00054825 | 0.078922 | 7.8922e-08 | 5576.2635 | 9.8319e-08 | 76 | Commercial_2027_SC A_GWh_After Competition Groups_76 | Networked/Connected - High Impact Application | 9.832e-06% | 7.8922e-08 | 0.00054825 | Commercial_2027_SC A_GWh_After Competition Groups_Networked/Connected - High Impact Application
Commercial | Com ¦ Networked/Connected - Low Impact Application | 2027 | SC A | GWh | After Competition Groups | 2.5135e-05 | 0.018651 | 1.8651e-08 | 5576.2635 | 4.5074e-09 | 77 | Commercial_2027_SC A_GWh_After Competition Groups_77 | Networked/Connected - Low Impact Application | 4.507e-07% | 1.8651e-08 | 2.5135e-05 | Commercial_2027_SC A_GWh_After Competition Groups_Networked/Connected - Low Impact Application
Commercial | Com ¦ Efficient compressor motor | 2027 | SC A | GWh | After Competition Groups | 0 | 0 | 0 | 5576.2635 | 0 | 78 | Commercial_2027_SC A_GWh_After Competition Groups_78 | Efficient compressor motor | 0% | 0 | 0 | Commercial_2027_SC A_GWh_After Competition Groups_Efficient compressor motor
Commercial | Com ¦ Indoor Daylight Sensors/Photocell Dimming Control | 2027 | SC A | GWh | After Competition Groups | 0 | 0 | 0 | 5576.2635 | 0 | 79 | Commercial_2027_SC A_GWh_After Competition Groups_79 | Indoor Daylight Sensors/Photocell Dimming Control | 0% | 0 | 0 | Commercial_2027_SC A_GWh_After Competition Groups_Indoor Daylight Sensors/Photocell Dimming Control
Commercial | Com ¦ Variable Refrigerant Flow Heat Pump | 2027 | SC A | GWh | After Competition Groups | 0 | 0 | 0 | 5576.2635 | 0 | 80 | Commercial_2027_SC A_GWh_After Competition Groups_80 | Variable Refrigerant Flow Heat Pump | 0% | 0 | 0 | Commercial_2027_SC A_GWh_After Competition Groups_Variable Refrigerant Flow Heat Pump
Commercial | Com ¦ ENERGY STAR LED LAMPS (REFLECTOR LAMPs/MR16/PAR 16) | 2027 | SC B | GWh | After Competition Groups | 751.6952 | 4006782.5549 | 4.0068 | 7547.5041 | 0.099595 | 1 | Commercial_2027_SC B_GWh_After Competition Groups_1 | ENERGY STAR LED LAMPS (REFLECTOR LAMPs/MR16/PAR 16) | 9.96% | 4.0068 | 751.6952 | Commercial_2027_SC B_GWh_After Competition Groups_ENERGY STAR LED LAMPS (REFLECTOR LAMPs/MR16/PAR 16)
Commercial | Com ¦ LED Low/High Bay | 2027 | SC B | GWh | After Competition Groups | 657.0404 | 80594784.8419 | 80.5948 | 7547.5041 | 0.087054 | 2 | Commercial_2027_SC B_GWh_After Competition Groups_2 | LED Low/High Bay | 8.705% | 80.5948 | 657.0404 | Commercial_2027_SC B_GWh_After Competition Groups_LED Low/High Bay
Commercial | Com ¦ LED Troffer/Surface/Suspended | 2027 | SC B | GWh | After Competition Groups | 638.0739 | 74536406.9318 | 74.5364 | 7547.5041 | 0.084541 | 3 | Commercial_2027_SC B_GWh_After Competition Groups_3 | LED Troffer/Surface/Suspended | 8.454% | 74.5364 | 638.0739 | Commercial_2027_SC B_GWh_After Competition Groups_LED Troffer/Surface/Suspended
Commercial | Com ¦ LED EXTERIOR AREA LIGHTS - LED fixture (200W) | 2027 | SC B | GWh | After Competition Groups | 475.7159 | 3438513.3271 | 3.4385 | 7547.5041 | 0.06303 | 4 | Commercial_2027_SC B_GWh_After Competition Groups_4 | LED EXTERIOR AREA LIGHTS - LED fixture (200W) | 6.303% | 3.4385 | 475.7159 | Commercial_2027_SC B_GWh_After Competition Groups_LED EXTERIOR AREA LIGHTS - LED fixture (200W)
Commercial | Com ¦ LED parking lot fixture | 2027 | SC B | GWh | After Competition Groups | 460.4673 | 10783831.7669 | 10.7838 | 7547.5041 | 0.061009 | 5 | Commercial_2027_SC B_GWh_After Competition Groups_5 | LED parking lot fixture | 6.101% | 10.7838 | 460.4673 | Commercial_2027_SC B_GWh_After Competition Groups_LED parking lot fixture
Commercial | Com ¦ Education and Capacity Building/Energy Behavior | 2027 | SC B | GWh | After Competition Groups | 459.8725 | 5359742.3113 | 5.3597 | 7547.5041 | 0.06093 | 6 | Commercial_2027_SC B_GWh_After Competition Groups_6 | Education and Capacity Building/Energy Behavior | 6.093% | 5.3597 | 459.8725 | Commercial_2027_SC B_GWh_After Competition Groups_Education and Capacity Building/Energy Behavior
Commercial | Com ¦ Building Recommissioning, Operations and Maintenance (O&M) Improvements | 2027 | SC B | GWh | After Competition Groups | 458.3727 | 3574538.5692 | 3.5745 | 7547.5041 | 0.060732 | 7 | Commercial_2027_SC B_GWh_After Competition Groups_7 | Building Recommissioning, Operations and Maintenance (O&M) Improvements | 6.073% | 3.5745 | 458.3727 | Commercial_2027_SC B_GWh_After Competition Groups_Building Recommissioning, Operations and Maintenance (O&M) Improvements
Commercial | Com ¦ Furnace Tune-Up | 2027 | SC B | GWh | After Competition Groups | 427.8798 | 177653.1856 | 0.17765 | 7547.5041 | 0.056692 | 8 | Commercial_2027_SC B_GWh_After Competition Groups_8 | Furnace Tune-Up | 5.669% | 0.17765 | 427.8798 | Commercial_2027_SC B_GWh_After Competition Groups_Furnace Tune-Up
Commercial | Com ¦ LED Replacement Lamp (Tube) | 2027 | SC B | GWh | After Competition Groups | 381.4969 | 0 | 0 | 7547.5041 | 0.050546 | 9 | Commercial_2027_SC B_GWh_After Competition Groups_9 | LED Replacement Lamp (Tube) | 5.055% | 0 | 381.4969 | Commercial_2027_SC B_GWh_After Competition Groups_LED Replacement Lamp (Tube)
Commercial | Com ¦ LED street light fixture | 2027 | SC B | GWh | After Competition Groups | 279.4138 | 14735810.6711 | 14.7358 | 7547.5041 | 0.037021 | 10 | Commercial_2027_SC B_GWh_After Competition Groups_10 | LED street light fixture | 3.702% | 14.7358 | 279.4138 | Commercial_2027_SC B_GWh_After Competition Groups_LED street light fixture
Commercial | Com ¦ Data Center Storage/Server Virtualization | 2027 | SC B | GWh | After Competition Groups | 198.9235 | 0 | 0 | 7547.5041 | 0.026356 | 11 | Commercial_2027_SC B_GWh_After Competition Groups_11 | Data Center Storage/Server Virtualization | 2.636% | 0 | 198.9235 | Commercial_2027_SC B_GWh_After Competition Groups_Data Center Storage/Server Virtualization
Commercial | Com ¦ Strip Curtains | 2027 | SC B | GWh | After Competition Groups | 167.5681 | 248767.1174 | 0.24877 | 7547.5041 | 0.022202 | 12 | Commercial_2027_SC B_GWh_After Competition Groups_12 | Strip Curtains | 2.22% | 0.24877 | 167.5681 | Commercial_2027_SC B_GWh_After Competition Groups_Strip Curtains
Commercial | Com ¦ Demand Control Ventilation | 2027 | SC B | GWh | After Competition Groups | 158.9782 | 5643198.2422 | 5.6432 | 7547.5041 | 0.021064 | 13 | Commercial_2027_SC B_GWh_After Competition Groups_13 | Demand Control Ventilation | 2.106% | 5.6432 | 158.9782 | Commercial_2027_SC B_GWh_After Competition Groups_Demand Control Ventilation
Commercial | Com ¦ Reach-in Shaded Pole to ECM/PSC Evaporator Fan Motor | 2027 | SC B | GWh | After Competition Groups | 155.1376 | 2731029.5852 | 2.731 | 7547.5041 | 0.020555 | 14 | Commercial_2027_SC B_GWh_After Competition Groups_14 | Reach-in Shaded Pole to ECM/PSC Evaporator Fan Motor | 2.055% | 2.731 | 155.1376 | Commercial_2027_SC B_GWh_After Competition Groups_Reach-in Shaded Pole to ECM/PSC Evaporator Fan Motor
Commercial | Com ¦ Variable Frequency Drive (VFD) | 2027 | SC B | GWh | After Competition Groups | 142.3531 | 2931696.2295 | 2.9317 | 7547.5041 | 0.018861 | 15 | Commercial_2027_SC B_GWh_After Competition Groups_15 | Variable Frequency Drive (VFD) | 1.886% | 2.9317 | 142.3531 | Commercial_2027_SC B_GWh_After Competition Groups_Variable Frequency Drive (VFD)
Commercial | Com ¦ High Efficiency Air Source Heat Pump | 2027 | SC B | GWh | After Competition Groups | 140.1199 | 1093264.8903 | 1.0933 | 7547.5041 | 0.018565 | 16 | Commercial_2027_SC B_GWh_After Competition Groups_16 | High Efficiency Air Source Heat Pump | 1.857% | 1.0933 | 140.1199 | Commercial_2027_SC B_GWh_After Competition Groups_High Efficiency Air Source Heat Pump
Commercial | Com ¦ Refrigerated Display Case Doors | 2027 | SC B | GWh | After Competition Groups | 137.1603 | 15534017.7444 | 15.534 | 7547.5041 | 0.018173 | 17 | Commercial_2027_SC B_GWh_After Competition Groups_17 | Refrigerated Display Case Doors | 1.817% | 15.534 | 137.1603 | Commercial_2027_SC B_GWh_After Competition Groups_Refrigerated Display Case Doors
Commercial | Com ¦ VFD on Pumps | 2027 | SC B | GWh | After Competition Groups | 133.0155 | 2979885.6757 | 2.9799 | 7547.5041 | 0.017624 | 18 | Commercial_2027_SC B_GWh_After Competition Groups_18 | VFD on Pumps | 1.762% | 2.9799 | 133.0155 | Commercial_2027_SC B_GWh_After Competition Groups_VFD on Pumps
Commercial | Com ¦ LED or Equivalent Sign Lighting | 2027 | SC B | GWh | After Competition Groups | 125.3669 | 14001006.1328 | 14.001 | 7547.5041 | 0.01661 | 19 | Commercial_2027_SC B_GWh_After Competition Groups_19 | LED or Equivalent Sign Lighting | 1.661% | 14.001 | 125.3669 | Commercial_2027_SC B_GWh_After Competition Groups_LED or Equivalent Sign Lighting
Commercial | Com ¦ Centrally controlled desktop PC/NETWORK PC POWER MANAGEMENT SOFTWARE | 2027 | SC B | GWh | After Competition Groups | 116.973 | 1147302.2465 | 1.1473 | 7547.5041 | 0.015498 | 20 | Commercial_2027_SC B_GWh_After Competition Groups_20 | Centrally controlled desktop PC/NETWORK PC POWER MANAGEMENT SOFTWARE | 1.55% | 1.1473 | 116.973 | Commercial_2027_SC B_GWh_After Competition Groups_Centrally controlled desktop PC/NETWORK PC POWER MANAGEMENT SOFTWARE
Commercial | Com ¦ Air Handler with Dedicated Outdoor Air Systems | 2027 | SC B | GWh | After Competition Groups | 107.5481 | 0 | 0 | 7547.5041 | 0.014249 | 21 | Commercial_2027_SC B_GWh_After Competition Groups_21 | Air Handler with Dedicated Outdoor Air Systems | 1.425% | 0 | 107.5481 | Commercial_2027_SC B_GWh_After Competition Groups_Air Handler with Dedicated Outdoor Air Systems
Commercial | Com ¦ Advanced BAS/Controllers | 2027 | SC B | GWh | After Competition Groups | 97.4112 | 831981.1639 | 0.83198 | 7547.5041 | 0.012906 | 22 | Commercial_2027_SC B_GWh_After Competition Groups_22 | Advanced BAS/Controllers | 1.291% | 0.83198 | 97.4112 | Commercial_2027_SC B_GWh_After Competition Groups_Advanced BAS/Controllers
Commercial | Com ¦ Adaptive Thermostats | 2027 | SC B | GWh | After Competition Groups | 95.4737 | 4808860.0582 | 4.8089 | 7547.5041 | 0.01265 | 23 | Commercial_2027_SC B_GWh_After Competition Groups_23 | Adaptive Thermostats | 1.265% | 4.8089 | 95.4737 | Commercial_2027_SC B_GWh_After Competition Groups_Adaptive Thermostats
Commercial | Com ¦ ENERGY STAR LED LAMPS (General Service Lamps) | 2027 | SC B | GWh | After Competition Groups | 95.1212 | 517431.093 | 0.51743 | 7547.5041 | 0.012603 | 24 | Commercial_2027_SC B_GWh_After Competition Groups_24 | ENERGY STAR LED LAMPS (General Service Lamps) | 1.26% | 0.51743 | 95.1212 | Commercial_2027_SC B_GWh_After Competition Groups_ENERGY STAR LED LAMPS (General Service Lamps)
Commercial | Com ¦ ECM MOTORS FOR EVAPORATOR FANS for refrigeration (WALK-IN) | 2027 | SC B | GWh | After Competition Groups | 66.6767 | 1787449.1491 | 1.7874 | 7547.5041 | 0.0088343 | 25 | Commercial_2027_SC B_GWh_After Competition Groups_25 | ECM MOTORS FOR EVAPORATOR FANS for refrigeration (WALK-IN) | 0.8834% | 1.7874 | 66.6767 | Commercial_2027_SC B_GWh_After Competition Groups_ECM MOTORS FOR EVAPORATOR FANS for refrigeration (WALK-IN)
Commercial | Com ¦ Condensing Unit Heaters or other Efficient Unit Heating System | 2027 | SC B | GWh | After Competition Groups | 64.3556 | 53344.3154 | 0.053344 | 7547.5041 | 0.0085267 | 26 | Commercial_2027_SC B_GWh_After Competition Groups_26 | Condensing Unit Heaters or other Efficient Unit Heating System | 0.8527% | 0.053344 | 64.3556 | Commercial_2027_SC B_GWh_After Competition Groups_Condensing Unit Heaters or other Efficient Unit Heating System
Commercial | Com ¦ Freezer Case Light Sensor | 2027 | SC B | GWh | After Competition Groups | 54.7817 | 3938785.6711 | 3.9388 | 7547.5041 | 0.0072582 | 27 | Commercial_2027_SC B_GWh_After Competition Groups_27 | Freezer Case Light Sensor | 0.7258% | 3.9388 | 54.7817 | Commercial_2027_SC B_GWh_After Competition Groups_Freezer Case Light Sensor
Commercial | Com ¦ Unitary Air-Conditioning Unit | 2027 | SC B | GWh | After Competition Groups | 53.7282 | 11015211.3806 | 11.0152 | 7547.5041 | 0.0071187 | 28 | Commercial_2027_SC B_GWh_After Competition Groups_28 | Unitary Air-Conditioning Unit | 0.7119% | 11.0152 | 53.7282 | Commercial_2027_SC B_GWh_After Competition Groups_Unitary Air-Conditioning Unit
Commercial | Com ¦ Evaporator Fan Controls | 2027 | SC B | GWh | After Competition Groups | 53.4388 | 280638.4998 | 0.28064 | 7547.5041 | 0.0070803 | 29 | Commercial_2027_SC B_GWh_After Competition Groups_29 | Evaporator Fan Controls | 0.708% | 0.28064 | 53.4388 | Commercial_2027_SC B_GWh_After Competition Groups_Evaporator Fan Controls
Commercial | Com ¦ Demand Control Kitchen Ventilation | 2027 | SC B | GWh | After Competition Groups | 49.6212 | 238152.4029 | 0.23815 | 7547.5041 | 0.0065745 | 30 | Commercial_2027_SC B_GWh_After Competition Groups_30 | Demand Control Kitchen Ventilation | 0.6575% | 0.23815 | 49.6212 | Commercial_2027_SC B_GWh_After Competition Groups_Demand Control Kitchen Ventilation
Commercial | Com ¦ Door Gasket Freezer/Refrigerator | 2027 | SC B | GWh | After Competition Groups | 47.458 | 2314636.9267 | 2.3146 | 7547.5041 | 0.0062879 | 31 | Commercial_2027_SC B_GWh_After Competition Groups_31 | Door Gasket Freezer/Refrigerator | 0.6288% | 2.3146 | 47.458 | Commercial_2027_SC B_GWh_After Competition Groups_Door Gasket Freezer/Refrigerator
Commercial | Com ¦ Refrigerated Display Case LED | 2027 | SC B | GWh | After Competition Groups | 44.2302 | 4000267.9105 | 4.0003 | 7547.5041 | 0.0058602 | 32 | Commercial_2027_SC B_GWh_After Competition Groups_32 | Refrigerated Display Case LED | 0.586% | 4.0003 | 44.2302 | Commercial_2027_SC B_GWh_After Competition Groups_Refrigerated Display Case LED
Commercial | Com ¦ BEVERAGE VENDING MACHINE CONTROLS | 2027 | SC B | GWh | After Competition Groups | 20.4649 | 477717.2578 | 0.47772 | 7547.5041 | 0.0027115 | 33 | Commercial_2027_SC B_GWh_After Competition Groups_33 | BEVERAGE VENDING MACHINE CONTROLS | 0.2711% | 0.47772 | 20.4649 | Commercial_2027_SC B_GWh_After Competition Groups_BEVERAGE VENDING MACHINE CONTROLS
Commercial | Com ¦ Temperature Adjustment in Commercial Freezers | 2027 | SC B | GWh | After Competition Groups | 20.4504 | 0 | 0 | 7547.5041 | 0.0027096 | 34 | Commercial_2027_SC B_GWh_After Competition Groups_34 | Temperature Adjustment in Commercial Freezers | 0.271% | 0 | 20.4504 | Commercial_2027_SC B_GWh_After Competition Groups_Temperature Adjustment in Commercial Freezers
Commercial | Com ¦ Elec Storage WH 2.30 Et | 2027 | SC B | GWh | After Competition Groups | 19.5491 | 1001591.7177 | 1.0016 | 7547.5041 | 0.0025901 | 35 | Commercial_2027_SC B_GWh_After Competition Groups_35 | Elec Storage WH 2.30 Et | 0.259% | 1.0016 | 19.5491 | Commercial_2027_SC B_GWh_After Competition Groups_Elec Storage WH 2.30 Et
Commercial | Com ¦ ENERGY STAR Griddle (74% eff) | 2027 | SC B | GWh | After Competition Groups | 18.0176 | 221097.7972 | 0.2211 | 7547.5041 | 0.0023872 | 36 | Commercial_2027_SC B_GWh_After Competition Groups_36 | ENERGY STAR Griddle (74% eff) | 0.2387% | 0.2211 | 18.0176 | Commercial_2027_SC B_GWh_After Competition Groups_ENERGY STAR Griddle (74% eff)
Commercial | Com ¦ CO Sensors for parking garage exhaust fans | 2027 | SC B | GWh | After Competition Groups | 17.7587 | 1082272.0128 | 1.0823 | 7547.5041 | 0.0023529 | 37 | Commercial_2027_SC B_GWh_After Competition Groups_37 | CO Sensors for parking garage exhaust fans | 0.2353% | 1.0823 | 17.7587 | Commercial_2027_SC B_GWh_After Competition Groups_CO Sensors for parking garage exhaust fans
Commercial | Com ¦ Energy Efficient Laboratory Fume Hood | 2027 | SC B | GWh | After Competition Groups | 17.7039 | 949699.3619 | 0.9497 | 7547.5041 | 0.0023457 | 38 | Commercial_2027_SC B_GWh_After Competition Groups_38 | Energy Efficient Laboratory Fume Hood | 0.2346% | 0.9497 | 17.7039 | Commercial_2027_SC B_GWh_After Competition Groups_Energy Efficient Laboratory Fume Hood
Commercial | Com ¦ Chilled Water Optimization | 2027 | SC B | GWh | After Competition Groups | 15.8672 | 1520201.9599 | 1.5202 | 7547.5041 | 0.0021023 | 39 | Commercial_2027_SC B_GWh_After Competition Groups_39 | Chilled Water Optimization | 0.2102% | 1.5202 | 15.8672 | Commercial_2027_SC B_GWh_After Competition Groups_Chilled Water Optimization
Commercial | Com ¦ Vertical Night Covers | 2027 | SC B | GWh | After Competition Groups | 15.8515 | 272220.3732 | 0.27222 | 7547.5041 | 0.0021002 | 40 | Commercial_2027_SC B_GWh_After Competition Groups_40 | Vertical Night Covers | 0.21% | 0.27222 | 15.8515 | Commercial_2027_SC B_GWh_After Competition Groups_Vertical Night Covers
Commercial | Com ¦ Occupancy Sensors | 2027 | SC B | GWh | After Competition Groups | 15.6801 | 5126.3787 | 0.0051264 | 7547.5041 | 0.0020775 | 41 | Commercial_2027_SC B_GWh_After Competition Groups_41 | Occupancy Sensors | 0.2078% | 0.0051264 | 15.6801 | Commercial_2027_SC B_GWh_After Competition Groups_Occupancy Sensors
Commercial | Com ¦ Duct Insulation, R8 | 2027 | SC B | GWh | After Competition Groups | 14.3023 | 545663.7779 | 0.54566 | 7547.5041 | 0.001895 | 42 | Commercial_2027_SC B_GWh_After Competition Groups_42 | Duct Insulation, R8 | 0.1895% | 0.54566 | 14.3023 | Commercial_2027_SC B_GWh_After Competition Groups_Duct Insulation, R8
Commercial | Com ¦ Water Heating (DHW) Pipe Insulation (Add 3/4\ Foam)" | 2027 | SC B | GWh | After Competition Groups | 13.7 | 381226.6546 | 0.38123 | 7547.5041 | 0.0018152 | 43 | Commercial_2027_SC B_GWh_After Competition Groups_43 | Water Heating (DHW) Pipe Insulation (Add 3/4\ Foam)" | 0.1815% | 0.38123 | 13.7 | Commercial_2027_SC B_GWh_After Competition Groups_Water Heating (DHW) Pipe Insulation (Add 3/4\ Foam)"
Commercial | Com ¦ Outside Air Economizer | 2027 | SC B | GWh | After Competition Groups | 11.9013 | 156478.071 | 0.15648 | 7547.5041 | 0.0015769 | 44 | Commercial_2027_SC B_GWh_After Competition Groups_44 | Outside Air Economizer | 0.1577% | 0.15648 | 11.9013 | Commercial_2027_SC B_GWh_After Competition Groups_Outside Air Economizer
Commercial | Com ¦ Water Source Heat Pump (4 ton) | 2027 | SC B | GWh | After Competition Groups | 9.8344 | 1349878.633 | 1.3499 | 7547.5041 | 0.001303 | 45 | Commercial_2027_SC B_GWh_After Competition Groups_45 | Water Source Heat Pump (4 ton) | 0.1303% | 1.3499 | 9.8344 | Commercial_2027_SC B_GWh_After Competition Groups_Water Source Heat Pump (4 ton)
Commercial | Com ¦ Suction Pipe Insulation Freezer/Refrigerator | 2027 | SC B | GWh | After Competition Groups | 8.6747 | 268623.1753 | 0.26862 | 7547.5041 | 0.0011493 | 46 | Commercial_2027_SC B_GWh_After Competition Groups_46 | Suction Pipe Insulation Freezer/Refrigerator | 0.1149% | 0.26862 | 8.6747 | Commercial_2027_SC B_GWh_After Competition Groups_Suction Pipe Insulation Freezer/Refrigerator
Commercial | Com ¦ ENERGY STAR Fryer (84% eff) | 2027 | SC B | GWh | After Competition Groups | 6.5259 | 154372.6409 | 0.15437 | 7547.5041 | 0.00086464 | 47 | Commercial_2027_SC B_GWh_After Competition Groups_47 | ENERGY STAR Fryer (84% eff) | 0.08646% | 0.15437 | 6.5259 | Commercial_2027_SC B_GWh_After Competition Groups_ENERGY STAR Fryer (84% eff)
Commercial | Com ¦ Ozone Laundry Treatment | 2027 | SC B | GWh | After Competition Groups | 4.0478 | 298809.3327 | 0.29881 | 7547.5041 | 0.0005363 | 48 | Commercial_2027_SC B_GWh_After Competition Groups_48 | Ozone Laundry Treatment | 0.05363% | 0.29881 | 4.0478 | Commercial_2027_SC B_GWh_After Competition Groups_Ozone Laundry Treatment
Commercial | Com ¦ ENERGY STAR Dishwasher | 2027 | SC B | GWh | After Competition Groups | 3.618 | 31453.8982 | 0.031454 | 7547.5041 | 0.00047937 | 49 | Commercial_2027_SC B_GWh_After Competition Groups_49 | ENERGY STAR Dishwasher | 0.04794% | 0.031454 | 3.618 | Commercial_2027_SC B_GWh_After Competition Groups_ENERGY STAR Dishwasher
Commercial | Com ¦ ENERGY STAR Steam Cookers | 2027 | SC B | GWh | After Competition Groups | 3.1165 | 81363.5987 | 0.081364 | 7547.5041 | 0.00041292 | 50 | Commercial_2027_SC B_GWh_After Competition Groups_50 | ENERGY STAR Steam Cookers | 0.04129% | 0.081364 | 3.1165 | Commercial_2027_SC B_GWh_After Competition Groups_ENERGY STAR Steam Cookers
Commercial | Com ¦ Demand controlled Circulating Systems | 2027 | SC B | GWh | After Competition Groups | 2.9755 | 0 | 0 | 7547.5041 | 0.00039423 | 51 | Commercial_2027_SC B_GWh_After Competition Groups_51 | Demand controlled Circulating Systems | 0.03942% | 0 | 2.9755 | Commercial_2027_SC B_GWh_After Competition Groups_Demand controlled Circulating Systems
Commercial | Com ¦ Condensing Make Up Air Unit | 2027 | SC B | GWh | After Competition Groups | 2.5797 | 646640.5386 | 0.64664 | 7547.5041 | 0.00034179 | 52 | Commercial_2027_SC B_GWh_After Competition Groups_52 | Condensing Make Up Air Unit | 0.03418% | 0.64664 | 2.5797 | Commercial_2027_SC B_GWh_After Competition Groups_Condensing Make Up Air Unit
Commercial | Com ¦ Thermostat Setback | 2027 | SC B | GWh | After Competition Groups | 1.9703 | 0 | 0 | 7547.5041 | 0.00026105 | 53 | Commercial_2027_SC B_GWh_After Competition Groups_53 | Thermostat Setback | 0.02611% | 0 | 1.9703 | Commercial_2027_SC B_GWh_After Competition Groups_Thermostat Setback
Commercial | Com ¦ ECM MOTORS FOR HVAC APPLICATION (FAN-POWERED VAV BOX) | 2027 | SC B | GWh | After Competition Groups | 1.758 | 58510.8029 | 0.058511 | 7547.5041 | 0.00023292 | 54 | Commercial_2027_SC B_GWh_After Competition Groups_54 | ECM MOTORS FOR HVAC APPLICATION (FAN-POWERED VAV BOX) | 0.02329% | 0.058511 | 1.758 | Commercial_2027_SC B_GWh_After Competition Groups_ECM MOTORS FOR HVAC APPLICATION (FAN-POWERED VAV BOX)
Commercial | Com ¦ Notched V belts for HVAC Systems | 2027 | SC B | GWh | After Competition Groups | 0.82536 | 45653.7923 | 0.045654 | 7547.5041 | 0.00010936 | 55 | Commercial_2027_SC B_GWh_After Competition Groups_55 | Notched V belts for HVAC Systems | 0.01094% | 0.045654 | 0.82536 | Commercial_2027_SC B_GWh_After Competition Groups_Notched V belts for HVAC Systems
Commercial | Com ¦ Auto Off Time Switch or Time Clock control | 2027 | SC B | GWh | After Competition Groups | 0.79899 | 123.3701 | 0.00012337 | 7547.5041 | 0.00010586 | 56 | Commercial_2027_SC B_GWh_After Competition Groups_56 | Auto Off Time Switch or Time Clock control | 0.01059% | 0.00012337 | 0.79899 | Commercial_2027_SC B_GWh_After Competition Groups_Auto Off Time Switch or Time Clock control
Commercial | Com ¦ CEE Tier 2/Energy Star Clothes Washers | 2027 | SC B | GWh | After Competition Groups | 0.78572 | 23731.2571 | 0.023731 | 7547.5041 | 0.0001041 | 57 | Commercial_2027_SC B_GWh_After Competition Groups_57 | CEE Tier 2/Energy Star Clothes Washers | 0.01041% | 0.023731 | 0.78572 | Commercial_2027_SC B_GWh_After Competition Groups_CEE Tier 2/Energy Star Clothes Washers
Commercial | Com ¦ Solar Water Preheat (Pools/DHW) | 2027 | SC B | GWh | After Competition Groups | 0.73267 | 4048.0981 | 0.0040481 | 7547.5041 | 9.7074e-05 | 58 | Commercial_2027_SC B_GWh_After Competition Groups_58 | Solar Water Preheat (Pools/DHW) | 0.009707% | 0.0040481 | 0.73267 | Commercial_2027_SC B_GWh_After Competition Groups_Solar Water Preheat (Pools/DHW)
Commercial | Com ¦ PTAC (12 EER/10,000 BTU) | 2027 | SC B | GWh | After Competition Groups | 0.55741 | 43010.3946 | 0.04301 | 7547.5041 | 7.3853e-05 | 59 | Commercial_2027_SC B_GWh_After Competition Groups_59 | PTAC (12 EER/10,000 BTU) | 0.007385% | 0.04301 | 0.55741 | Commercial_2027_SC B_GWh_After Competition Groups_PTAC (12 EER/10,000 BTU)
Commercial | Com ¦ Low Flow Pre-Rinse Spray Nozzle | 2027 | SC B | GWh | After Competition Groups | 0.45597 | 4166.1275 | 0.0041661 | 7547.5041 | 6.0413e-05 | 60 | Commercial_2027_SC B_GWh_After Competition Groups_60 | Low Flow Pre-Rinse Spray Nozzle | 0.006041% | 0.0041661 | 0.45597 | Commercial_2027_SC B_GWh_After Competition Groups_Low Flow Pre-Rinse Spray Nozzle
Commercial | COM ¦ Ductless Mini-Split Heat Pumps | 2027 | SC B | GWh | After Competition Groups | 0.45414 | 235.5422 | 0.00023554 | 7547.5041 | 6.0171e-05 | 61 | Commercial_2027_SC B_GWh_After Competition Groups_61 | Ductless Mini-Split Heat Pumps | 0.006017% | 0.00023554 | 0.45414 | Commercial_2027_SC B_GWh_After Competition Groups_Ductless Mini-Split Heat Pumps
Commercial | Com ¦ HVAC Optimization | 2027 | SC B | GWh | After Competition Groups | 0.2333 | 216.0759 | 0.00021608 | 7547.5041 | 3.0911e-05 | 62 | Commercial_2027_SC B_GWh_After Competition Groups_62 | HVAC Optimization | 0.003091% | 0.00021608 | 0.2333 | Commercial_2027_SC B_GWh_After Competition Groups_HVAC Optimization
Commercial | Com ¦ Commercial Hot Food Holding Cabinets | 2027 | SC B | GWh | After Competition Groups | 0.20908 | 3730.871 | 0.0037309 | 7547.5041 | 2.7701e-05 | 63 | Commercial_2027_SC B_GWh_After Competition Groups_63 | Commercial Hot Food Holding Cabinets | 0.00277% | 0.0037309 | 0.20908 | Commercial_2027_SC B_GWh_After Competition Groups_Commercial Hot Food Holding Cabinets
Commercial | Com ¦ High Efficiency Small Instantaneous Water Heater | 2027 | SC B | GWh | After Competition Groups | 0.19108 | 29347.1105 | 0.029347 | 7547.5041 | 2.5318e-05 | 64 | Commercial_2027_SC B_GWh_After Competition Groups_64 | High Efficiency Small Instantaneous Water Heater | 0.002532% | 0.029347 | 0.19108 | Commercial_2027_SC B_GWh_After Competition Groups_High Efficiency Small Instantaneous Water Heater
Commercial | Com ¦ Wall Insulation | 2027 | SC B | GWh | After Competition Groups | 0.12999 | 766.3958 | 0.0007664 | 7547.5041 | 1.7223e-05 | 65 | Commercial_2027_SC B_GWh_After Competition Groups_65 | Wall Insulation | 0.001722% | 0.0007664 | 0.12999 | Commercial_2027_SC B_GWh_After Competition Groups_Wall Insulation
Commercial | Com ¦ Energy Recovery Ventilation and Ventilation (Enhanced) | 2027 | SC B | GWh | After Competition Groups | 0.12737 | 0 | 0 | 7547.5041 | 1.6876e-05 | 66 | Commercial_2027_SC B_GWh_After Competition Groups_66 | Energy Recovery Ventilation and Ventilation (Enhanced) | 0.001688% | 0 | 0.12737 | Commercial_2027_SC B_GWh_After Competition Groups_Energy Recovery Ventilation and Ventilation (Enhanced)
Commercial | Com ¦ LED RECESSED DOWNLIGHTS | 2027 | SC B | GWh | After Competition Groups | 0.048444 | 6968.9765 | 0.006969 | 7547.5041 | 6.4185e-06 | 67 | Commercial_2027_SC B_GWh_After Competition Groups_67 | LED RECESSED DOWNLIGHTS | 0.0006418% | 0.006969 | 0.048444 | Commercial_2027_SC B_GWh_After Competition Groups_LED RECESSED DOWNLIGHTS
Commercial | Com ¦ Air Curtains | 2027 | SC B | GWh | After Competition Groups | 0.034756 | 9187.4022 | 0.0091874 | 7547.5041 | 4.605e-06 | 68 | Commercial_2027_SC B_GWh_After Competition Groups_68 | Air Curtains | 0.0004605% | 0.0091874 | 0.034756 | Commercial_2027_SC B_GWh_After Competition Groups_Air Curtains
Commercial | Com ¦ Room AC (w/ louvered sides) 14 SEER from 12 SEER code | 2027 | SC B | GWh | After Competition Groups | 0.033553 | 5006.2392 | 0.0050062 | 7547.5041 | 4.4456e-06 | 69 | Commercial_2027_SC B_GWh_After Competition Groups_69 | Room AC (w/ louvered sides) 14 SEER from 12 SEER code | 0.0004446% | 0.0050062 | 0.033553 | Commercial_2027_SC B_GWh_After Competition Groups_Room AC (w/ louvered sides) 14 SEER from 12 SEER code
Commercial | Com ¦ High Efficiency Chiller (avg of water and air cooled) | 2027 | SC B | GWh | After Competition Groups | 0.027975 | 7740.526 | 0.0077405 | 7547.5041 | 3.7066e-06 | 70 | Commercial_2027_SC B_GWh_After Competition Groups_70 | High Efficiency Chiller (avg of water and air cooled) | 0.0003707% | 0.0077405 | 0.027975 | Commercial_2027_SC B_GWh_After Competition Groups_High Efficiency Chiller (avg of water and air cooled)
Commercial | Com ¦ VSD Air Compressor | 2027 | SC B | GWh | After Competition Groups | 0.021942 | 621.4098 | 0.00062141 | 7547.5041 | 2.9072e-06 | 71 | Commercial_2027_SC B_GWh_After Competition Groups_71 | VSD Air Compressor | 0.0002907% | 0.00062141 | 0.021942 | Commercial_2027_SC B_GWh_After Competition Groups_VSD Air Compressor
Commercial | Com ¦ EC Plug Fan for Data Center (under cabinet) | 2027 | SC B | GWh | After Competition Groups | 0.017499 | 1534.2007 | 0.0015342 | 7547.5041 | 2.3186e-06 | 72 | Commercial_2027_SC B_GWh_After Competition Groups_72 | EC Plug Fan for Data Center (under cabinet) | 0.0002319% | 0.0015342 | 0.017499 | Commercial_2027_SC B_GWh_After Competition Groups_EC Plug Fan for Data Center (under cabinet)
Commercial | Com ¦ Electric Convection Combination Ovens | 2027 | SC B | GWh | After Competition Groups | 0.0021312 | 4.0733 | 4.0733e-06 | 7547.5041 | 2.8237e-07 | 73 | Commercial_2027_SC B_GWh_After Competition Groups_73 | Electric Convection Combination Ovens | 2.824e-05% | 4.0733e-06 | 0.0021312 | Commercial_2027_SC B_GWh_After Competition Groups_Electric Convection Combination Ovens
Commercial | Com ¦ LLLC - Low Impact Application | 2027 | SC B | GWh | After Competition Groups | 2.5881e-18 | 8.2764e-14 | 8.2764e-20 | 7547.5041 | 3.4291e-22 | 74 | Commercial_2027_SC B_GWh_After Competition Groups_74 | LLLC - Low Impact Application | 3.429e-20% | 8.2764e-20 | 2.5881e-18 | Commercial_2027_SC B_GWh_After Competition Groups_LLLC - Low Impact Application
Commercial | Com ¦ LLLC - High Impact Application | 2027 | SC B | GWh | After Competition Groups | 9.205e-19 | 4.1499e-14 | 4.1499e-20 | 7547.5041 | 1.2196e-22 | 75 | Commercial_2027_SC B_GWh_After Competition Groups_75 | LLLC - High Impact Application | 1.22e-20% | 4.1499e-20 | 9.205e-19 | Commercial_2027_SC B_GWh_After Competition Groups_LLLC - High Impact Application
Commercial | Com ¦ Networked/Connected - High Impact Application | 2027 | SC B | GWh | After Competition Groups | 1.0968e-20 | 8.0323e-16 | 8.0323e-22 | 7547.5041 | 1.4532e-24 | 76 | Commercial_2027_SC B_GWh_After Competition Groups_76 | Networked/Connected - High Impact Application | 1.453e-22% | 8.0323e-22 | 1.0968e-20 | Commercial_2027_SC B_GWh_After Competition Groups_Networked/Connected - High Impact Application
Commercial | Com ¦ Networked/Connected - Low Impact Application | 2027 | SC B | GWh | After Competition Groups | 5.8954e-21 | 5.6342e-16 | 5.6342e-22 | 7547.5041 | 7.8111e-25 | 77 | Commercial_2027_SC B_GWh_After Competition Groups_77 | Networked/Connected - Low Impact Application | 7.811e-23% | 5.6342e-22 | 5.8954e-21 | Commercial_2027_SC B_GWh_After Competition Groups_Networked/Connected - Low Impact Application
Commercial | Com ¦ Efficient compressor motor | 2027 | SC B | GWh | After Competition Groups | 0 | 0 | 0 | 7547.5041 | 0 | 78 | Commercial_2027_SC B_GWh_After Competition Groups_78 | Efficient compressor motor | 0% | 0 | 0 | Commercial_2027_SC B_GWh_After Competition Groups_Efficient compressor motor
Commercial | Com ¦ Indoor Daylight Sensors/Photocell Dimming Control | 2027 | SC B | GWh | After Competition Groups | 0 | 0 | 0 | 7547.5041 | 0 | 79 | Commercial_2027_SC B_GWh_After Competition Groups_79 | Indoor Daylight Sensors/Photocell Dimming Control | 0% | 0 | 0 | Commercial_2027_SC B_GWh_After Competition Groups_Indoor Daylight Sensors/Photocell Dimming Control
Commercial | Com ¦ Variable Refrigerant Flow Heat Pump | 2027 | SC B | GWh | After Competition Groups | 0 | 0 | 0 | 7547.5041 | 0 | 80 | Commercial_2027_SC B_GWh_After Competition Groups_80 | Variable Refrigerant Flow Heat Pump | 0% | 0 | 0 | Commercial_2027_SC B_GWh_After Competition Groups_Variable Refrigerant Flow Heat Pump
Commercial | Com ¦ ENERGY STAR LED LAMPS (REFLECTOR LAMPs/MR16/PAR 16) | 2027 | SC C | GWh | After Competition Groups | 751.6952 | 4007183.2733 | 4.0072 | 5826.4427 | 0.12901 | 1 | Commercial_2027_SC C_GWh_After Competition Groups_1 | ENERGY STAR LED LAMPS (REFLECTOR LAMPs/MR16/PAR 16) | 12.9% | 4.0072 | 751.6952 | Commercial_2027_SC C_GWh_After Competition Groups_ENERGY STAR LED LAMPS (REFLECTOR LAMPs/MR16/PAR 16)
Commercial | Com ¦ LED Low/High Bay | 2027 | SC C | GWh | After Competition Groups | 655.2689 | 80636102.5628 | 80.6361 | 5826.4427 | 0.11246 | 2 | Commercial_2027_SC C_GWh_After Competition Groups_2 | LED Low/High Bay | 11.25% | 80.6361 | 655.2689 | Commercial_2027_SC C_GWh_After Competition Groups_LED Low/High Bay
Commercial | Com ¦ LED Troffer/Surface/Suspended | 2027 | SC C | GWh | After Competition Groups | 636.1479 | 74613967.4121 | 74.614 | 5826.4427 | 0.10918 | 3 | Commercial_2027_SC C_GWh_After Competition Groups_3 | LED Troffer/Surface/Suspended | 10.92% | 74.614 | 636.1479 | Commercial_2027_SC C_GWh_After Competition Groups_LED Troffer/Surface/Suspended
Commercial | Com ¦ LED EXTERIOR AREA LIGHTS - LED fixture (200W) | 2027 | SC C | GWh | After Competition Groups | 474.6412 | 0 | 0 | 5826.4427 | 0.081463 | 4 | Commercial_2027_SC C_GWh_After Competition Groups_4 | LED EXTERIOR AREA LIGHTS - LED fixture (200W) | 8.146% | 0 | 474.6412 | Commercial_2027_SC C_GWh_After Competition Groups_LED EXTERIOR AREA LIGHTS - LED fixture (200W)
Commercial | Com ¦ LED parking lot fixture | 2027 | SC C | GWh | After Competition Groups | 460.4673 | 10784910.2579 | 10.7849 | 5826.4427 | 0.079031 | 5 | Commercial_2027_SC C_GWh_After Competition Groups_5 | LED parking lot fixture | 7.903% | 10.7849 | 460.4673 | Commercial_2027_SC C_GWh_After Competition Groups_LED parking lot fixture
Commercial | Com ¦ LED Replacement Lamp (Tube) | 2027 | SC C | GWh | After Competition Groups | 381.4969 | 0 | 0 | 5826.4427 | 0.065477 | 6 | Commercial_2027_SC C_GWh_After Competition Groups_6 | LED Replacement Lamp (Tube) | 6.548% | 0 | 381.4969 | Commercial_2027_SC C_GWh_After Competition Groups_LED Replacement Lamp (Tube)
Commercial | Com ¦ LED street light fixture | 2027 | SC C | GWh | After Competition Groups | 279.4138 | 14737284.3995 | 14.7373 | 5826.4427 | 0.047956 | 7 | Commercial_2027_SC C_GWh_After Competition Groups_7 | LED street light fixture | 4.796% | 14.7373 | 279.4138 | Commercial_2027_SC C_GWh_After Competition Groups_LED street light fixture
Commercial | Com ¦ Building Recommissioning, Operations and Maintenance (O&M) Improvements | 2027 | SC C | GWh | After Competition Groups | 278.7628 | 1736098.7483 | 1.7361 | 5826.4427 | 0.047844 | 8 | Commercial_2027_SC C_GWh_After Competition Groups_8 | Building Recommissioning, Operations and Maintenance (O&M) Improvements | 4.784% | 1.7361 | 278.7628 | Commercial_2027_SC C_GWh_After Competition Groups_Building Recommissioning, Operations and Maintenance (O&M) Improvements
Commercial | Com ¦ Furnace Tune-Up | 2027 | SC C | GWh | After Competition Groups | 183.0936 | 105318.4809 | 0.10532 | 5826.4427 | 0.031425 | 9 | Commercial_2027_SC C_GWh_After Competition Groups_9 | Furnace Tune-Up | 3.142% | 0.10532 | 183.0936 | Commercial_2027_SC C_GWh_After Competition Groups_Furnace Tune-Up
Commercial | Com ¦ Data Center Storage/Server Virtualization | 2027 | SC C | GWh | After Competition Groups | 168.3395 | 0 | 0 | 5826.4427 | 0.028892 | 10 | Commercial_2027_SC C_GWh_After Competition Groups_10 | Data Center Storage/Server Virtualization | 2.889% | 0 | 168.3395 | Commercial_2027_SC C_GWh_After Competition Groups_Data Center Storage/Server Virtualization
Commercial | Com ¦ Reach-in Shaded Pole to ECM/PSC Evaporator Fan Motor | 2027 | SC C | GWh | After Competition Groups | 141.3187 | 2505343.9209 | 2.5053 | 5826.4427 | 0.024255 | 11 | Commercial_2027_SC C_GWh_After Competition Groups_11 | Reach-in Shaded Pole to ECM/PSC Evaporator Fan Motor | 2.425% | 2.5053 | 141.3187 | Commercial_2027_SC C_GWh_After Competition Groups_Reach-in Shaded Pole to ECM/PSC Evaporator Fan Motor
Commercial | Com ¦ High Efficiency Air Source Heat Pump | 2027 | SC C | GWh | After Competition Groups | 140.1202 | 1093377.2309 | 1.0934 | 5826.4427 | 0.024049 | 12 | Commercial_2027_SC C_GWh_After Competition Groups_12 | High Efficiency Air Source Heat Pump | 2.405% | 1.0934 | 140.1202 | Commercial_2027_SC C_GWh_After Competition Groups_High Efficiency Air Source Heat Pump
Commercial | Com ¦ LED or Equivalent Sign Lighting | 2027 | SC C | GWh | After Competition Groups | 125.3669 | 14002406.3735 | 14.0024 | 5826.4427 | 0.021517 | 13 | Commercial_2027_SC C_GWh_After Competition Groups_13 | LED or Equivalent Sign Lighting | 2.152% | 14.0024 | 125.3669 | Commercial_2027_SC C_GWh_After Competition Groups_LED or Equivalent Sign Lighting
Commercial | Com ¦ Refrigerated Display Case Doors | 2027 | SC C | GWh | After Competition Groups | 104.0116 | 11923068.7575 | 11.9231 | 5826.4427 | 0.017852 | 14 | Commercial_2027_SC C_GWh_After Competition Groups_14 | Refrigerated Display Case Doors | 1.785% | 11.9231 | 104.0116 | Commercial_2027_SC C_GWh_After Competition Groups_Refrigerated Display Case Doors
Commercial | Com ¦ ENERGY STAR LED LAMPS (General Service Lamps) | 2027 | SC C | GWh | After Competition Groups | 95.1212 | 517482.8413 | 0.51748 | 5826.4427 | 0.016326 | 15 | Commercial_2027_SC C_GWh_After Competition Groups_15 | ENERGY STAR LED LAMPS (General Service Lamps) | 1.633% | 0.51748 | 95.1212 | Commercial_2027_SC C_GWh_After Competition Groups_ENERGY STAR LED LAMPS (General Service Lamps)
Commercial | Com ¦ Education and Capacity Building/Energy Behavior | 2027 | SC C | GWh | After Competition Groups | 91.9745 | 1071948.4623 | 1.0719 | 5826.4427 | 0.015786 | 16 | Commercial_2027_SC C_GWh_After Competition Groups_16 | Education and Capacity Building/Energy Behavior | 1.579% | 1.0719 | 91.9745 | Commercial_2027_SC C_GWh_After Competition Groups_Education and Capacity Building/Energy Behavior
Commercial | Com ¦ Strip Curtains | 2027 | SC C | GWh | After Competition Groups | 90.7386 | 159434.1706 | 0.15943 | 5826.4427 | 0.015574 | 17 | Commercial_2027_SC C_GWh_After Competition Groups_17 | Strip Curtains | 1.557% | 0.15943 | 90.7386 | Commercial_2027_SC C_GWh_After Competition Groups_Strip Curtains
Commercial | Com ¦ Demand Control Ventilation | 2027 | SC C | GWh | After Competition Groups | 71.1163 | 2818748.0531 | 2.8187 | 5826.4427 | 0.012206 | 18 | Commercial_2027_SC C_GWh_After Competition Groups_18 | Demand Control Ventilation | 1.221% | 2.8187 | 71.1163 | Commercial_2027_SC C_GWh_After Competition Groups_Demand Control Ventilation
Commercial | Com ¦ Advanced BAS/Controllers | 2027 | SC C | GWh | After Competition Groups | 67.9896 | 401086.7329 | 0.40109 | 5826.4427 | 0.011669 | 19 | Commercial_2027_SC C_GWh_After Competition Groups_19 | Advanced BAS/Controllers | 1.167% | 0.40109 | 67.9896 | Commercial_2027_SC C_GWh_After Competition Groups_Advanced BAS/Controllers
Commercial | Com ¦ Centrally controlled desktop PC/NETWORK PC POWER MANAGEMENT SOFTWARE | 2027 | SC C | GWh | After Competition Groups | 65.0121 | 754062.807 | 0.75406 | 5826.4427 | 0.011158 | 20 | Commercial_2027_SC C_GWh_After Competition Groups_20 | Centrally controlled desktop PC/NETWORK PC POWER MANAGEMENT SOFTWARE | 1.116% | 0.75406 | 65.0121 | Commercial_2027_SC C_GWh_After Competition Groups_Centrally controlled desktop PC/NETWORK PC POWER MANAGEMENT SOFTWARE
Commercial | Com ¦ Variable Frequency Drive (VFD) | 2027 | SC C | GWh | After Competition Groups | 61.017 | 1737809.9114 | 1.7378 | 5826.4427 | 0.010472 | 21 | Commercial_2027_SC C_GWh_After Competition Groups_21 | Variable Frequency Drive (VFD) | 1.047% | 1.7378 | 61.017 | Commercial_2027_SC C_GWh_After Competition Groups_Variable Frequency Drive (VFD)
Commercial | Com ¦ VFD on Pumps | 2027 | SC C | GWh | After Competition Groups | 56.9741 | 1765591.1173 | 1.7656 | 5826.4427 | 0.0097785 | 22 | Commercial_2027_SC C_GWh_After Competition Groups_22 | VFD on Pumps | 0.9779% | 1.7656 | 56.9741 | Commercial_2027_SC C_GWh_After Competition Groups_VFD on Pumps
Commercial | Com ¦ Adaptive Thermostats | 2027 | SC C | GWh | After Competition Groups | 48.3758 | 3094857.3413 | 3.0949 | 5826.4427 | 0.0083028 | 23 | Commercial_2027_SC C_GWh_After Competition Groups_23 | Adaptive Thermostats | 0.8303% | 3.0949 | 48.3758 | Commercial_2027_SC C_GWh_After Competition Groups_Adaptive Thermostats
Commercial | Com ¦ Unitary Air-Conditioning Unit | 2027 | SC C | GWh | After Competition Groups | 34.635 | 7014340.994 | 7.0143 | 5826.4427 | 0.0059445 | 24 | Commercial_2027_SC C_GWh_After Competition Groups_24 | Unitary Air-Conditioning Unit | 0.5944% | 7.0143 | 34.635 | Commercial_2027_SC C_GWh_After Competition Groups_Unitary Air-Conditioning Unit
Commercial | Com ¦ Air Handler with Dedicated Outdoor Air Systems | 2027 | SC C | GWh | After Competition Groups | 33.7963 | 0 | 0 | 5826.4427 | 0.0058005 | 25 | Commercial_2027_SC C_GWh_After Competition Groups_25 | Air Handler with Dedicated Outdoor Air Systems | 0.5801% | 0 | 33.7963 | Commercial_2027_SC C_GWh_After Competition Groups_Air Handler with Dedicated Outdoor Air Systems
Commercial | Com ¦ ECM MOTORS FOR EVAPORATOR FANS for refrigeration (WALK-IN) | 2027 | SC C | GWh | After Competition Groups | 28.4326 | 1048603.5391 | 1.0486 | 5826.4427 | 0.0048799 | 26 | Commercial_2027_SC C_GWh_After Competition Groups_26 | ECM MOTORS FOR EVAPORATOR FANS for refrigeration (WALK-IN) | 0.488% | 1.0486 | 28.4326 | Commercial_2027_SC C_GWh_After Competition Groups_ECM MOTORS FOR EVAPORATOR FANS for refrigeration (WALK-IN)
Commercial | Com ¦ Refrigerated Display Case LED | 2027 | SC C | GWh | After Competition Groups | 28.3352 | 2150970.4047 | 2.151 | 5826.4427 | 0.0048632 | 27 | Commercial_2027_SC C_GWh_After Competition Groups_27 | Refrigerated Display Case LED | 0.4863% | 2.151 | 28.3352 | Commercial_2027_SC C_GWh_After Competition Groups_Refrigerated Display Case LED
Commercial | Com ¦ Condensing Unit Heaters or other Efficient Unit Heating System | 2027 | SC C | GWh | After Competition Groups | 27.5314 | 31612.1126 | 0.031612 | 5826.4427 | 0.0047253 | 28 | Commercial_2027_SC C_GWh_After Competition Groups_28 | Condensing Unit Heaters or other Efficient Unit Heating System | 0.4725% | 0.031612 | 27.5314 | Commercial_2027_SC C_GWh_After Competition Groups_Condensing Unit Heaters or other Efficient Unit Heating System
Commercial | Com ¦ Demand Control Kitchen Ventilation | 2027 | SC C | GWh | After Competition Groups | 25.1881 | 151761.4918 | 0.15176 | 5826.4427 | 0.0043231 | 29 | Commercial_2027_SC C_GWh_After Competition Groups_29 | Demand Control Kitchen Ventilation | 0.4323% | 0.15176 | 25.1881 | Commercial_2027_SC C_GWh_After Competition Groups_Demand Control Kitchen Ventilation
Commercial | Com ¦ Freezer Case Light Sensor | 2027 | SC C | GWh | After Competition Groups | 23.3346 | 2302644.2409 | 2.3026 | 5826.4427 | 0.0040049 | 30 | Commercial_2027_SC C_GWh_After Competition Groups_30 | Freezer Case Light Sensor | 0.4005% | 2.3026 | 23.3346 | Commercial_2027_SC C_GWh_After Competition Groups_Freezer Case Light Sensor
Commercial | Com ¦ Evaporator Fan Controls | 2027 | SC C | GWh | After Competition Groups | 22.7619 | 164062.3171 | 0.16406 | 5826.4427 | 0.0039066 | 31 | Commercial_2027_SC C_GWh_After Competition Groups_31 | Evaporator Fan Controls | 0.3907% | 0.16406 | 22.7619 | Commercial_2027_SC C_GWh_After Competition Groups_Evaporator Fan Controls
Commercial | Com ¦ Door Gasket Freezer/Refrigerator | 2027 | SC C | GWh | After Competition Groups | 21.2788 | 1150848.3982 | 1.1508 | 5826.4427 | 0.0036521 | 32 | Commercial_2027_SC C_GWh_After Competition Groups_32 | Door Gasket Freezer/Refrigerator | 0.3652% | 1.1508 | 21.2788 | Commercial_2027_SC C_GWh_After Competition Groups_Door Gasket Freezer/Refrigerator
Commercial | Com ¦ ENERGY STAR Griddle (74% eff) | 2027 | SC C | GWh | After Competition Groups | 18.0176 | 221120.7702 | 0.22112 | 5826.4427 | 0.0030924 | 33 | Commercial_2027_SC C_GWh_After Competition Groups_33 | ENERGY STAR Griddle (74% eff) | 0.3092% | 0.22112 | 18.0176 | Commercial_2027_SC C_GWh_After Competition Groups_ENERGY STAR Griddle (74% eff)
Commercial | Com ¦ Chilled Water Optimization | 2027 | SC C | GWh | After Competition Groups | 15.8677 | 1520395.855 | 1.5204 | 5826.4427 | 0.0027234 | 34 | Commercial_2027_SC C_GWh_After Competition Groups_34 | Chilled Water Optimization | 0.2723% | 1.5204 | 15.8677 | Commercial_2027_SC C_GWh_After Competition Groups_Chilled Water Optimization
Commercial | Com ¦ Occupancy Sensors | 2027 | SC C | GWh | After Competition Groups | 15.6801 | 5126.8922 | 0.0051269 | 5826.4427 | 0.0026912 | 35 | Commercial_2027_SC C_GWh_After Competition Groups_35 | Occupancy Sensors | 0.2691% | 0.0051269 | 15.6801 | Commercial_2027_SC C_GWh_After Competition Groups_Occupancy Sensors
Commercial | Com ¦ Elec Storage WH 2.30 Et | 2027 | SC C | GWh | After Competition Groups | 9.3565 | 550573.4177 | 0.55057 | 5826.4427 | 0.0016059 | 36 | Commercial_2027_SC C_GWh_After Competition Groups_36 | Elec Storage WH 2.30 Et | 0.1606% | 0.55057 | 9.3565 | Commercial_2027_SC C_GWh_After Competition Groups_Elec Storage WH 2.30 Et
Commercial | Com ¦ BEVERAGE VENDING MACHINE CONTROLS | 2027 | SC C | GWh | After Competition Groups | 8.8555 | 252558.5525 | 0.25256 | 5826.4427 | 0.0015199 | 37 | Commercial_2027_SC C_GWh_After Competition Groups_37 | BEVERAGE VENDING MACHINE CONTROLS | 0.152% | 0.25256 | 8.8555 | Commercial_2027_SC C_GWh_After Competition Groups_BEVERAGE VENDING MACHINE CONTROLS
Commercial | Com ¦ Temperature Adjustment in Commercial Freezers | 2027 | SC C | GWh | After Competition Groups | 8.7139 | 0 | 0 | 5826.4427 | 0.0014956 | 38 | Commercial_2027_SC C_GWh_After Competition Groups_38 | Temperature Adjustment in Commercial Freezers | 0.1496% | 0 | 8.7139 | Commercial_2027_SC C_GWh_After Competition Groups_Temperature Adjustment in Commercial Freezers
Commercial | Com ¦ CO Sensors for parking garage exhaust fans | 2027 | SC C | GWh | After Competition Groups | 8.2218 | 654844.1439 | 0.65484 | 5826.4427 | 0.0014111 | 39 | Commercial_2027_SC C_GWh_After Competition Groups_39 | CO Sensors for parking garage exhaust fans | 0.1411% | 0.65484 | 8.2218 | Commercial_2027_SC C_GWh_After Competition Groups_CO Sensors for parking garage exhaust fans
Commercial | Com ¦ Energy Efficient Laboratory Fume Hood | 2027 | SC C | GWh | After Competition Groups | 7.579 | 557392.291 | 0.55739 | 5826.4427 | 0.0013008 | 40 | Commercial_2027_SC C_GWh_After Competition Groups_40 | Energy Efficient Laboratory Fume Hood | 0.1301% | 0.55739 | 7.579 | Commercial_2027_SC C_GWh_After Competition Groups_Energy Efficient Laboratory Fume Hood
Commercial | Com ¦ Vertical Night Covers | 2027 | SC C | GWh | After Competition Groups | 6.7519 | 159141.2195 | 0.15914 | 5826.4427 | 0.0011588 | 41 | Commercial_2027_SC C_GWh_After Competition Groups_41 | Vertical Night Covers | 0.1159% | 0.15914 | 6.7519 | Commercial_2027_SC C_GWh_After Competition Groups_Vertical Night Covers
Commercial | Com ¦ Outside Air Economizer | 2027 | SC C | GWh | After Competition Groups | 6.5758 | 105023.8445 | 0.10502 | 5826.4427 | 0.0011286 | 42 | Commercial_2027_SC C_GWh_After Competition Groups_42 | Outside Air Economizer | 0.1129% | 0.10502 | 6.5758 | Commercial_2027_SC C_GWh_After Competition Groups_Outside Air Economizer
Commercial | Com ¦ ENERGY STAR Fryer (84% eff) | 2027 | SC C | GWh | After Competition Groups | 6.5259 | 154388.7819 | 0.15439 | 5826.4427 | 0.00112 | 43 | Commercial_2027_SC C_GWh_After Competition Groups_43 | ENERGY STAR Fryer (84% eff) | 0.112% | 0.15439 | 6.5259 | Commercial_2027_SC C_GWh_After Competition Groups_ENERGY STAR Fryer (84% eff)
Commercial | Com ¦ Water Source Heat Pump (4 ton) | 2027 | SC C | GWh | After Competition Groups | 6.3437 | 859790.5218 | 0.85979 | 5826.4427 | 0.0010888 | 44 | Commercial_2027_SC C_GWh_After Competition Groups_44 | Water Source Heat Pump (4 ton) | 0.1089% | 0.85979 | 6.3437 | Commercial_2027_SC C_GWh_After Competition Groups_Water Source Heat Pump (4 ton)
Commercial | Com ¦ Duct Insulation, R8 | 2027 | SC C | GWh | After Competition Groups | 6.1264 | 325171.6264 | 0.32517 | 5826.4427 | 0.0010515 | 45 | Commercial_2027_SC C_GWh_After Competition Groups_45 | Duct Insulation, R8 | 0.1051% | 0.32517 | 6.1264 | Commercial_2027_SC C_GWh_After Competition Groups_Duct Insulation, R8
Commercial | Com ¦ Water Heating (DHW) Pipe Insulation (Add 3/4\ Foam)" | 2027 | SC C | GWh | After Competition Groups | 5.8466 | 224190.5186 | 0.22419 | 5826.4427 | 0.0010035 | 46 | Commercial_2027_SC C_GWh_After Competition Groups_46 | Water Heating (DHW) Pipe Insulation (Add 3/4\ Foam)" | 0.1003% | 0.22419 | 5.8466 | Commercial_2027_SC C_GWh_After Competition Groups_Water Heating (DHW) Pipe Insulation (Add 3/4\ Foam)"
Commercial | Com ¦ Suction Pipe Insulation Freezer/Refrigerator | 2027 | SC C | GWh | After Competition Groups | 3.6972 | 157301.2683 | 0.1573 | 5826.4427 | 0.00063455 | 47 | Commercial_2027_SC C_GWh_After Competition Groups_47 | Suction Pipe Insulation Freezer/Refrigerator | 0.06345% | 0.1573 | 3.6972 | Commercial_2027_SC C_GWh_After Competition Groups_Suction Pipe Insulation Freezer/Refrigerator
Commercial | Com ¦ ENERGY STAR Dishwasher | 2027 | SC C | GWh | After Competition Groups | 3.3522 | 31457.288 | 0.031457 | 5826.4427 | 0.00057535 | 48 | Commercial_2027_SC C_GWh_After Competition Groups_48 | ENERGY STAR Dishwasher | 0.05753% | 0.031457 | 3.3522 | Commercial_2027_SC C_GWh_After Competition Groups_ENERGY STAR Dishwasher
Commercial | Com ¦ ENERGY STAR Steam Cookers | 2027 | SC C | GWh | After Competition Groups | 3.1165 | 81372.4606 | 0.081372 | 5826.4427 | 0.00053489 | 49 | Commercial_2027_SC C_GWh_After Competition Groups_49 | ENERGY STAR Steam Cookers | 0.05349% | 0.081372 | 3.1165 | Commercial_2027_SC C_GWh_After Competition Groups_ENERGY STAR Steam Cookers
Commercial | Com ¦ Thermostat Setback | 2027 | SC C | GWh | After Competition Groups | 1.9445 | 0 | 0 | 5826.4427 | 0.00033374 | 50 | Commercial_2027_SC C_GWh_After Competition Groups_50 | Thermostat Setback | 0.03337% | 0 | 1.9445 | Commercial_2027_SC C_GWh_After Competition Groups_Thermostat Setback
Commercial | Com ¦ Ozone Laundry Treatment | 2027 | SC C | GWh | After Competition Groups | 1.8318 | 181712.1568 | 0.18171 | 5826.4427 | 0.0003144 | 51 | Commercial_2027_SC C_GWh_After Competition Groups_51 | Ozone Laundry Treatment | 0.03144% | 0.18171 | 1.8318 | Commercial_2027_SC C_GWh_After Competition Groups_Ozone Laundry Treatment
Commercial | Com ¦ Condensing Make Up Air Unit | 2027 | SC C | GWh | After Competition Groups | 1.7759 | 476539.715 | 0.47654 | 5826.4427 | 0.00030479 | 52 | Commercial_2027_SC C_GWh_After Competition Groups_52 | Condensing Make Up Air Unit | 0.03048% | 0.47654 | 1.7759 | Commercial_2027_SC C_GWh_After Competition Groups_Condensing Make Up Air Unit
Commercial | Com ¦ Demand controlled Circulating Systems | 2027 | SC C | GWh | After Competition Groups | 1.2442 | 0 | 0 | 5826.4427 | 0.00021354 | 53 | Commercial_2027_SC C_GWh_After Competition Groups_53 | Demand controlled Circulating Systems | 0.02135% | 0 | 1.2442 | Commercial_2027_SC C_GWh_After Competition Groups_Demand controlled Circulating Systems
Commercial | Com ¦ ECM MOTORS FOR HVAC APPLICATION (FAN-POWERED VAV BOX) | 2027 | SC C | GWh | After Competition Groups | 0.89625 | 37162.9367 | 0.037163 | 5826.4427 | 0.00015382 | 54 | Commercial_2027_SC C_GWh_After Competition Groups_54 | ECM MOTORS FOR HVAC APPLICATION (FAN-POWERED VAV BOX) | 0.01538% | 0.037163 | 0.89625 | Commercial_2027_SC C_GWh_After Competition Groups_ECM MOTORS FOR HVAC APPLICATION (FAN-POWERED VAV BOX)
Commercial | Com ¦ CEE Tier 2/Energy Star Clothes Washers | 2027 | SC C | GWh | After Competition Groups | 0.66247 | 20444.8856 | 0.020445 | 5826.4427 | 0.0001137 | 55 | Commercial_2027_SC C_GWh_After Competition Groups_55 | CEE Tier 2/Energy Star Clothes Washers | 0.01137% | 0.020445 | 0.66247 | Commercial_2027_SC C_GWh_After Competition Groups_CEE Tier 2/Energy Star Clothes Washers
Commercial | Com ¦ LLLC - High Impact Application | 2027 | SC C | GWh | After Competition Groups | 0.65414 | 171.4918 | 0.00017149 | 5826.4427 | 0.00011227 | 56 | Commercial_2027_SC C_GWh_After Competition Groups_56 | LLLC - High Impact Application | 0.01123% | 0.00017149 | 0.65414 | Commercial_2027_SC C_GWh_After Competition Groups_LLLC - High Impact Application
Commercial | Com ¦ LLLC - Low Impact Application | 2027 | SC C | GWh | After Competition Groups | 0.39755 | 553.5244 | 0.00055352 | 5826.4427 | 6.8232e-05 | 57 | Commercial_2027_SC C_GWh_After Competition Groups_57 | LLLC - Low Impact Application | 0.006823% | 0.00055352 | 0.39755 | Commercial_2027_SC C_GWh_After Competition Groups_LLLC - Low Impact Application
Commercial | Com ¦ Notched V belts for HVAC Systems | 2027 | SC C | GWh | After Competition Groups | 0.39562 | 26302.4267 | 0.026302 | 5826.4427 | 6.7901e-05 | 58 | Commercial_2027_SC C_GWh_After Competition Groups_58 | Notched V belts for HVAC Systems | 0.00679% | 0.026302 | 0.39562 | Commercial_2027_SC C_GWh_After Competition Groups_Notched V belts for HVAC Systems
Commercial | Com ¦ Auto Off Time Switch or Time Clock control | 2027 | SC C | GWh | After Competition Groups | 0.35389 | 71.4385 | 7.1439e-05 | 5826.4427 | 6.0739e-05 | 59 | Commercial_2027_SC C_GWh_After Competition Groups_59 | Auto Off Time Switch or Time Clock control | 0.006074% | 7.1439e-05 | 0.35389 | Commercial_2027_SC C_GWh_After Competition Groups_Auto Off Time Switch or Time Clock control
Commercial | Com ¦ Low Flow Pre-Rinse Spray Nozzle | 2027 | SC C | GWh | After Competition Groups | 0.34875 | 3284.9248 | 0.0032849 | 5826.4427 | 5.9856e-05 | 60 | Commercial_2027_SC C_GWh_After Competition Groups_60 | Low Flow Pre-Rinse Spray Nozzle | 0.005986% | 0.0032849 | 0.34875 | Commercial_2027_SC C_GWh_After Competition Groups_Low Flow Pre-Rinse Spray Nozzle
Commercial | COM ¦ Ductless Mini-Split Heat Pumps | 2027 | SC C | GWh | After Competition Groups | 0.32236 | 165.248 | 0.00016525 | 5826.4427 | 5.5327e-05 | 61 | Commercial_2027_SC C_GWh_After Competition Groups_61 | Ductless Mini-Split Heat Pumps | 0.005533% | 0.00016525 | 0.32236 | Commercial_2027_SC C_GWh_After Competition Groups_Ductless Mini-Split Heat Pumps
Commercial | Com ¦ Solar Water Preheat (Pools/DHW) | 2027 | SC C | GWh | After Competition Groups | 0.29182 | 1742.3796 | 0.0017424 | 5826.4427 | 5.0085e-05 | 62 | Commercial_2027_SC C_GWh_After Competition Groups_62 | Solar Water Preheat (Pools/DHW) | 0.005009% | 0.0017424 | 0.29182 | Commercial_2027_SC C_GWh_After Competition Groups_Solar Water Preheat (Pools/DHW)
Commercial | Com ¦ HVAC Optimization | 2027 | SC C | GWh | After Competition Groups | 0.2333 | 216.0976 | 0.0002161 | 5826.4427 | 4.0042e-05 | 63 | Commercial_2027_SC C_GWh_After Competition Groups_63 | HVAC Optimization | 0.004004% | 0.0002161 | 0.2333 | Commercial_2027_SC C_GWh_After Competition Groups_HVAC Optimization
Commercial | Com ¦ PTAC (12 EER/10,000 BTU) | 2027 | SC C | GWh | After Competition Groups | 0.22105 | 18753.4544 | 0.018753 | 5826.4427 | 3.7939e-05 | 64 | Commercial_2027_SC C_GWh_After Competition Groups_64 | PTAC (12 EER/10,000 BTU) | 0.003794% | 0.018753 | 0.22105 | Commercial_2027_SC C_GWh_After Competition Groups_PTAC (12 EER/10,000 BTU)
Commercial | Com ¦ Commercial Hot Food Holding Cabinets | 2027 | SC C | GWh | After Competition Groups | 0.14332 | 2535.7164 | 0.0025357 | 5826.4427 | 2.4598e-05 | 65 | Commercial_2027_SC C_GWh_After Competition Groups_65 | Commercial Hot Food Holding Cabinets | 0.00246% | 0.0025357 | 0.14332 | Commercial_2027_SC C_GWh_After Competition Groups_Commercial Hot Food Holding Cabinets
Commercial | Com ¦ Air Curtains | 2027 | SC C | GWh | After Competition Groups | 0.096352 | 5828.9792 | 0.005829 | 5826.4427 | 1.6537e-05 | 66 | Commercial_2027_SC C_GWh_After Competition Groups_66 | Air Curtains | 0.001654% | 0.005829 | 0.096352 | Commercial_2027_SC C_GWh_After Competition Groups_Air Curtains
Commercial | Com ¦ Wall Insulation | 2027 | SC C | GWh | After Competition Groups | 0.055656 | 351.7704 | 0.00035177 | 5826.4427 | 9.5523e-06 | 67 | Commercial_2027_SC C_GWh_After Competition Groups_67 | Wall Insulation | 0.0009552% | 0.00035177 | 0.055656 | Commercial_2027_SC C_GWh_After Competition Groups_Wall Insulation
Commercial | Com ¦ LED RECESSED DOWNLIGHTS | 2027 | SC C | GWh | After Competition Groups | 0.048444 | 6969.6735 | 0.0069697 | 5826.4427 | 8.3144e-06 | 68 | Commercial_2027_SC C_GWh_After Competition Groups_68 | LED RECESSED DOWNLIGHTS | 0.0008314% | 0.0069697 | 0.048444 | Commercial_2027_SC C_GWh_After Competition Groups_LED RECESSED DOWNLIGHTS
Commercial | Com ¦ Energy Recovery Ventilation and Ventilation (Enhanced) | 2027 | SC C | GWh | After Competition Groups | 0.038485 | 0 | 0 | 5826.4427 | 6.6052e-06 | 69 | Commercial_2027_SC C_GWh_After Competition Groups_69 | Energy Recovery Ventilation and Ventilation (Enhanced) | 0.0006605% | 0 | 0.038485 | Commercial_2027_SC C_GWh_After Competition Groups_Energy Recovery Ventilation and Ventilation (Enhanced)
Commercial | Com ¦ High Efficiency Chiller (avg of water and air cooled) | 2027 | SC C | GWh | After Competition Groups | 0.027977 | 7741.9424 | 0.0077419 | 5826.4427 | 4.8018e-06 | 70 | Commercial_2027_SC C_GWh_After Competition Groups_70 | High Efficiency Chiller (avg of water and air cooled) | 0.0004802% | 0.0077419 | 0.027977 | Commercial_2027_SC C_GWh_After Competition Groups_High Efficiency Chiller (avg of water and air cooled)
Commercial | Com ¦ High Efficiency Small Instantaneous Water Heater | 2027 | SC C | GWh | After Competition Groups | 0.025192 | 6494.4175 | 0.0064944 | 5826.4427 | 4.3237e-06 | 71 | Commercial_2027_SC C_GWh_After Competition Groups_71 | High Efficiency Small Instantaneous Water Heater | 0.0004324% | 0.0064944 | 0.025192 | Commercial_2027_SC C_GWh_After Competition Groups_High Efficiency Small Instantaneous Water Heater
Commercial | Com ¦ VSD Air Compressor | 2027 | SC C | GWh | After Competition Groups | 0.018186 | 515.6574 | 0.00051566 | 5826.4427 | 3.1213e-06 | 72 | Commercial_2027_SC C_GWh_After Competition Groups_72 | VSD Air Compressor | 0.0003121% | 0.00051566 | 0.018186 | Commercial_2027_SC C_GWh_After Competition Groups_VSD Air Compressor
Commercial | Com ¦ Room AC (w/ louvered sides) 14 SEER from 12 SEER code | 2027 | SC C | GWh | After Competition Groups | 0.013469 | 2197.1318 | 0.0021971 | 5826.4427 | 2.3117e-06 | 73 | Commercial_2027_SC C_GWh_After Competition Groups_73 | Room AC (w/ louvered sides) 14 SEER from 12 SEER code | 0.0002312% | 0.0021971 | 0.013469 | Commercial_2027_SC C_GWh_After Competition Groups_Room AC (w/ louvered sides) 14 SEER from 12 SEER code
Commercial | Com ¦ EC Plug Fan for Data Center (under cabinet) | 2027 | SC C | GWh | After Competition Groups | 0.011674 | 967.195 | 0.00096719 | 5826.4427 | 2.0036e-06 | 74 | Commercial_2027_SC C_GWh_After Competition Groups_74 | EC Plug Fan for Data Center (under cabinet) | 0.0002004% | 0.00096719 | 0.011674 | Commercial_2027_SC C_GWh_After Competition Groups_EC Plug Fan for Data Center (under cabinet)
Commercial | Com ¦ Networked/Connected - High Impact Application | 2027 | SC C | GWh | After Competition Groups | 0.0021943 | 0.59905 | 5.9905e-07 | 5826.4427 | 3.7661e-07 | 75 | Commercial_2027_SC C_GWh_After Competition Groups_75 | Networked/Connected - High Impact Application | 3.766e-05% | 5.9905e-07 | 0.0021943 | Commercial_2027_SC C_GWh_After Competition Groups_Networked/Connected - High Impact Application
Commercial | Com ¦ Electric Convection Combination Ovens | 2027 | SC C | GWh | After Competition Groups | 0.001941 | 3.7524 | 3.7524e-06 | 5826.4427 | 3.3313e-07 | 76 | Commercial_2027_SC C_GWh_After Competition Groups_76 | Electric Convection Combination Ovens | 3.331e-05% | 3.7524e-06 | 0.001941 | Commercial_2027_SC C_GWh_After Competition Groups_Electric Convection Combination Ovens
Commercial | Com ¦ Networked/Connected - Low Impact Application | 2027 | SC C | GWh | After Competition Groups | 0.00010699 | 0.16203 | 1.6203e-07 | 5826.4427 | 1.8363e-08 | 77 | Commercial_2027_SC C_GWh_After Competition Groups_77 | Networked/Connected - Low Impact Application | 1.836e-06% | 1.6203e-07 | 0.00010699 | Commercial_2027_SC C_GWh_After Competition Groups_Networked/Connected - Low Impact Application
Commercial | Com ¦ Efficient compressor motor | 2027 | SC C | GWh | After Competition Groups | 0 | 0 | 0 | 5826.4427 | 0 | 78 | Commercial_2027_SC C_GWh_After Competition Groups_78 | Efficient compressor motor | 0% | 0 | 0 | Commercial_2027_SC C_GWh_After Competition Groups_Efficient compressor motor
Commercial | Com ¦ Indoor Daylight Sensors/Photocell Dimming Control | 2027 | SC C | GWh | After Competition Groups | 0 | 0 | 0 | 5826.4427 | 0 | 79 | Commercial_2027_SC C_GWh_After Competition Groups_79 | Indoor Daylight Sensors/Photocell Dimming Control | 0% | 0 | 0 | Commercial_2027_SC C_GWh_After Competition Groups_Indoor Daylight Sensors/Photocell Dimming Control
Commercial | Com ¦ Variable Refrigerant Flow Heat Pump | 2027 | SC C | GWh | After Competition Groups | 0 | 0 | 0 | 5826.4427 | 0 | 80 | Commercial_2027_SC C_GWh_After Competition Groups_80 | Variable Refrigerant Flow Heat Pump | 0% | 0 | 0 | Commercial_2027_SC C_GWh_After Competition Groups_Variable Refrigerant Flow Heat Pump
Commercial | Com ¦ ENERGY STAR LED LAMPS (REFLECTOR LAMPs/MR16/PAR 16) | 2027 | SC D | GWh | After Competition Groups | 751.6673 | 0 | 0 | 5375.3942 | 0.13983 | 1 | Commercial_2027_SC D_GWh_After Competition Groups_1 | ENERGY STAR LED LAMPS (REFLECTOR LAMPs/MR16/PAR 16) | 13.98% | 0 | 751.6673 | Commercial_2027_SC D_GWh_After Competition Groups_ENERGY STAR LED LAMPS (REFLECTOR LAMPs/MR16/PAR 16)
Commercial | Com ¦ LED Low/High Bay | 2027 | SC D | GWh | After Competition Groups | 537.8231 | 0 | 0 | 5375.3942 | 0.10005 | 2 | Commercial_2027_SC D_GWh_After Competition Groups_2 | LED Low/High Bay | 10.01% | 0 | 537.8231 | Commercial_2027_SC D_GWh_After Competition Groups_LED Low/High Bay
Commercial | Com ¦ LED Troffer/Surface/Suspended | 2027 | SC D | GWh | After Competition Groups | 516.219 | 0 | 0 | 5375.3942 | 0.096034 | 3 | Commercial_2027_SC D_GWh_After Competition Groups_3 | LED Troffer/Surface/Suspended | 9.603% | 0 | 516.219 | Commercial_2027_SC D_GWh_After Competition Groups_LED Troffer/Surface/Suspended
Commercial | Com ¦ LED EXTERIOR AREA LIGHTS - LED fixture (200W) | 2027 | SC D | GWh | After Competition Groups | 462.0718 | 0 | 0 | 5375.3942 | 0.085961 | 4 | Commercial_2027_SC D_GWh_After Competition Groups_4 | LED EXTERIOR AREA LIGHTS - LED fixture (200W) | 8.596% | 0 | 462.0718 | Commercial_2027_SC D_GWh_After Competition Groups_LED EXTERIOR AREA LIGHTS - LED fixture (200W)
Commercial | Com ¦ LED parking lot fixture | 2027 | SC D | GWh | After Competition Groups | 460.4673 | 0 | 0 | 5375.3942 | 0.085662 | 5 | Commercial_2027_SC D_GWh_After Competition Groups_5 | LED parking lot fixture | 8.566% | 0 | 460.4673 | Commercial_2027_SC D_GWh_After Competition Groups_LED parking lot fixture
Commercial | Com ¦ LED Replacement Lamp (Tube) | 2027 | SC D | GWh | After Competition Groups | 381.4969 | 0 | 0 | 5375.3942 | 0.070971 | 6 | Commercial_2027_SC D_GWh_After Competition Groups_6 | LED Replacement Lamp (Tube) | 7.097% | 0 | 381.4969 | Commercial_2027_SC D_GWh_After Competition Groups_LED Replacement Lamp (Tube)
Commercial | Com ¦ Building Recommissioning, Operations and Maintenance (O&M) Improvements | 2027 | SC D | GWh | After Competition Groups | 277.5688 | 0 | 0 | 5375.3942 | 0.051637 | 7 | Commercial_2027_SC D_GWh_After Competition Groups_7 | Building Recommissioning, Operations and Maintenance (O&M) Improvements | 5.164% | 0 | 277.5688 | Commercial_2027_SC D_GWh_After Competition Groups_Building Recommissioning, Operations and Maintenance (O&M) Improvements
Commercial | Com ¦ LED street light fixture | 2027 | SC D | GWh | After Competition Groups | 208.6703 | 0 | 0 | 5375.3942 | 0.03882 | 8 | Commercial_2027_SC D_GWh_After Competition Groups_8 | LED street light fixture | 3.882% | 0 | 208.6703 | Commercial_2027_SC D_GWh_After Competition Groups_LED street light fixture
Commercial | Com ¦ Furnace Tune-Up | 2027 | SC D | GWh | After Competition Groups | 183.0626 | 0 | 0 | 5375.3942 | 0.034056 | 9 | Commercial_2027_SC D_GWh_After Competition Groups_9 | Furnace Tune-Up | 3.406% | 0 | 183.0626 | Commercial_2027_SC D_GWh_After Competition Groups_Furnace Tune-Up
Commercial | Com ¦ Data Center Storage/Server Virtualization | 2027 | SC D | GWh | After Competition Groups | 168.3395 | 0 | 0 | 5375.3942 | 0.031317 | 10 | Commercial_2027_SC D_GWh_After Competition Groups_10 | Data Center Storage/Server Virtualization | 3.132% | 0 | 168.3395 | Commercial_2027_SC D_GWh_After Competition Groups_Data Center Storage/Server Virtualization
Commercial | Com ¦ Reach-in Shaded Pole to ECM/PSC Evaporator Fan Motor | 2027 | SC D | GWh | After Competition Groups | 141.3187 | 0 | 0 | 5375.3942 | 0.02629 | 11 | Commercial_2027_SC D_GWh_After Competition Groups_11 | Reach-in Shaded Pole to ECM/PSC Evaporator Fan Motor | 2.629% | 0 | 141.3187 | Commercial_2027_SC D_GWh_After Competition Groups_Reach-in Shaded Pole to ECM/PSC Evaporator Fan Motor
Commercial | Com ¦ High Efficiency Air Source Heat Pump | 2027 | SC D | GWh | After Competition Groups | 140.1202 | 0 | 0 | 5375.3942 | 0.026067 | 12 | Commercial_2027_SC D_GWh_After Competition Groups_12 | High Efficiency Air Source Heat Pump | 2.607% | 0 | 140.1202 | Commercial_2027_SC D_GWh_After Competition Groups_High Efficiency Air Source Heat Pump
Commercial | Com ¦ ENERGY STAR LED LAMPS (General Service Lamps) | 2027 | SC D | GWh | After Competition Groups | 95.1137 | 0 | 0 | 5375.3942 | 0.017694 | 13 | Commercial_2027_SC D_GWh_After Competition Groups_13 | ENERGY STAR LED LAMPS (General Service Lamps) | 1.769% | 0 | 95.1137 | Commercial_2027_SC D_GWh_After Competition Groups_ENERGY STAR LED LAMPS (General Service Lamps)
Commercial | Com ¦ Education and Capacity Building/Energy Behavior | 2027 | SC D | GWh | After Competition Groups | 91.9745 | 0 | 0 | 5375.3942 | 0.01711 | 14 | Commercial_2027_SC D_GWh_After Competition Groups_14 | Education and Capacity Building/Energy Behavior | 1.711% | 0 | 91.9745 | Commercial_2027_SC D_GWh_After Competition Groups_Education and Capacity Building/Energy Behavior
Commercial | Com ¦ Strip Curtains | 2027 | SC D | GWh | After Competition Groups | 90.6954 | 0 | 0 | 5375.3942 | 0.016872 | 15 | Commercial_2027_SC D_GWh_After Competition Groups_15 | Strip Curtains | 1.687% | 0 | 90.6954 | Commercial_2027_SC D_GWh_After Competition Groups_Strip Curtains
Commercial | Com ¦ LED or Equivalent Sign Lighting | 2027 | SC D | GWh | After Competition Groups | 81.6213 | 0 | 0 | 5375.3942 | 0.015184 | 16 | Commercial_2027_SC D_GWh_After Competition Groups_16 | LED or Equivalent Sign Lighting | 1.518% | 0 | 81.6213 | Commercial_2027_SC D_GWh_After Competition Groups_LED or Equivalent Sign Lighting
Commercial | Com ¦ Refrigerated Display Case Doors | 2027 | SC D | GWh | After Competition Groups | 76.2359 | 0 | 0 | 5375.3942 | 0.014182 | 17 | Commercial_2027_SC D_GWh_After Competition Groups_17 | Refrigerated Display Case Doors | 1.418% | 0 | 76.2359 | Commercial_2027_SC D_GWh_After Competition Groups_Refrigerated Display Case Doors
Commercial | Com ¦ Advanced BAS/Controllers | 2027 | SC D | GWh | After Competition Groups | 71.7398 | 0 | 0 | 5375.3942 | 0.013346 | 18 | Commercial_2027_SC D_GWh_After Competition Groups_18 | Advanced BAS/Controllers | 1.335% | 0 | 71.7398 | Commercial_2027_SC D_GWh_After Competition Groups_Advanced BAS/Controllers
Commercial | Com ¦ Centrally controlled desktop PC/NETWORK PC POWER MANAGEMENT SOFTWARE | 2027 | SC D | GWh | After Competition Groups | 64.9408 | 0 | 0 | 5375.3942 | 0.012081 | 19 | Commercial_2027_SC D_GWh_After Competition Groups_19 | Centrally controlled desktop PC/NETWORK PC POWER MANAGEMENT SOFTWARE | 1.208% | 0 | 64.9408 | Commercial_2027_SC D_GWh_After Competition Groups_Centrally controlled desktop PC/NETWORK PC POWER MANAGEMENT SOFTWARE
Commercial | Com ¦ Variable Frequency Drive (VFD) | 2027 | SC D | GWh | After Competition Groups | 59.161 | 0 | 0 | 5375.3942 | 0.011006 | 20 | Commercial_2027_SC D_GWh_After Competition Groups_20 | Variable Frequency Drive (VFD) | 1.101% | 0 | 59.161 | Commercial_2027_SC D_GWh_After Competition Groups_Variable Frequency Drive (VFD)
Commercial | Com ¦ Demand Control Ventilation | 2027 | SC D | GWh | After Competition Groups | 55.0818 | 0 | 0 | 5375.3942 | 0.010247 | 21 | Commercial_2027_SC D_GWh_After Competition Groups_21 | Demand Control Ventilation | 1.025% | 0 | 55.0818 | Commercial_2027_SC D_GWh_After Competition Groups_Demand Control Ventilation
Commercial | Com ¦ VFD on Pumps | 2027 | SC D | GWh | After Competition Groups | 54.8855 | 0 | 0 | 5375.3942 | 0.010211 | 22 | Commercial_2027_SC D_GWh_After Competition Groups_22 | VFD on Pumps | 1.021% | 0 | 54.8855 | Commercial_2027_SC D_GWh_After Competition Groups_VFD on Pumps
Commercial | Com ¦ Adaptive Thermostats | 2027 | SC D | GWh | After Competition Groups | 46.1831 | 0 | 0 | 5375.3942 | 0.0085916 | 23 | Commercial_2027_SC D_GWh_After Competition Groups_23 | Adaptive Thermostats | 0.8592% | 0 | 46.1831 | Commercial_2027_SC D_GWh_After Competition Groups_Adaptive Thermostats
Commercial | Com ¦ Unitary Air-Conditioning Unit | 2027 | SC D | GWh | After Competition Groups | 30.1242 | 0 | 0 | 5375.3942 | 0.0056041 | 24 | Commercial_2027_SC D_GWh_After Competition Groups_24 | Unitary Air-Conditioning Unit | 0.5604% | 0 | 30.1242 | Commercial_2027_SC D_GWh_After Competition Groups_Unitary Air-Conditioning Unit
Commercial | Com ¦ ECM MOTORS FOR EVAPORATOR FANS for refrigeration (WALK-IN) | 2027 | SC D | GWh | After Competition Groups | 28.0893 | 0 | 0 | 5375.3942 | 0.0052255 | 25 | Commercial_2027_SC D_GWh_After Competition Groups_25 | ECM MOTORS FOR EVAPORATOR FANS for refrigeration (WALK-IN) | 0.5226% | 0 | 28.0893 | Commercial_2027_SC D_GWh_After Competition Groups_ECM MOTORS FOR EVAPORATOR FANS for refrigeration (WALK-IN)
Commercial | Com ¦ Condensing Unit Heaters or other Efficient Unit Heating System | 2027 | SC D | GWh | After Competition Groups | 27.4107 | 0 | 0 | 5375.3942 | 0.0050993 | 26 | Commercial_2027_SC D_GWh_After Competition Groups_26 | Condensing Unit Heaters or other Efficient Unit Heating System | 0.5099% | 0 | 27.4107 | Commercial_2027_SC D_GWh_After Competition Groups_Condensing Unit Heaters or other Efficient Unit Heating System
Commercial | Com ¦ Air Handler with Dedicated Outdoor Air Systems | 2027 | SC D | GWh | After Competition Groups | 25.2206 | 0 | 0 | 5375.3942 | 0.0046919 | 27 | Commercial_2027_SC D_GWh_After Competition Groups_27 | Air Handler with Dedicated Outdoor Air Systems | 0.4692% | 0 | 25.2206 | Commercial_2027_SC D_GWh_After Competition Groups_Air Handler with Dedicated Outdoor Air Systems
Commercial | Com ¦ Refrigerated Display Case LED | 2027 | SC D | GWh | After Competition Groups | 24.3709 | 0 | 0 | 5375.3942 | 0.0045338 | 28 | Commercial_2027_SC D_GWh_After Competition Groups_28 | Refrigerated Display Case LED | 0.4534% | 0 | 24.3709 | Commercial_2027_SC D_GWh_After Competition Groups_Refrigerated Display Case LED
Commercial | Com ¦ Demand Control Kitchen Ventilation | 2027 | SC D | GWh | After Competition Groups | 23.3439 | 0 | 0 | 5375.3942 | 0.0043427 | 29 | Commercial_2027_SC D_GWh_After Competition Groups_29 | Demand Control Kitchen Ventilation | 0.4343% | 0 | 23.3439 | Commercial_2027_SC D_GWh_After Competition Groups_Demand Control Kitchen Ventilation
Commercial | Com ¦ Evaporator Fan Controls | 2027 | SC D | GWh | After Competition Groups | 22.7619 | 0 | 0 | 5375.3942 | 0.0042345 | 30 | Commercial_2027_SC D_GWh_After Competition Groups_30 | Evaporator Fan Controls | 0.4234% | 0 | 22.7619 | Commercial_2027_SC D_GWh_After Competition Groups_Evaporator Fan Controls
Commercial | Com ¦ Door Gasket Freezer/Refrigerator | 2027 | SC D | GWh | After Competition Groups | 19.4696 | 0 | 0 | 5375.3942 | 0.003622 | 31 | Commercial_2027_SC D_GWh_After Competition Groups_31 | Door Gasket Freezer/Refrigerator | 0.3622% | 0 | 19.4696 | Commercial_2027_SC D_GWh_After Competition Groups_Door Gasket Freezer/Refrigerator
Commercial | Com ¦ ENERGY STAR Griddle (74% eff) | 2027 | SC D | GWh | After Competition Groups | 18.0176 | 0 | 0 | 5375.3942 | 0.0033519 | 32 | Commercial_2027_SC D_GWh_After Competition Groups_32 | ENERGY STAR Griddle (74% eff) | 0.3352% | 0 | 18.0176 | Commercial_2027_SC D_GWh_After Competition Groups_ENERGY STAR Griddle (74% eff)
Commercial | Com ¦ Freezer Case Light Sensor | 2027 | SC D | GWh | After Competition Groups | 15.8809 | 0 | 0 | 5375.3942 | 0.0029544 | 33 | Commercial_2027_SC D_GWh_After Competition Groups_33 | Freezer Case Light Sensor | 0.2954% | 0 | 15.8809 | Commercial_2027_SC D_GWh_After Competition Groups_Freezer Case Light Sensor
Commercial | Com ¦ Chilled Water Optimization | 2027 | SC D | GWh | After Competition Groups | 15.8677 | 0 | 0 | 5375.3942 | 0.0029519 | 34 | Commercial_2027_SC D_GWh_After Competition Groups_34 | Chilled Water Optimization | 0.2952% | 0 | 15.8677 | Commercial_2027_SC D_GWh_After Competition Groups_Chilled Water Optimization
Commercial | Com ¦ Occupancy Sensors | 2027 | SC D | GWh | After Competition Groups | 15.6801 | 0 | 0 | 5375.3942 | 0.002917 | 35 | Commercial_2027_SC D_GWh_After Competition Groups_35 | Occupancy Sensors | 0.2917% | 0 | 15.6801 | Commercial_2027_SC D_GWh_After Competition Groups_Occupancy Sensors
Commercial | Com ¦ Temperature Adjustment in Commercial Freezers | 2027 | SC D | GWh | After Competition Groups | 8.7139 | 0 | 0 | 5375.3942 | 0.0016211 | 36 | Commercial_2027_SC D_GWh_After Competition Groups_36 | Temperature Adjustment in Commercial Freezers | 0.1621% | 0 | 8.7139 | Commercial_2027_SC D_GWh_After Competition Groups_Temperature Adjustment in Commercial Freezers
Commercial | Com ¦ BEVERAGE VENDING MACHINE CONTROLS | 2027 | SC D | GWh | After Competition Groups | 8.4965 | 0 | 0 | 5375.3942 | 0.0015806 | 37 | Commercial_2027_SC D_GWh_After Competition Groups_37 | BEVERAGE VENDING MACHINE CONTROLS | 0.1581% | 0 | 8.4965 | Commercial_2027_SC D_GWh_After Competition Groups_BEVERAGE VENDING MACHINE CONTROLS
Commercial | Com ¦ Elec Storage WH 2.30 Et | 2027 | SC D | GWh | After Competition Groups | 8.3258 | 0 | 0 | 5375.3942 | 0.0015489 | 38 | Commercial_2027_SC D_GWh_After Competition Groups_38 | Elec Storage WH 2.30 Et | 0.1549% | 0 | 8.3258 | Commercial_2027_SC D_GWh_After Competition Groups_Elec Storage WH 2.30 Et
Commercial | Com ¦ Outside Air Economizer | 2027 | SC D | GWh | After Competition Groups | 6.5758 | 0 | 0 | 5375.3942 | 0.0012233 | 39 | Commercial_2027_SC D_GWh_After Competition Groups_39 | Outside Air Economizer | 0.1223% | 0 | 6.5758 | Commercial_2027_SC D_GWh_After Competition Groups_Outside Air Economizer
Commercial | Com ¦ ENERGY STAR Fryer (84% eff) | 2027 | SC D | GWh | After Competition Groups | 6.4729 | 0 | 0 | 5375.3942 | 0.0012042 | 40 | Commercial_2027_SC D_GWh_After Competition Groups_40 | ENERGY STAR Fryer (84% eff) | 0.1204% | 0 | 6.4729 | Commercial_2027_SC D_GWh_After Competition Groups_ENERGY STAR Fryer (84% eff)
Commercial | Com ¦ CO Sensors for parking garage exhaust fans | 2027 | SC D | GWh | After Competition Groups | 6.4345 | 0 | 0 | 5375.3942 | 0.001197 | 41 | Commercial_2027_SC D_GWh_After Competition Groups_41 | CO Sensors for parking garage exhaust fans | 0.1197% | 0 | 6.4345 | Commercial_2027_SC D_GWh_After Competition Groups_CO Sensors for parking garage exhaust fans
Commercial | Com ¦ Vertical Night Covers | 2027 | SC D | GWh | After Competition Groups | 6.4117 | 0 | 0 | 5375.3942 | 0.0011928 | 42 | Commercial_2027_SC D_GWh_After Competition Groups_42 | Vertical Night Covers | 0.1193% | 0 | 6.4117 | Commercial_2027_SC D_GWh_After Competition Groups_Vertical Night Covers
Commercial | Com ¦ Energy Efficient Laboratory Fume Hood | 2027 | SC D | GWh | After Competition Groups | 6.1731 | 0 | 0 | 5375.3942 | 0.0011484 | 43 | Commercial_2027_SC D_GWh_After Competition Groups_43 | Energy Efficient Laboratory Fume Hood | 0.1148% | 0 | 6.1731 | Commercial_2027_SC D_GWh_After Competition Groups_Energy Efficient Laboratory Fume Hood
Commercial | Com ¦ Duct Insulation, R8 | 2027 | SC D | GWh | After Competition Groups | 6.0913 | 0 | 0 | 5375.3942 | 0.0011332 | 44 | Commercial_2027_SC D_GWh_After Competition Groups_44 | Duct Insulation, R8 | 0.1133% | 0 | 6.0913 | Commercial_2027_SC D_GWh_After Competition Groups_Duct Insulation, R8
Commercial | Com ¦ Water Heating (DHW) Pipe Insulation (Add 3/4\ Foam)" | 2027 | SC D | GWh | After Competition Groups | 5.52 | 0 | 0 | 5375.3942 | 0.0010269 | 45 | Commercial_2027_SC D_GWh_After Competition Groups_45 | Water Heating (DHW) Pipe Insulation (Add 3/4\ Foam)" | 0.1027% | 0 | 5.52 | Commercial_2027_SC D_GWh_After Competition Groups_Water Heating (DHW) Pipe Insulation (Add 3/4\ Foam)"
Commercial | Com ¦ Water Source Heat Pump (4 ton) | 2027 | SC D | GWh | After Competition Groups | 5.3094 | 0 | 0 | 5375.3942 | 0.00098773 | 46 | Commercial_2027_SC D_GWh_After Competition Groups_46 | Water Source Heat Pump (4 ton) | 0.09877% | 0 | 5.3094 | Commercial_2027_SC D_GWh_After Competition Groups_Water Source Heat Pump (4 ton)
Commercial | Com ¦ Suction Pipe Insulation Freezer/Refrigerator | 2027 | SC D | GWh | After Competition Groups | 3.385 | 0 | 0 | 5375.3942 | 0.00062972 | 47 | Commercial_2027_SC D_GWh_After Competition Groups_47 | Suction Pipe Insulation Freezer/Refrigerator | 0.06297% | 0 | 3.385 | Commercial_2027_SC D_GWh_After Competition Groups_Suction Pipe Insulation Freezer/Refrigerator
Commercial | Com ¦ ENERGY STAR Steam Cookers | 2027 | SC D | GWh | After Competition Groups | 3.0966 | 0 | 0 | 5375.3942 | 0.00057607 | 48 | Commercial_2027_SC D_GWh_After Competition Groups_48 | ENERGY STAR Steam Cookers | 0.05761% | 0 | 3.0966 | Commercial_2027_SC D_GWh_After Competition Groups_ENERGY STAR Steam Cookers
Commercial | Com ¦ ENERGY STAR Dishwasher | 2027 | SC D | GWh | After Competition Groups | 2.9788 | 0 | 0 | 5375.3942 | 0.00055415 | 49 | Commercial_2027_SC D_GWh_After Competition Groups_49 | ENERGY STAR Dishwasher | 0.05542% | 0 | 2.9788 | Commercial_2027_SC D_GWh_After Competition Groups_ENERGY STAR Dishwasher
Commercial | Com ¦ Thermostat Setback | 2027 | SC D | GWh | After Competition Groups | 1.9445 | 0 | 0 | 5375.3942 | 0.00036174 | 50 | Commercial_2027_SC D_GWh_After Competition Groups_50 | Thermostat Setback | 0.03617% | 0 | 1.9445 | Commercial_2027_SC D_GWh_After Competition Groups_Thermostat Setback
Commercial | Com ¦ Ozone Laundry Treatment | 2027 | SC D | GWh | After Competition Groups | 1.2719 | 0 | 0 | 5375.3942 | 0.00023662 | 51 | Commercial_2027_SC D_GWh_After Competition Groups_51 | Ozone Laundry Treatment | 0.02366% | 0 | 1.2719 | Commercial_2027_SC D_GWh_After Competition Groups_Ozone Laundry Treatment
Commercial | Com ¦ Condensing Make Up Air Unit | 2027 | SC D | GWh | After Competition Groups | 1.0966 | 0 | 0 | 5375.3942 | 0.000204 | 52 | Commercial_2027_SC D_GWh_After Competition Groups_52 | Condensing Make Up Air Unit | 0.0204% | 0 | 1.0966 | Commercial_2027_SC D_GWh_After Competition Groups_Condensing Make Up Air Unit
Commercial | Com ¦ ECM MOTORS FOR HVAC APPLICATION (FAN-POWERED VAV BOX) | 2027 | SC D | GWh | After Competition Groups | 0.84667 | 0 | 0 | 5375.3942 | 0.00015751 | 53 | Commercial_2027_SC D_GWh_After Competition Groups_53 | ECM MOTORS FOR HVAC APPLICATION (FAN-POWERED VAV BOX) | 0.01575% | 0 | 0.84667 | Commercial_2027_SC D_GWh_After Competition Groups_ECM MOTORS FOR HVAC APPLICATION (FAN-POWERED VAV BOX)
Commercial | Com ¦ CEE Tier 2/Energy Star Clothes Washers | 2027 | SC D | GWh | After Competition Groups | 0.63087 | 0 | 0 | 5375.3942 | 0.00011736 | 54 | Commercial_2027_SC D_GWh_After Competition Groups_54 | CEE Tier 2/Energy Star Clothes Washers | 0.01174% | 0 | 0.63087 | Commercial_2027_SC D_GWh_After Competition Groups_CEE Tier 2/Energy Star Clothes Washers
Commercial | Com ¦ Demand controlled Circulating Systems | 2027 | SC D | GWh | After Competition Groups | 0.37817 | 0 | 0 | 5375.3942 | 7.0351e-05 | 55 | Commercial_2027_SC D_GWh_After Competition Groups_55 | Demand controlled Circulating Systems | 0.007035% | 0 | 0.37817 | Commercial_2027_SC D_GWh_After Competition Groups_Demand controlled Circulating Systems
Commercial | Com ¦ Auto Off Time Switch or Time Clock control | 2027 | SC D | GWh | After Competition Groups | 0.35389 | 0 | 0 | 5375.3942 | 6.5835e-05 | 56 | Commercial_2027_SC D_GWh_After Competition Groups_56 | Auto Off Time Switch or Time Clock control | 0.006584% | 0 | 0.35389 | Commercial_2027_SC D_GWh_After Competition Groups_Auto Off Time Switch or Time Clock control
Commercial | Com ¦ Notched V belts for HVAC Systems | 2027 | SC D | GWh | After Competition Groups | 0.35275 | 0 | 0 | 5375.3942 | 6.5624e-05 | 57 | Commercial_2027_SC D_GWh_After Competition Groups_57 | Notched V belts for HVAC Systems | 0.006562% | 0 | 0.35275 | Commercial_2027_SC D_GWh_After Competition Groups_Notched V belts for HVAC Systems
Commercial | Com ¦ Low Flow Pre-Rinse Spray Nozzle | 2027 | SC D | GWh | After Competition Groups | 0.3477 | 0 | 0 | 5375.3942 | 6.4684e-05 | 58 | Commercial_2027_SC D_GWh_After Competition Groups_58 | Low Flow Pre-Rinse Spray Nozzle | 0.006468% | 0 | 0.3477 | Commercial_2027_SC D_GWh_After Competition Groups_Low Flow Pre-Rinse Spray Nozzle
Commercial | COM ¦ Ductless Mini-Split Heat Pumps | 2027 | SC D | GWh | After Competition Groups | 0.32236 | 0 | 0 | 5375.3942 | 5.9969e-05 | 59 | Commercial_2027_SC D_GWh_After Competition Groups_59 | Ductless Mini-Split Heat Pumps | 0.005997% | 0 | 0.32236 | Commercial_2027_SC D_GWh_After Competition Groups_Ductless Mini-Split Heat Pumps
Commercial | Com ¦ Solar Water Preheat (Pools/DHW) | 2027 | SC D | GWh | After Competition Groups | 0.29182 | 0 | 0 | 5375.3942 | 5.4288e-05 | 60 | Commercial_2027_SC D_GWh_After Competition Groups_60 | Solar Water Preheat (Pools/DHW) | 0.005429% | 0 | 0.29182 | Commercial_2027_SC D_GWh_After Competition Groups_Solar Water Preheat (Pools/DHW)
Commercial | Com ¦ HVAC Optimization | 2027 | SC D | GWh | After Competition Groups | 0.2333 | 0 | 0 | 5375.3942 | 4.3402e-05 | 61 | Commercial_2027_SC D_GWh_After Competition Groups_61 | HVAC Optimization | 0.00434% | 0 | 0.2333 | Commercial_2027_SC D_GWh_After Competition Groups_HVAC Optimization
Commercial | Com ¦ PTAC (12 EER/10,000 BTU) | 2027 | SC D | GWh | After Competition Groups | 0.21398 | 0 | 0 | 5375.3942 | 3.9807e-05 | 62 | Commercial_2027_SC D_GWh_After Competition Groups_62 | PTAC (12 EER/10,000 BTU) | 0.003981% | 0 | 0.21398 | Commercial_2027_SC D_GWh_After Competition Groups_PTAC (12 EER/10,000 BTU)
Commercial | Com ¦ Commercial Hot Food Holding Cabinets | 2027 | SC D | GWh | After Competition Groups | 0.14332 | 0 | 0 | 5375.3942 | 2.6662e-05 | 63 | Commercial_2027_SC D_GWh_After Competition Groups_63 | Commercial Hot Food Holding Cabinets | 0.002666% | 0 | 0.14332 | Commercial_2027_SC D_GWh_After Competition Groups_Commercial Hot Food Holding Cabinets
Commercial | Com ¦ Air Curtains | 2027 | SC D | GWh | After Competition Groups | 0.083968 | 0 | 0 | 5375.3942 | 1.5621e-05 | 64 | Commercial_2027_SC D_GWh_After Competition Groups_64 | Air Curtains | 0.001562% | 0 | 0.083968 | Commercial_2027_SC D_GWh_After Competition Groups_Air Curtains
Commercial | Com ¦ Wall Insulation | 2027 | SC D | GWh | After Competition Groups | 0.049931 | 0 | 0 | 5375.3942 | 9.2887e-06 | 65 | Commercial_2027_SC D_GWh_After Competition Groups_65 | Wall Insulation | 0.0009289% | 0 | 0.049931 | Commercial_2027_SC D_GWh_After Competition Groups_Wall Insulation
Commercial | Com ¦ LED RECESSED DOWNLIGHTS | 2027 | SC D | GWh | After Competition Groups | 0.040091 | 0 | 0 | 5375.3942 | 7.4583e-06 | 66 | Commercial_2027_SC D_GWh_After Competition Groups_66 | LED RECESSED DOWNLIGHTS | 0.0007458% | 0 | 0.040091 | Commercial_2027_SC D_GWh_After Competition Groups_LED RECESSED DOWNLIGHTS
Commercial | Com ¦ Energy Recovery Ventilation and Ventilation (Enhanced) | 2027 | SC D | GWh | After Competition Groups | 0.024958 | 0 | 0 | 5375.3942 | 4.643e-06 | 67 | Commercial_2027_SC D_GWh_After Competition Groups_67 | Energy Recovery Ventilation and Ventilation (Enhanced) | 0.0004643% | 0 | 0.024958 | Commercial_2027_SC D_GWh_After Competition Groups_Energy Recovery Ventilation and Ventilation (Enhanced)
Commercial | Com ¦ High Efficiency Small Instantaneous Water Heater | 2027 | SC D | GWh | After Competition Groups | 0.021446 | 0 | 0 | 5375.3942 | 3.9897e-06 | 68 | Commercial_2027_SC D_GWh_After Competition Groups_68 | High Efficiency Small Instantaneous Water Heater | 0.000399% | 0 | 0.021446 | Commercial_2027_SC D_GWh_After Competition Groups_High Efficiency Small Instantaneous Water Heater
Commercial | Com ¦ VSD Air Compressor | 2027 | SC D | GWh | After Competition Groups | 0.018186 | 0 | 0 | 5375.3942 | 3.3832e-06 | 69 | Commercial_2027_SC D_GWh_After Competition Groups_69 | VSD Air Compressor | 0.0003383% | 0 | 0.018186 | Commercial_2027_SC D_GWh_After Competition Groups_VSD Air Compressor
Commercial | Com ¦ High Efficiency Chiller (avg of water and air cooled) | 2027 | SC D | GWh | After Competition Groups | 0.014394 | 0 | 0 | 5375.3942 | 2.6777e-06 | 70 | Commercial_2027_SC D_GWh_After Competition Groups_70 | High Efficiency Chiller (avg of water and air cooled) | 0.0002678% | 0 | 0.014394 | Commercial_2027_SC D_GWh_After Competition Groups_High Efficiency Chiller (avg of water and air cooled)
Commercial | Com ¦ Room AC (w/ louvered sides) 14 SEER from 12 SEER code | 2027 | SC D | GWh | After Competition Groups | 0.013457 | 0 | 0 | 5375.3942 | 2.5035e-06 | 71 | Commercial_2027_SC D_GWh_After Competition Groups_71 | Room AC (w/ louvered sides) 14 SEER from 12 SEER code | 0.0002503% | 0 | 0.013457 | Commercial_2027_SC D_GWh_After Competition Groups_Room AC (w/ louvered sides) 14 SEER from 12 SEER code
Commercial | Com ¦ EC Plug Fan for Data Center (under cabinet) | 2027 | SC D | GWh | After Competition Groups | 0.01047 | 0 | 0 | 5375.3942 | 1.9478e-06 | 72 | Commercial_2027_SC D_GWh_After Competition Groups_72 | EC Plug Fan for Data Center (under cabinet) | 0.0001948% | 0 | 0.01047 | Commercial_2027_SC D_GWh_After Competition Groups_EC Plug Fan for Data Center (under cabinet)
Commercial | Com ¦ LLLC - High Impact Application | 2027 | SC D | GWh | After Competition Groups | 0.0059758 | 0 | 0 | 5375.3942 | 1.1117e-06 | 73 | Commercial_2027_SC D_GWh_After Competition Groups_73 | LLLC - High Impact Application | 0.0001112% | 0 | 0.0059758 | Commercial_2027_SC D_GWh_After Competition Groups_LLLC - High Impact Application
Commercial | Com ¦ Electric Convection Combination Ovens | 2027 | SC D | GWh | After Competition Groups | 0.001941 | 0 | 0 | 5375.3942 | 3.6108e-07 | 74 | Commercial_2027_SC D_GWh_After Competition Groups_74 | Electric Convection Combination Ovens | 3.611e-05% | 0 | 0.001941 | Commercial_2027_SC D_GWh_After Competition Groups_Electric Convection Combination Ovens
Commercial | Com ¦ LLLC - Low Impact Application | 2027 | SC D | GWh | After Competition Groups | 0.0004626 | 0 | 0 | 5375.3942 | 8.6059e-08 | 75 | Commercial_2027_SC D_GWh_After Competition Groups_75 | LLLC - Low Impact Application | 8.606e-06% | 0 | 0.0004626 | Commercial_2027_SC D_GWh_After Competition Groups_LLLC - Low Impact Application
Commercial | Com ¦ Networked/Connected - Low Impact Application | 2027 | SC D | GWh | After Competition Groups | 1.423e-07 | 0 | 0 | 5375.3942 | 2.6472e-11 | 76 | Commercial_2027_SC D_GWh_After Competition Groups_76 | Networked/Connected - Low Impact Application | 2.647e-09% | 0 | 1.423e-07 | Commercial_2027_SC D_GWh_After Competition Groups_Networked/Connected - Low Impact Application
Commercial | Com ¦ Networked/Connected - High Impact Application | 2027 | SC D | GWh | After Competition Groups | 5.4418e-09 | 0 | 0 | 5375.3942 | 1.0124e-12 | 77 | Commercial_2027_SC D_GWh_After Competition Groups_77 | Networked/Connected - High Impact Application | 1.012e-10% | 0 | 5.4418e-09 | Commercial_2027_SC D_GWh_After Competition Groups_Networked/Connected - High Impact Application
Commercial | Com ¦ Efficient compressor motor | 2027 | SC D | GWh | After Competition Groups | 0 | 0 | 0 | 5375.3942 | 0 | 78 | Commercial_2027_SC D_GWh_After Competition Groups_78 | Efficient compressor motor | 0% | 0 | 0 | Commercial_2027_SC D_GWh_After Competition Groups_Efficient compressor motor
Commercial | Com ¦ Indoor Daylight Sensors/Photocell Dimming Control | 2027 | SC D | GWh | After Competition Groups | 0 | 0 | 0 | 5375.3942 | 0 | 79 | Commercial_2027_SC D_GWh_After Competition Groups_79 | Indoor Daylight Sensors/Photocell Dimming Control | 0% | 0 | 0 | Commercial_2027_SC D_GWh_After Competition Groups_Indoor Daylight Sensors/Photocell Dimming Control
Commercial | Com ¦ Variable Refrigerant Flow Heat Pump | 2027 | SC D | GWh | After Competition Groups | 0 | 0 | 0 | 5375.3942 | 0 | 80 | Commercial_2027_SC D_GWh_After Competition Groups_80 | Variable Refrigerant Flow Heat Pump | 0% | 0 | 0 | Commercial_2027_SC D_GWh_After Competition Groups_Variable Refrigerant Flow Heat Pump
Commercial | Com ¦ Building Recommissioning, Operations and Maintenance (O&M) Improvements | 2027 | Technical | GWh | After Competition Groups | 2165.6679 | 0 | 0 | 16725.1955 | 0.12949 | 1 | Commercial_2027_Technical_GWh_After Competition Groups_1 | Building Recommissioning, Operations and Maintenance (O&M) Improvements | 12.95% | 0 | 2165.6679 | Commercial_2027_Technical_GWh_After Competition Groups_Building Recommissioning, Operations and Maintenance (O&M) Improvements
Commercial | Com ¦ LED Low/High Bay | 2027 | Technical | GWh | After Competition Groups | 1327.7301 | 0 | 0 | 16725.1955 | 0.079385 | 2 | Commercial_2027_Technical_GWh_After Competition Groups_2 | LED Low/High Bay | 7.939% | 0 | 1327.7301 | Commercial_2027_Technical_GWh_After Competition Groups_LED Low/High Bay
Commercial | Com ¦ Central Lighting Control System | 2027 | Technical | GWh | After Competition Groups | 1225.7342 | 0 | 0 | 16725.1955 | 0.073287 | 3 | Commercial_2027_Technical_GWh_After Competition Groups_3 | Central Lighting Control System | 7.329% | 0 | 1225.7342 | Commercial_2027_Technical_GWh_After Competition Groups_Central Lighting Control System
Commercial | Com ¦ LED Troffer/Surface/Suspended | 2027 | Technical | GWh | After Competition Groups | 1081.5935 | 0 | 0 | 16725.1955 | 0.064669 | 4 | Commercial_2027_Technical_GWh_After Competition Groups_4 | LED Troffer/Surface/Suspended | 6.467% | 0 | 1081.5935 | Commercial_2027_Technical_GWh_After Competition Groups_LED Troffer/Surface/Suspended
Commercial | Com ¦ ENERGY STAR LED LAMPS (REFLECTOR LAMPs/MR16/PAR 16) | 2027 | Technical | GWh | After Competition Groups | 1021.2885 | 0 | 0 | 16725.1955 | 0.061063 | 5 | Commercial_2027_Technical_GWh_After Competition Groups_5 | ENERGY STAR LED LAMPS (REFLECTOR LAMPs/MR16/PAR 16) | 6.106% | 0 | 1021.2885 | Commercial_2027_Technical_GWh_After Competition Groups_ENERGY STAR LED LAMPS (REFLECTOR LAMPs/MR16/PAR 16)
Commercial | Com ¦ Education and Capacity Building/Energy Behavior | 2027 | Technical | GWh | After Competition Groups | 814.5537 | 0 | 0 | 16725.1955 | 0.048702 | 6 | Commercial_2027_Technical_GWh_After Competition Groups_6 | Education and Capacity Building/Energy Behavior | 4.87% | 0 | 814.5537 | Commercial_2027_Technical_GWh_After Competition Groups_Education and Capacity Building/Energy Behavior
Commercial | Com ¦ LED EXTERIOR AREA LIGHTS - LED fixture (200W) | 2027 | Technical | GWh | After Competition Groups | 606.7527 | 0 | 0 | 16725.1955 | 0.036278 | 7 | Commercial_2027_Technical_GWh_After Competition Groups_7 | LED EXTERIOR AREA LIGHTS - LED fixture (200W) | 3.628% | 0 | 606.7527 | Commercial_2027_Technical_GWh_After Competition Groups_LED EXTERIOR AREA LIGHTS - LED fixture (200W)
Commercial | Com ¦ Furnace Tune-Up | 2027 | Technical | GWh | After Competition Groups | 594.6786 | 0 | 0 | 16725.1955 | 0.035556 | 8 | Commercial_2027_Technical_GWh_After Competition Groups_8 | Furnace Tune-Up | 3.556% | 0 | 594.6786 | Commercial_2027_Technical_GWh_After Competition Groups_Furnace Tune-Up
Commercial | Com ¦ LED parking lot fixture | 2027 | Technical | GWh | After Competition Groups | 583.5478 | 0 | 0 | 16725.1955 | 0.03489 | 9 | Commercial_2027_Technical_GWh_After Competition Groups_9 | LED parking lot fixture | 3.489% | 0 | 583.5478 | Commercial_2027_Technical_GWh_After Competition Groups_LED parking lot fixture
Commercial | Com ¦ LED Replacement Lamp (Tube) | 2027 | Technical | GWh | After Competition Groups | 469.8443 | 0 | 0 | 16725.1955 | 0.028092 | 10 | Commercial_2027_Technical_GWh_After Competition Groups_10 | LED Replacement Lamp (Tube) | 2.809% | 0 | 469.8443 | Commercial_2027_Technical_GWh_After Competition Groups_LED Replacement Lamp (Tube)
Commercial | Com ¦ Smart Strip Plug Outlets | 2027 | Technical | GWh | After Competition Groups | 457.2696 | 0 | 0 | 16725.1955 | 0.02734 | 11 | Commercial_2027_Technical_GWh_After Competition Groups_11 | Smart Strip Plug Outlets | 2.734% | 0 | 457.2696 | Commercial_2027_Technical_GWh_After Competition Groups_Smart Strip Plug Outlets
Commercial | Com ¦ High Efficiency Air Source Heat Pump | 2027 | Technical | GWh | After Competition Groups | 437.1966 | 0 | 0 | 16725.1955 | 0.02614 | 12 | Commercial_2027_Technical_GWh_After Competition Groups_12 | High Efficiency Air Source Heat Pump | 2.614% | 0 | 437.1966 | Commercial_2027_Technical_GWh_After Competition Groups_High Efficiency Air Source Heat Pump
Commercial | Com ¦ Variable Refrigerant Flow Heat Pump | 2027 | Technical | GWh | After Competition Groups | 429.2287 | 0 | 0 | 16725.1955 | 0.025664 | 13 | Commercial_2027_Technical_GWh_After Competition Groups_13 | Variable Refrigerant Flow Heat Pump | 2.566% | 0 | 429.2287 | Commercial_2027_Technical_GWh_After Competition Groups_Variable Refrigerant Flow Heat Pump
Commercial | Com ¦ LED street light fixture | 2027 | Technical | GWh | After Competition Groups | 358.9435 | 0 | 0 | 16725.1955 | 0.021461 | 14 | Commercial_2027_Technical_GWh_After Competition Groups_14 | LED street light fixture | 2.146% | 0 | 358.9435 | Commercial_2027_Technical_GWh_After Competition Groups_LED street light fixture
Commercial | Com ¦ Advanced BAS/Controllers | 2027 | Technical | GWh | After Competition Groups | 322.7585 | 0 | 0 | 16725.1955 | 0.019298 | 15 | Commercial_2027_Technical_GWh_After Competition Groups_15 | Advanced BAS/Controllers | 1.93% | 0 | 322.7585 | Commercial_2027_Technical_GWh_After Competition Groups_Advanced BAS/Controllers
Commercial | Com ¦ Refrigerated Display Case Doors | 2027 | Technical | GWh | After Competition Groups | 304.6815 | 0 | 0 | 16725.1955 | 0.018217 | 16 | Commercial_2027_Technical_GWh_After Competition Groups_16 | Refrigerated Display Case Doors | 1.822% | 0 | 304.6815 | Commercial_2027_Technical_GWh_After Competition Groups_Refrigerated Display Case Doors
Commercial | Com ¦ Data Center Storage/Server Virtualization | 2027 | Technical | GWh | After Competition Groups | 288.6261 | 0 | 0 | 16725.1955 | 0.017257 | 17 | Commercial_2027_Technical_GWh_After Competition Groups_17 | Data Center Storage/Server Virtualization | 1.726% | 0 | 288.6261 | Commercial_2027_Technical_GWh_After Competition Groups_Data Center Storage/Server Virtualization
Commercial | Com ¦ Demand Control Ventilation | 2027 | Technical | GWh | After Competition Groups | 278.2862 | 0 | 0 | 16725.1955 | 0.016639 | 18 | Commercial_2027_Technical_GWh_After Competition Groups_18 | Demand Control Ventilation | 1.664% | 0 | 278.2862 | Commercial_2027_Technical_GWh_After Competition Groups_Demand Control Ventilation
Commercial | Com ¦ Strip Curtains | 2027 | Technical | GWh | After Competition Groups | 238.5171 | 0 | 0 | 16725.1955 | 0.014261 | 19 | Commercial_2027_Technical_GWh_After Competition Groups_19 | Strip Curtains | 1.426% | 0 | 238.5171 | Commercial_2027_Technical_GWh_After Competition Groups_Strip Curtains
Commercial | Com ¦ Reach-in Shaded Pole to ECM/PSC Evaporator Fan Motor | 2027 | Technical | GWh | After Competition Groups | 219.6104 | 0 | 0 | 16725.1955 | 0.013131 | 20 | Commercial_2027_Technical_GWh_After Competition Groups_20 | Reach-in Shaded Pole to ECM/PSC Evaporator Fan Motor | 1.313% | 0 | 219.6104 | Commercial_2027_Technical_GWh_After Competition Groups_Reach-in Shaded Pole to ECM/PSC Evaporator Fan Motor
Commercial | Com ¦ Variable Frequency Drive (VFD) | 2027 | Technical | GWh | After Competition Groups | 197.1148 | 0 | 0 | 16725.1955 | 0.011785 | 21 | Commercial_2027_Technical_GWh_After Competition Groups_21 | Variable Frequency Drive (VFD) | 1.179% | 0 | 197.1148 | Commercial_2027_Technical_GWh_After Competition Groups_Variable Frequency Drive (VFD)
Commercial | Com ¦ Centrally controlled desktop PC/NETWORK PC POWER MANAGEMENT SOFTWARE | 2027 | Technical | GWh | After Competition Groups | 190.6342 | 0 | 0 | 16725.1955 | 0.011398 | 22 | Commercial_2027_Technical_GWh_After Competition Groups_22 | Centrally controlled desktop PC/NETWORK PC POWER MANAGEMENT SOFTWARE | 1.14% | 0 | 190.6342 | Commercial_2027_Technical_GWh_After Competition Groups_Centrally controlled desktop PC/NETWORK PC POWER MANAGEMENT SOFTWARE
Commercial | Com ¦ Door Gasket Freezer/Refrigerator | 2027 | Technical | GWh | After Competition Groups | 190.4754 | 0 | 0 | 16725.1955 | 0.011389 | 23 | Commercial_2027_Technical_GWh_After Competition Groups_23 | Door Gasket Freezer/Refrigerator | 1.139% | 0 | 190.4754 | Commercial_2027_Technical_GWh_After Competition Groups_Door Gasket Freezer/Refrigerator
Commercial | Com ¦ VFD on Pumps | 2027 | Technical | GWh | After Competition Groups | 184.476 | 0 | 0 | 16725.1955 | 0.01103 | 24 | Commercial_2027_Technical_GWh_After Competition Groups_24 | VFD on Pumps | 1.103% | 0 | 184.476 | Commercial_2027_Technical_GWh_After Competition Groups_VFD on Pumps
Commercial | Com ¦ LED or Equivalent Sign Lighting | 2027 | Technical | GWh | After Competition Groups | 161.3998 | 0 | 0 | 16725.1955 | 0.0096501 | 25 | Commercial_2027_Technical_GWh_After Competition Groups_25 | LED or Equivalent Sign Lighting | 0.965% | 0 | 161.3998 | Commercial_2027_Technical_GWh_After Competition Groups_LED or Equivalent Sign Lighting
Commercial | Com ¦ Refrigeration Optimization | 2027 | Technical | GWh | After Competition Groups | 153.4173 | 0 | 0 | 16725.1955 | 0.0091728 | 26 | Commercial_2027_Technical_GWh_After Competition Groups_26 | Refrigeration Optimization | 0.9173% | 0 | 153.4173 | Commercial_2027_Technical_GWh_After Competition Groups_Refrigeration Optimization
Commercial | Com ¦ Air Handler with Dedicated Outdoor Air Systems | 2027 | Technical | GWh | After Competition Groups | 150.4453 | 0 | 0 | 16725.1955 | 0.0089951 | 27 | Commercial_2027_Technical_GWh_After Competition Groups_27 | Air Handler with Dedicated Outdoor Air Systems | 0.8995% | 0 | 150.4453 | Commercial_2027_Technical_GWh_After Competition Groups_Air Handler with Dedicated Outdoor Air Systems
Commercial | Com ¦ Adaptive Thermostats | 2027 | Technical | GWh | After Competition Groups | 140.7271 | 0 | 0 | 16725.1955 | 0.0084141 | 28 | Commercial_2027_Technical_GWh_After Competition Groups_28 | Adaptive Thermostats | 0.8414% | 0 | 140.7271 | Commercial_2027_Technical_GWh_After Competition Groups_Adaptive Thermostats
Commercial | Com ¦ Unitary Air-Conditioning Unit | 2027 | Technical | GWh | After Competition Groups | 131.0187 | 0 | 0 | 16725.1955 | 0.0078336 | 29 | Commercial_2027_Technical_GWh_After Competition Groups_29 | Unitary Air-Conditioning Unit | 0.7834% | 0 | 131.0187 | Commercial_2027_Technical_GWh_After Competition Groups_Unitary Air-Conditioning Unit
Commercial | Com ¦ ENERGY STAR LED LAMPS (General Service Lamps) | 2027 | Technical | GWh | After Competition Groups | 118.029 | 0 | 0 | 16725.1955 | 0.007057 | 30 | Commercial_2027_Technical_GWh_After Competition Groups_30 | ENERGY STAR LED LAMPS (General Service Lamps) | 0.7057% | 0 | 118.029 | Commercial_2027_Technical_GWh_After Competition Groups_ENERGY STAR LED LAMPS (General Service Lamps)
Commercial | Com ¦ ENERGY STAR FREEZER | 2027 | Technical | GWh | After Competition Groups | 112.0197 | 0 | 0 | 16725.1955 | 0.0066977 | 31 | Commercial_2027_Technical_GWh_After Competition Groups_31 | ENERGY STAR FREEZER | 0.6698% | 0 | 112.0197 | Commercial_2027_Technical_GWh_After Competition Groups_ENERGY STAR FREEZER
Commercial | Com ¦ Refrigerated Display Case LED | 2027 | Technical | GWh | After Competition Groups | 108.4722 | 0 | 0 | 16725.1955 | 0.0064856 | 32 | Commercial_2027_Technical_GWh_After Competition Groups_32 | Refrigerated Display Case LED | 0.6486% | 0 | 108.4722 | Commercial_2027_Technical_GWh_After Competition Groups_Refrigerated Display Case LED
Commercial | Com ¦ Demand Control Kitchen Ventilation | 2027 | Technical | GWh | After Competition Groups | 96.3357 | 0 | 0 | 16725.1955 | 0.0057599 | 33 | Commercial_2027_Technical_GWh_After Competition Groups_33 | Demand Control Kitchen Ventilation | 0.576% | 0 | 96.3357 | Commercial_2027_Technical_GWh_After Competition Groups_Demand Control Kitchen Ventilation
Commercial | Com ¦ Indoor Daylight Sensors/Photocell Dimming Control | 2027 | Technical | GWh | After Competition Groups | 96.0145 | 0 | 0 | 16725.1955 | 0.0057407 | 34 | Commercial_2027_Technical_GWh_After Competition Groups_34 | Indoor Daylight Sensors/Photocell Dimming Control | 0.5741% | 0 | 96.0145 | Commercial_2027_Technical_GWh_After Competition Groups_Indoor Daylight Sensors/Photocell Dimming Control
Commercial | Com ¦ ECM MOTORS FOR EVAPORATOR FANS for refrigeration (WALK-IN) | 2027 | Technical | GWh | After Competition Groups | 93.3773 | 0 | 0 | 16725.1955 | 0.005583 | 35 | Commercial_2027_Technical_GWh_After Competition Groups_35 | ECM MOTORS FOR EVAPORATOR FANS for refrigeration (WALK-IN) | 0.5583% | 0 | 93.3773 | Commercial_2027_Technical_GWh_After Competition Groups_ECM MOTORS FOR EVAPORATOR FANS for refrigeration (WALK-IN)
Commercial | Com ¦ Condensing Unit Heaters or other Efficient Unit Heating System | 2027 | Technical | GWh | After Competition Groups | 89.4906 | 0 | 0 | 16725.1955 | 0.0053506 | 36 | Commercial_2027_Technical_GWh_After Competition Groups_36 | Condensing Unit Heaters or other Efficient Unit Heating System | 0.5351% | 0 | 89.4906 | Commercial_2027_Technical_GWh_After Competition Groups_Condensing Unit Heaters or other Efficient Unit Heating System
Commercial | Com ¦ ENERGY STAR ICE MACHINES - Ice Making Head | 2027 | Technical | GWh | After Competition Groups | 87.9558 | 0 | 0 | 16725.1955 | 0.0052589 | 37 | Commercial_2027_Technical_GWh_After Competition Groups_37 | ENERGY STAR ICE MACHINES - Ice Making Head | 0.5259% | 0 | 87.9558 | Commercial_2027_Technical_GWh_After Competition Groups_ENERGY STAR ICE MACHINES - Ice Making Head
Commercial | Com ¦ Adding reflective (White) roof treatment or a green roof | 2027 | Technical | GWh | After Competition Groups | 83.9601 | 0 | 0 | 16725.1955 | 0.00502 | 38 | Commercial_2027_Technical_GWh_After Competition Groups_38 | Adding reflective (White) roof treatment or a green roof | 0.502% | 0 | 83.9601 | Commercial_2027_Technical_GWh_After Competition Groups_Adding reflective (White) roof treatment or a green roof
Commercial | Com ¦ Condensing Make Up Air Unit | 2027 | Technical | GWh | After Competition Groups | 83.4623 | 0 | 0 | 16725.1955 | 0.0049902 | 39 | Commercial_2027_Technical_GWh_After Competition Groups_39 | Condensing Make Up Air Unit | 0.499% | 0 | 83.4623 | Commercial_2027_Technical_GWh_After Competition Groups_Condensing Make Up Air Unit
Commercial | Com ¦ High R-Value Glass Doors/no-heat glass door | 2027 | Technical | GWh | After Competition Groups | 82.6455 | 0 | 0 | 16725.1955 | 0.0049414 | 40 | Commercial_2027_Technical_GWh_After Competition Groups_40 | High R-Value Glass Doors/no-heat glass door | 0.4941% | 0 | 82.6455 | Commercial_2027_Technical_GWh_After Competition Groups_High R-Value Glass Doors/no-heat glass door
Commercial | Com ¦ Freezer Case Light Sensor | 2027 | Technical | GWh | After Competition Groups | 76.9072 | 0 | 0 | 16725.1955 | 0.0045983 | 41 | Commercial_2027_Technical_GWh_After Competition Groups_41 | Freezer Case Light Sensor | 0.4598% | 0 | 76.9072 | Commercial_2027_Technical_GWh_After Competition Groups_Freezer Case Light Sensor
Commercial | Com ¦ Evaporator Fan Controls | 2027 | Technical | GWh | After Competition Groups | 75.0196 | 0 | 0 | 16725.1955 | 0.0044854 | 42 | Commercial_2027_Technical_GWh_After Competition Groups_42 | Evaporator Fan Controls | 0.4485% | 0 | 75.0196 | Commercial_2027_Technical_GWh_After Competition Groups_Evaporator Fan Controls
Commercial | Com ¦ Super-High Efficiency Furnaces (Emerging Tech) | 2027 | Technical | GWh | After Competition Groups | 74.6065 | 0 | 0 | 16725.1955 | 0.0044607 | 43 | Commercial_2027_Technical_GWh_After Competition Groups_43 | Super-High Efficiency Furnaces (Emerging Tech) | 0.4461% | 0 | 74.6065 | Commercial_2027_Technical_GWh_After Competition Groups_Super-High Efficiency Furnaces (Emerging Tech)
Commercial | Com ¦ Occupancy Sensors | 2027 | Technical | GWh | After Competition Groups | 73.0756 | 0 | 0 | 16725.1955 | 0.0043692 | 44 | Commercial_2027_Technical_GWh_After Competition Groups_44 | Occupancy Sensors | 0.4369% | 0 | 73.0756 | Commercial_2027_Technical_GWh_After Competition Groups_Occupancy Sensors
Commercial | Com ¦ HOTEL OCCUPANCY CONTROLS (HVAC + LIGHTING) | 2027 | Technical | GWh | After Competition Groups | 65.8175 | 0 | 0 | 16725.1955 | 0.0039352 | 45 | Commercial_2027_Technical_GWh_After Competition Groups_45 | HOTEL OCCUPANCY CONTROLS (HVAC + LIGHTING) | 0.3935% | 0 | 65.8175 | Commercial_2027_Technical_GWh_After Competition Groups_HOTEL OCCUPANCY CONTROLS (HVAC + LIGHTING)
Commercial | Com ¦ ENERGY STAR Refrigerator | 2027 | Technical | GWh | After Competition Groups | 55.4637 | 0 | 0 | 16725.1955 | 0.0033162 | 46 | Commercial_2027_Technical_GWh_After Competition Groups_46 | ENERGY STAR Refrigerator | 0.3316% | 0 | 55.4637 | Commercial_2027_Technical_GWh_After Competition Groups_ENERGY STAR Refrigerator
Commercial | Com ¦ Refrigeration Commissioning | 2027 | Technical | GWh | After Competition Groups | 51.4528 | 0 | 0 | 16725.1955 | 0.0030764 | 47 | Commercial_2027_Technical_GWh_After Competition Groups_47 | Refrigeration Commissioning | 0.3076% | 0 | 51.4528 | Commercial_2027_Technical_GWh_After Competition Groups_Refrigeration Commissioning
Commercial | Com ¦ Elec Storage WH 2.30 Et | 2027 | Technical | GWh | After Competition Groups | 41.2737 | 0 | 0 | 16725.1955 | 0.0024678 | 48 | Commercial_2027_Technical_GWh_After Competition Groups_48 | Elec Storage WH 2.30 Et | 0.2468% | 0 | 41.2737 | Commercial_2027_Technical_GWh_After Competition Groups_Elec Storage WH 2.30 Et
Commercial | Com ¦ BEVERAGE VENDING MACHINE CONTROLS | 2027 | Technical | GWh | After Competition Groups | 38.9228 | 0 | 0 | 16725.1955 | 0.0023272 | 49 | Commercial_2027_Technical_GWh_After Competition Groups_49 | BEVERAGE VENDING MACHINE CONTROLS | 0.2327% | 0 | 38.9228 | Commercial_2027_Technical_GWh_After Competition Groups_BEVERAGE VENDING MACHINE CONTROLS
Commercial | Com ¦ Chilled Water Optimization | 2027 | Technical | GWh | After Competition Groups | 31.6255 | 0 | 0 | 16725.1955 | 0.0018909 | 50 | Commercial_2027_Technical_GWh_After Competition Groups_50 | Chilled Water Optimization | 0.1891% | 0 | 31.6255 | Commercial_2027_Technical_GWh_After Competition Groups_Chilled Water Optimization
Commercial | Com ¦ ENERGY STAR Griddle (74% eff) | 2027 | Technical | GWh | After Competition Groups | 30.5132 | 0 | 0 | 16725.1955 | 0.0018244 | 51 | Commercial_2027_Technical_GWh_After Competition Groups_51 | ENERGY STAR Griddle (74% eff) | 0.1824% | 0 | 30.5132 | Commercial_2027_Technical_GWh_After Competition Groups_ENERGY STAR Griddle (74% eff)
Commercial | Com ¦ Temperature Adjustment in Commercial Freezers | 2027 | Technical | GWh | After Competition Groups | 28.6866 | 0 | 0 | 16725.1955 | 0.0017152 | 52 | Commercial_2027_Technical_GWh_After Competition Groups_52 | Temperature Adjustment in Commercial Freezers | 0.1715% | 0 | 28.6866 | Commercial_2027_Technical_GWh_After Competition Groups_Temperature Adjustment in Commercial Freezers
Commercial | Com ¦ CO Sensors for parking garage exhaust fans | 2027 | Technical | GWh | After Competition Groups | 28.5009 | 0 | 0 | 16725.1955 | 0.0017041 | 53 | Commercial_2027_Technical_GWh_After Competition Groups_53 | CO Sensors for parking garage exhaust fans | 0.1704% | 0 | 28.5009 | Commercial_2027_Technical_GWh_After Competition Groups_CO Sensors for parking garage exhaust fans
Commercial | Com ¦ Energy Efficient Laboratory Fume Hood | 2027 | Technical | GWh | After Competition Groups | 25.5498 | 0 | 0 | 16725.1955 | 0.0015276 | 54 | Commercial_2027_Technical_GWh_After Competition Groups_54 | Energy Efficient Laboratory Fume Hood | 0.1528% | 0 | 25.5498 | Commercial_2027_Technical_GWh_After Competition Groups_Energy Efficient Laboratory Fume Hood
Commercial | Com ¦ Anti-sweat heat (ASH) controls - Cooler/Freezer | 2027 | Technical | GWh | After Competition Groups | 24.514 | 0 | 0 | 16725.1955 | 0.0014657 | 55 | Commercial_2027_Technical_GWh_After Competition Groups_55 | Anti-sweat heat (ASH) controls - Cooler/Freezer | 0.1466% | 0 | 24.514 | Commercial_2027_Technical_GWh_After Competition Groups_Anti-sweat heat (ASH) controls - Cooler/Freezer
Commercial | Com ¦ Water Source Heat Pump (4 ton) | 2027 | Technical | GWh | After Competition Groups | 23.8137 | 0 | 0 | 16725.1955 | 0.0014238 | 56 | Commercial_2027_Technical_GWh_After Competition Groups_56 | Water Source Heat Pump (4 ton) | 0.1424% | 0 | 23.8137 | Commercial_2027_Technical_GWh_After Competition Groups_Water Source Heat Pump (4 ton)
Commercial | Com ¦ Vertical Night Covers | 2027 | Technical | GWh | After Competition Groups | 22.2531 | 0 | 0 | 16725.1955 | 0.0013305 | 57 | Commercial_2027_Technical_GWh_After Competition Groups_57 | Vertical Night Covers | 0.1331% | 0 | 22.2531 | Commercial_2027_Technical_GWh_After Competition Groups_Vertical Night Covers
Commercial | Com ¦ Duct Insulation, R8 | 2027 | Technical | GWh | After Competition Groups | 19.8112 | 0 | 0 | 16725.1955 | 0.0011845 | 58 | Commercial_2027_Technical_GWh_After Competition Groups_58 | Duct Insulation, R8 | 0.1185% | 0 | 19.8112 | Commercial_2027_Technical_GWh_After Competition Groups_Duct Insulation, R8
Commercial | Com ¦ Water Heating (DHW) Pipe Insulation (Add 3/4\ Foam)" | 2027 | Technical | GWh | After Competition Groups | 19.1535 | 0 | 0 | 16725.1955 | 0.0011452 | 59 | Commercial_2027_Technical_GWh_After Competition Groups_59 | Water Heating (DHW) Pipe Insulation (Add 3/4\ Foam)" | 0.1145% | 0 | 19.1535 | Commercial_2027_Technical_GWh_After Competition Groups_Water Heating (DHW) Pipe Insulation (Add 3/4\ Foam)"
Commercial | Com ¦ Outside Air Economizer | 2027 | Technical | GWh | After Competition Groups | 16.677 | 0 | 0 | 16725.1955 | 0.00099712 | 60 | Commercial_2027_Technical_GWh_After Competition Groups_60 | Outside Air Economizer | 0.09971% | 0 | 16.677 | Commercial_2027_Technical_GWh_After Competition Groups_Outside Air Economizer
Commercial | Com ¦ Roof Insulation/Ceiling Insulation (R25 Code to R35) | 2027 | Technical | GWh | After Competition Groups | 13.3227 | 0 | 0 | 16725.1955 | 0.00079657 | 61 | Commercial_2027_Technical_GWh_After Competition Groups_61 | Roof Insulation/Ceiling Insulation (R25 Code to R35) | 0.07966% | 0 | 13.3227 | Commercial_2027_Technical_GWh_After Competition Groups_Roof Insulation/Ceiling Insulation (R25 Code to R35)
Commercial | Com ¦ Suction Pipe Insulation Freezer/Refrigerator | 2027 | Technical | GWh | After Competition Groups | 12.1622 | 0 | 0 | 16725.1955 | 0.00072718 | 62 | Commercial_2027_Technical_GWh_After Competition Groups_62 | Suction Pipe Insulation Freezer/Refrigerator | 0.07272% | 0 | 12.1622 | Commercial_2027_Technical_GWh_After Competition Groups_Suction Pipe Insulation Freezer/Refrigerator
Commercial | Com ¦ ENERGY STAR Fryer (84% eff) | 2027 | Technical | GWh | After Competition Groups | 10.806 | 0 | 0 | 16725.1955 | 0.00064609 | 63 | Commercial_2027_Technical_GWh_After Competition Groups_63 | ENERGY STAR Fryer (84% eff) | 0.06461% | 0 | 10.806 | Commercial_2027_Technical_GWh_After Competition Groups_ENERGY STAR Fryer (84% eff)
Commercial | Com ¦ ENERGY STAR Dishwasher | 2027 | Technical | GWh | After Competition Groups | 10.6852 | 0 | 0 | 16725.1955 | 0.00063887 | 64 | Commercial_2027_Technical_GWh_After Competition Groups_64 | ENERGY STAR Dishwasher | 0.06389% | 0 | 10.6852 | Commercial_2027_Technical_GWh_After Competition Groups_ENERGY STAR Dishwasher
Commercial | Com ¦ LED RECESSED DOWNLIGHTS | 2027 | Technical | GWh | After Competition Groups | 10.0464 | 0 | 0 | 16725.1955 | 0.00060067 | 65 | Commercial_2027_Technical_GWh_After Competition Groups_65 | LED RECESSED DOWNLIGHTS | 0.06007% | 0 | 10.0464 | Commercial_2027_Technical_GWh_After Competition Groups_LED RECESSED DOWNLIGHTS
Commercial | Com ¦ Evaporator Coil Defrost (Cooler) | 2027 | Technical | GWh | After Competition Groups | 10.0229 | 0 | 0 | 16725.1955 | 0.00059927 | 66 | Commercial_2027_Technical_GWh_After Competition Groups_66 | Evaporator Coil Defrost (Cooler) | 0.05993% | 0 | 10.0229 | Commercial_2027_Technical_GWh_After Competition Groups_Evaporator Coil Defrost (Cooler)
Commercial | Com ¦ Ozone Laundry Treatment | 2027 | Technical | GWh | After Competition Groups | 6.2668 | 0 | 0 | 16725.1955 | 0.00037469 | 67 | Commercial_2027_Technical_GWh_After Competition Groups_67 | Ozone Laundry Treatment | 0.03747% | 0 | 6.2668 | Commercial_2027_Technical_GWh_After Competition Groups_Ozone Laundry Treatment
Commercial | Com ¦ Ground Source Heat Pump | 2027 | Technical | GWh | After Competition Groups | 6.1771 | 0 | 0 | 16725.1955 | 0.00036933 | 68 | Commercial_2027_Technical_GWh_After Competition Groups_68 | Ground Source Heat Pump | 0.03693% | 0 | 6.1771 | Commercial_2027_Technical_GWh_After Competition Groups_Ground Source Heat Pump
Commercial | Com ¦ SYNCHRONOUS BELT | 2027 | Technical | GWh | After Competition Groups | 5.9634 | 0 | 0 | 16725.1955 | 0.00035655 | 69 | Commercial_2027_Technical_GWh_After Competition Groups_69 | SYNCHRONOUS BELT | 0.03566% | 0 | 5.9634 | Commercial_2027_Technical_GWh_After Competition Groups_SYNCHRONOUS BELT
Commercial | Com ¦ ENERGY STAR Steam Cookers | 2027 | Technical | GWh | After Competition Groups | 5.2947 | 0 | 0 | 16725.1955 | 0.00031657 | 70 | Commercial_2027_Technical_GWh_After Competition Groups_70 | ENERGY STAR Steam Cookers | 0.03166% | 0 | 5.2947 | Commercial_2027_Technical_GWh_After Competition Groups_ENERGY STAR Steam Cookers
Commercial | Com ¦ Efficient compressor motor | 2027 | Technical | GWh | After Competition Groups | 4.7019 | 0 | 0 | 16725.1955 | 0.00028113 | 71 | Commercial_2027_Technical_GWh_After Competition Groups_71 | Efficient compressor motor | 0.02811% | 0 | 4.7019 | Commercial_2027_Technical_GWh_After Competition Groups_Efficient compressor motor
Commercial | Com ¦ Demand controlled Circulating Systems | 2027 | Technical | GWh | After Competition Groups | 4.1044 | 0 | 0 | 16725.1955 | 0.0002454 | 72 | Commercial_2027_Technical_GWh_After Competition Groups_72 | Demand controlled Circulating Systems | 0.02454% | 0 | 4.1044 | Commercial_2027_Technical_GWh_After Competition Groups_Demand controlled Circulating Systems
Commercial | Com ¦ ECM MOTORS FOR HVAC APPLICATION (FAN-POWERED VAV BOX) | 2027 | Technical | GWh | After Competition Groups | 2.6623 | 0 | 0 | 16725.1955 | 0.00015918 | 73 | Commercial_2027_Technical_GWh_After Competition Groups_73 | ECM MOTORS FOR HVAC APPLICATION (FAN-POWERED VAV BOX) | 0.01592% | 0 | 2.6623 | Commercial_2027_Technical_GWh_After Competition Groups_ECM MOTORS FOR HVAC APPLICATION (FAN-POWERED VAV BOX)
Commercial | Com ¦ Solar Water Preheat (Pools/DHW) | 2027 | Technical | GWh | After Competition Groups | 2.5227 | 0 | 0 | 16725.1955 | 0.00015083 | 74 | Commercial_2027_Technical_GWh_After Competition Groups_74 | Solar Water Preheat (Pools/DHW) | 0.01508% | 0 | 2.5227 | Commercial_2027_Technical_GWh_After Competition Groups_Solar Water Preheat (Pools/DHW)
Commercial | Com ¦ Wall Insulation | 2027 | Technical | GWh | After Competition Groups | 2.3838 | 0 | 0 | 16725.1955 | 0.00014253 | 75 | Commercial_2027_Technical_GWh_After Competition Groups_75 | Wall Insulation | 0.01425% | 0 | 2.3838 | Commercial_2027_Technical_GWh_After Competition Groups_Wall Insulation
Commercial | Com ¦ Solar Preheat Make up Air | 2027 | Technical | GWh | After Competition Groups | 2.3541 | 0 | 0 | 16725.1955 | 0.00014075 | 76 | Commercial_2027_Technical_GWh_After Competition Groups_76 | Solar Preheat Make up Air | 0.01407% | 0 | 2.3541 | Commercial_2027_Technical_GWh_After Competition Groups_Solar Preheat Make up Air
Commercial | Com ¦ Thermostat Setback | 2027 | Technical | GWh | After Competition Groups | 2.2517 | 0 | 0 | 16725.1955 | 0.00013463 | 77 | Commercial_2027_Technical_GWh_After Competition Groups_77 | Thermostat Setback | 0.01346% | 0 | 2.2517 | Commercial_2027_Technical_GWh_After Competition Groups_Thermostat Setback
Commercial | Com ¦ Room AC (w/ louvered sides) 14 SEER from 12 SEER code | 2027 | Technical | GWh | After Competition Groups | 1.9551 | 0 | 0 | 16725.1955 | 0.00011689 | 78 | Commercial_2027_Technical_GWh_After Competition Groups_78 | Room AC (w/ louvered sides) 14 SEER from 12 SEER code | 0.01169% | 0 | 1.9551 | Commercial_2027_Technical_GWh_After Competition Groups_Room AC (w/ louvered sides) 14 SEER from 12 SEER code
Commercial | Com ¦ PTAC (12 EER/10,000 BTU) | 2027 | Technical | GWh | After Competition Groups | 1.7937 | 0 | 0 | 16725.1955 | 0.00010725 | 79 | Commercial_2027_Technical_GWh_After Competition Groups_79 | PTAC (12 EER/10,000 BTU) | 0.01072% | 0 | 1.7937 | Commercial_2027_Technical_GWh_After Competition Groups_PTAC (12 EER/10,000 BTU)
Commercial | Com ¦ Commercial Hot Food Holding Cabinets | 2027 | Technical | GWh | After Competition Groups | 1.5341 | 0 | 0 | 16725.1955 | 9.1724e-05 | 80 | Commercial_2027_Technical_GWh_After Competition Groups_80 | Commercial Hot Food Holding Cabinets | 0.009172% | 0 | 1.5341 | Commercial_2027_Technical_GWh_After Competition Groups_Commercial Hot Food Holding Cabinets
Commercial | Com ¦ Auto Off Time Switch or Time Clock control | 2027 | Technical | GWh | After Competition Groups | 1.3081 | 0 | 0 | 16725.1955 | 7.8213e-05 | 81 | Commercial_2027_Technical_GWh_After Competition Groups_81 | Auto Off Time Switch or Time Clock control | 0.007821% | 0 | 1.3081 | Commercial_2027_Technical_GWh_After Competition Groups_Auto Off Time Switch or Time Clock control
Commercial | Com ¦ CEE Tier 2/Energy Star Clothes Washers | 2027 | Technical | GWh | After Competition Groups | 1.1853 | 0 | 0 | 16725.1955 | 7.0867e-05 | 82 | Commercial_2027_Technical_GWh_After Competition Groups_82 | CEE Tier 2/Energy Star Clothes Washers | 0.007087% | 0 | 1.1853 | Commercial_2027_Technical_GWh_After Competition Groups_CEE Tier 2/Energy Star Clothes Washers
Commercial | COM ¦ Ductless Mini-Split Heat Pumps | 2027 | Technical | GWh | After Competition Groups | 0.9682 | 0 | 0 | 16725.1955 | 5.7888e-05 | 83 | Commercial_2027_Technical_GWh_After Competition Groups_83 | Ductless Mini-Split Heat Pumps | 0.005789% | 0 | 0.9682 | Commercial_2027_Technical_GWh_After Competition Groups_Ductless Mini-Split Heat Pumps
Commercial | Com ¦ Low Flow Pre-Rinse Spray Nozzle | 2027 | Technical | GWh | After Competition Groups | 0.77286 | 0 | 0 | 16725.1955 | 4.6209e-05 | 84 | Commercial_2027_Technical_GWh_After Competition Groups_84 | Low Flow Pre-Rinse Spray Nozzle | 0.004621% | 0 | 0.77286 | Commercial_2027_Technical_GWh_After Competition Groups_Low Flow Pre-Rinse Spray Nozzle
Commercial | Com ¦ HVAC Optimization | 2027 | Technical | GWh | After Competition Groups | 0.72667 | 0 | 0 | 16725.1955 | 4.3448e-05 | 85 | Commercial_2027_Technical_GWh_After Competition Groups_85 | HVAC Optimization | 0.004345% | 0 | 0.72667 | Commercial_2027_Technical_GWh_After Competition Groups_HVAC Optimization
Commercial | Com ¦ Heat Pump Water Heater (50 Gallons) | 2027 | Technical | GWh | After Competition Groups | 0.6582 | 0 | 0 | 16725.1955 | 3.9354e-05 | 86 | Commercial_2027_Technical_GWh_After Competition Groups_86 | Heat Pump Water Heater (50 Gallons) | 0.003935% | 0 | 0.6582 | Commercial_2027_Technical_GWh_After Competition Groups_Heat Pump Water Heater (50 Gallons)
Commercial | Com ¦ High Efficiency Chiller (avg of water and air cooled) | 2027 | Technical | GWh | After Competition Groups | 0.43213 | 0 | 0 | 16725.1955 | 2.5837e-05 | 87 | Commercial_2027_Technical_GWh_After Competition Groups_87 | High Efficiency Chiller (avg of water and air cooled) | 0.002584% | 0 | 0.43213 | Commercial_2027_Technical_GWh_After Competition Groups_High Efficiency Chiller (avg of water and air cooled)
Commercial | Com ¦ EC Plug Fan for Data Center (under cabinet) | 2027 | Technical | GWh | After Competition Groups | 0.18794 | 0 | 0 | 16725.1955 | 1.1237e-05 | 88 | Commercial_2027_Technical_GWh_After Competition Groups_88 | EC Plug Fan for Data Center (under cabinet) | 0.001124% | 0 | 0.18794 | Commercial_2027_Technical_GWh_After Competition Groups_EC Plug Fan for Data Center (under cabinet)
Commercial | Com ¦ eCube | 2027 | Technical | GWh | After Competition Groups | 0.15725 | 0 | 0 | 16725.1955 | 9.4019e-06 | 89 | Commercial_2027_Technical_GWh_After Competition Groups_89 | eCube | 0.0009402% | 0 | 0.15725 | Commercial_2027_Technical_GWh_After Competition Groups_eCube
Commercial | Com ¦ Exterior Photocell | 2027 | Technical | GWh | After Competition Groups | 0.068087 | 0 | 0 | 16725.1955 | 4.0709e-06 | 90 | Commercial_2027_Technical_GWh_After Competition Groups_90 | Exterior Photocell | 0.0004071% | 0 | 0.068087 | Commercial_2027_Technical_GWh_After Competition Groups_Exterior Photocell
Commercial | Com ¦ Air Curtains | 2027 | Technical | GWh | After Competition Groups | 0.053609 | 0 | 0 | 16725.1955 | 3.2053e-06 | 91 | Commercial_2027_Technical_GWh_After Competition Groups_91 | Air Curtains | 0.0003205% | 0 | 0.053609 | Commercial_2027_Technical_GWh_After Competition Groups_Air Curtains
Commercial | Com ¦ VSD Air Compressor | 2027 | Technical | GWh | After Competition Groups | 0.036749 | 0 | 0 | 16725.1955 | 2.1972e-06 | 92 | Commercial_2027_Technical_GWh_After Competition Groups_92 | VSD Air Compressor | 0.0002197% | 0 | 0.036749 | Commercial_2027_Technical_GWh_After Competition Groups_VSD Air Compressor
Commercial | Com ¦ High Efficiency Induction Cooking | 2027 | Technical | GWh | After Competition Groups | 0.0075222 | 0 | 0 | 16725.1955 | 4.4975e-07 | 93 | Commercial_2027_Technical_GWh_After Competition Groups_93 | High Efficiency Induction Cooking | 4.498e-05% | 0 | 0.0075222 | Commercial_2027_Technical_GWh_After Competition Groups_High Efficiency Induction Cooking
Commercial | Com ¦ Electric Convection Combination Ovens | 2027 | Technical | GWh | After Competition Groups | 0.0028609 | 0 | 0 | 16725.1955 | 1.7105e-07 | 94 | Commercial_2027_Technical_GWh_After Competition Groups_94 | Electric Convection Combination Ovens | 1.711e-05% | 0 | 0.0028609 | Commercial_2027_Technical_GWh_After Competition Groups_Electric Convection Combination Ovens
Commercial | Com ¦ Building Recommissioning, Operations and Maintenance (O&M) Improvements | 2028 | Economic | GWh | After Competition Groups | 2122.138 | 0 | 0 | 13200.5316 | 0.16076 | 1 | Commercial_2028_Economic_GWh_After Competition Groups_1 | Building Recommissioning, Operations and Maintenance (O&M) Improvements | 16.08% | 0 | 2122.138 | Commercial_2028_Economic_GWh_After Competition Groups_Building Recommissioning, Operations and Maintenance (O&M) Improvements
Commercial | Com ¦ LED Low/High Bay | 2028 | Economic | GWh | After Competition Groups | 1256.7025 | 0 | 0 | 13200.5316 | 0.095201 | 2 | Commercial_2028_Economic_GWh_After Competition Groups_2 | LED Low/High Bay | 9.52% | 0 | 1256.7025 | Commercial_2028_Economic_GWh_After Competition Groups_LED Low/High Bay
Commercial | Com ¦ LED Troffer/Surface/Suspended | 2028 | Economic | GWh | After Competition Groups | 1059.8535 | 0 | 0 | 13200.5316 | 0.080289 | 3 | Commercial_2028_Economic_GWh_After Competition Groups_3 | LED Troffer/Surface/Suspended | 8.029% | 0 | 1059.8535 | Commercial_2028_Economic_GWh_After Competition Groups_LED Troffer/Surface/Suspended
Commercial | Com ¦ ENERGY STAR LED LAMPS (REFLECTOR LAMPs/MR16/PAR 16) | 2028 | Economic | GWh | After Competition Groups | 918.2293 | 0 | 0 | 13200.5316 | 0.06956 | 4 | Commercial_2028_Economic_GWh_After Competition Groups_4 | ENERGY STAR LED LAMPS (REFLECTOR LAMPs/MR16/PAR 16) | 6.956% | 0 | 918.2293 | Commercial_2028_Economic_GWh_After Competition Groups_ENERGY STAR LED LAMPS (REFLECTOR LAMPs/MR16/PAR 16)
Commercial | Com ¦ Education and Capacity Building/Energy Behavior | 2028 | Economic | GWh | After Competition Groups | 791.0417 | 0 | 0 | 13200.5316 | 0.059925 | 5 | Commercial_2028_Economic_GWh_After Competition Groups_5 | Education and Capacity Building/Energy Behavior | 5.992% | 0 | 791.0417 | Commercial_2028_Economic_GWh_After Competition Groups_Education and Capacity Building/Energy Behavior
Commercial | Com ¦ LED EXTERIOR AREA LIGHTS - LED fixture (200W) | 2028 | Economic | GWh | After Competition Groups | 616.5308 | 0 | 0 | 13200.5316 | 0.046705 | 6 | Commercial_2028_Economic_GWh_After Competition Groups_6 | LED EXTERIOR AREA LIGHTS - LED fixture (200W) | 4.67% | 0 | 616.5308 | Commercial_2028_Economic_GWh_After Competition Groups_LED EXTERIOR AREA LIGHTS - LED fixture (200W)
Commercial | Com ¦ LED parking lot fixture | 2028 | Economic | GWh | After Competition Groups | 591.4865 | 0 | 0 | 13200.5316 | 0.044808 | 7 | Commercial_2028_Economic_GWh_After Competition Groups_7 | LED parking lot fixture | 4.481% | 0 | 591.4865 | Commercial_2028_Economic_GWh_After Competition Groups_LED parking lot fixture
Commercial | Com ¦ Furnace Tune-Up | 2028 | Economic | GWh | After Competition Groups | 582.7256 | 0 | 0 | 13200.5316 | 0.044144 | 8 | Commercial_2028_Economic_GWh_After Competition Groups_8 | Furnace Tune-Up | 4.414% | 0 | 582.7256 | Commercial_2028_Economic_GWh_After Competition Groups_Furnace Tune-Up
Commercial | Com ¦ LED Replacement Lamp (Tube) | 2028 | Economic | GWh | After Competition Groups | 509.7529 | 0 | 0 | 13200.5316 | 0.038616 | 9 | Commercial_2028_Economic_GWh_After Competition Groups_9 | LED Replacement Lamp (Tube) | 3.862% | 0 | 509.7529 | Commercial_2028_Economic_GWh_After Competition Groups_LED Replacement Lamp (Tube)
Commercial | Com ¦ High Efficiency Air Source Heat Pump | 2028 | Economic | GWh | After Competition Groups | 474.6549 | 0 | 0 | 13200.5316 | 0.035957 | 10 | Commercial_2028_Economic_GWh_After Competition Groups_10 | High Efficiency Air Source Heat Pump | 3.596% | 0 | 474.6549 | Commercial_2028_Economic_GWh_After Competition Groups_High Efficiency Air Source Heat Pump
Commercial | Com ¦ LED street light fixture | 2028 | Economic | GWh | After Competition Groups | 366.8378 | 0 | 0 | 13200.5316 | 0.02779 | 11 | Commercial_2028_Economic_GWh_After Competition Groups_11 | LED street light fixture | 2.779% | 0 | 366.8378 | Commercial_2028_Economic_GWh_After Competition Groups_LED street light fixture
Commercial | Com ¦ Advanced BAS/Controllers | 2028 | Economic | GWh | After Competition Groups | 324.2318 | 0 | 0 | 13200.5316 | 0.024562 | 12 | Commercial_2028_Economic_GWh_After Competition Groups_12 | Advanced BAS/Controllers | 2.456% | 0 | 324.2318 | Commercial_2028_Economic_GWh_After Competition Groups_Advanced BAS/Controllers
Commercial | Com ¦ Data Center Storage/Server Virtualization | 2028 | Economic | GWh | After Competition Groups | 294.4838 | 0 | 0 | 13200.5316 | 0.022308 | 13 | Commercial_2028_Economic_GWh_After Competition Groups_13 | Data Center Storage/Server Virtualization | 2.231% | 0 | 294.4838 | Commercial_2028_Economic_GWh_After Competition Groups_Data Center Storage/Server Virtualization
Commercial | Com ¦ Demand Control Ventilation | 2028 | Economic | GWh | After Competition Groups | 281.0933 | 0 | 0 | 13200.5316 | 0.021294 | 14 | Commercial_2028_Economic_GWh_After Competition Groups_14 | Demand Control Ventilation | 2.129% | 0 | 281.0933 | Commercial_2028_Economic_GWh_After Competition Groups_Demand Control Ventilation
Commercial | Com ¦ Strip Curtains | 2028 | Economic | GWh | After Competition Groups | 240.0837 | 0 | 0 | 13200.5316 | 0.018187 | 15 | Commercial_2028_Economic_GWh_After Competition Groups_15 | Strip Curtains | 1.819% | 0 | 240.0837 | Commercial_2028_Economic_GWh_After Competition Groups_Strip Curtains
Commercial | Com ¦ Reach-in Shaded Pole to ECM/PSC Evaporator Fan Motor | 2028 | Economic | GWh | After Competition Groups | 238.3622 | 0 | 0 | 13200.5316 | 0.018057 | 16 | Commercial_2028_Economic_GWh_After Competition Groups_16 | Reach-in Shaded Pole to ECM/PSC Evaporator Fan Motor | 1.806% | 0 | 238.3622 | Commercial_2028_Economic_GWh_After Competition Groups_Reach-in Shaded Pole to ECM/PSC Evaporator Fan Motor
Commercial | Com ¦ Refrigerated Display Case Doors | 2028 | Economic | GWh | After Competition Groups | 224.5621 | 0 | 0 | 13200.5316 | 0.017012 | 17 | Commercial_2028_Economic_GWh_After Competition Groups_17 | Refrigerated Display Case Doors | 1.701% | 0 | 224.5621 | Commercial_2028_Economic_GWh_After Competition Groups_Refrigerated Display Case Doors
Commercial | Com ¦ Centrally controlled desktop PC/NETWORK PC POWER MANAGEMENT SOFTWARE | 2028 | Economic | GWh | After Competition Groups | 194.1339 | 0 | 0 | 13200.5316 | 0.014707 | 18 | Commercial_2028_Economic_GWh_After Competition Groups_18 | Centrally controlled desktop PC/NETWORK PC POWER MANAGEMENT SOFTWARE | 1.471% | 0 | 194.1339 | Commercial_2028_Economic_GWh_After Competition Groups_Centrally controlled desktop PC/NETWORK PC POWER MANAGEMENT SOFTWARE
Commercial | Com ¦ Variable Frequency Drive (VFD) | 2028 | Economic | GWh | After Competition Groups | 193.1528 | 0 | 0 | 13200.5316 | 0.014632 | 19 | Commercial_2028_Economic_GWh_After Competition Groups_19 | Variable Frequency Drive (VFD) | 1.463% | 0 | 193.1528 | Commercial_2028_Economic_GWh_After Competition Groups_Variable Frequency Drive (VFD)
Commercial | Com ¦ VFD on Pumps | 2028 | Economic | GWh | After Competition Groups | 180.768 | 0 | 0 | 13200.5316 | 0.013694 | 20 | Commercial_2028_Economic_GWh_After Competition Groups_20 | VFD on Pumps | 1.369% | 0 | 180.768 | Commercial_2028_Economic_GWh_After Competition Groups_VFD on Pumps
Commercial | Com ¦ LED or Equivalent Sign Lighting | 2028 | Economic | GWh | After Competition Groups | 164.7043 | 0 | 0 | 13200.5316 | 0.012477 | 21 | Commercial_2028_Economic_GWh_After Competition Groups_21 | LED or Equivalent Sign Lighting | 1.248% | 0 | 164.7043 | Commercial_2028_Economic_GWh_After Competition Groups_LED or Equivalent Sign Lighting
Commercial | Com ¦ Air Handler with Dedicated Outdoor Air Systems | 2028 | Economic | GWh | After Competition Groups | 147.4214 | 0 | 0 | 13200.5316 | 0.011168 | 22 | Commercial_2028_Economic_GWh_After Competition Groups_22 | Air Handler with Dedicated Outdoor Air Systems | 1.117% | 0 | 147.4214 | Commercial_2028_Economic_GWh_After Competition Groups_Air Handler with Dedicated Outdoor Air Systems
Commercial | Com ¦ Adaptive Thermostats | 2028 | Economic | GWh | After Competition Groups | 141.8736 | 0 | 0 | 13200.5316 | 0.010748 | 23 | Commercial_2028_Economic_GWh_After Competition Groups_23 | Adaptive Thermostats | 1.075% | 0 | 141.8736 | Commercial_2028_Economic_GWh_After Competition Groups_Adaptive Thermostats
Commercial | Com ¦ Unitary Air-Conditioning Unit | 2028 | Economic | GWh | After Competition Groups | 141.278 | 0 | 0 | 13200.5316 | 0.010702 | 24 | Commercial_2028_Economic_GWh_After Competition Groups_24 | Unitary Air-Conditioning Unit | 1.07% | 0 | 141.278 | Commercial_2028_Economic_GWh_After Competition Groups_Unitary Air-Conditioning Unit
Commercial | Com ¦ ENERGY STAR LED LAMPS (General Service Lamps) | 2028 | Economic | GWh | After Competition Groups | 118.0981 | 0 | 0 | 13200.5316 | 0.0089465 | 25 | Commercial_2028_Economic_GWh_After Competition Groups_25 | ENERGY STAR LED LAMPS (General Service Lamps) | 0.8946% | 0 | 118.0981 | Commercial_2028_Economic_GWh_After Competition Groups_ENERGY STAR LED LAMPS (General Service Lamps)
Commercial | Com ¦ ECM MOTORS FOR EVAPORATOR FANS for refrigeration (WALK-IN) | 2028 | Economic | GWh | After Competition Groups | 91.5004 | 0 | 0 | 13200.5316 | 0.0069316 | 26 | Commercial_2028_Economic_GWh_After Competition Groups_26 | ECM MOTORS FOR EVAPORATOR FANS for refrigeration (WALK-IN) | 0.6932% | 0 | 91.5004 | Commercial_2028_Economic_GWh_After Competition Groups_ECM MOTORS FOR EVAPORATOR FANS for refrigeration (WALK-IN)
Commercial | Com ¦ Demand Control Kitchen Ventilation | 2028 | Economic | GWh | After Competition Groups | 90.4483 | 0 | 0 | 13200.5316 | 0.0068519 | 27 | Commercial_2028_Economic_GWh_After Competition Groups_27 | Demand Control Kitchen Ventilation | 0.6852% | 0 | 90.4483 | Commercial_2028_Economic_GWh_After Competition Groups_Demand Control Kitchen Ventilation
Commercial | Com ¦ Condensing Unit Heaters or other Efficient Unit Heating System | 2028 | Economic | GWh | After Competition Groups | 87.6918 | 0 | 0 | 13200.5316 | 0.0066431 | 28 | Commercial_2028_Economic_GWh_After Competition Groups_28 | Condensing Unit Heaters or other Efficient Unit Heating System | 0.6643% | 0 | 87.6918 | Commercial_2028_Economic_GWh_After Competition Groups_Condensing Unit Heaters or other Efficient Unit Heating System
Commercial | Com ¦ Refrigerated Display Case LED | 2028 | Economic | GWh | After Competition Groups | 82.6091 | 0 | 0 | 13200.5316 | 0.006258 | 29 | Commercial_2028_Economic_GWh_After Competition Groups_29 | Refrigerated Display Case LED | 0.6258% | 0 | 82.6091 | Commercial_2028_Economic_GWh_After Competition Groups_Refrigerated Display Case LED
Commercial | Com ¦ Freezer Case Light Sensor | 2028 | Economic | GWh | After Competition Groups | 75.3614 | 0 | 0 | 13200.5316 | 0.005709 | 30 | Commercial_2028_Economic_GWh_After Competition Groups_30 | Freezer Case Light Sensor | 0.5709% | 0 | 75.3614 | Commercial_2028_Economic_GWh_After Competition Groups_Freezer Case Light Sensor
Commercial | Com ¦ Occupancy Sensors | 2028 | Economic | GWh | After Competition Groups | 73.6602 | 0 | 0 | 13200.5316 | 0.0055801 | 31 | Commercial_2028_Economic_GWh_After Competition Groups_31 | Occupancy Sensors | 0.558% | 0 | 73.6602 | Commercial_2028_Economic_GWh_After Competition Groups_Occupancy Sensors
Commercial | Com ¦ Evaporator Fan Controls | 2028 | Economic | GWh | After Competition Groups | 73.5117 | 0 | 0 | 13200.5316 | 0.0055688 | 32 | Commercial_2028_Economic_GWh_After Competition Groups_32 | Evaporator Fan Controls | 0.5569% | 0 | 73.5117 | Commercial_2028_Economic_GWh_After Competition Groups_Evaporator Fan Controls
Commercial | Com ¦ Door Gasket Freezer/Refrigerator | 2028 | Economic | GWh | After Competition Groups | 43.8775 | 0 | 0 | 13200.5316 | 0.0033239 | 33 | Commercial_2028_Economic_GWh_After Competition Groups_33 | Door Gasket Freezer/Refrigerator | 0.3324% | 0 | 43.8775 | Commercial_2028_Economic_GWh_After Competition Groups_Door Gasket Freezer/Refrigerator
Commercial | Com ¦ Elec Storage WH 2.30 Et | 2028 | Economic | GWh | After Competition Groups | 42.7122 | 0 | 0 | 13200.5316 | 0.0032356 | 34 | Commercial_2028_Economic_GWh_After Competition Groups_34 | Elec Storage WH 2.30 Et | 0.3236% | 0 | 42.7122 | Commercial_2028_Economic_GWh_After Competition Groups_Elec Storage WH 2.30 Et
Commercial | Com ¦ BEVERAGE VENDING MACHINE CONTROLS | 2028 | Economic | GWh | After Competition Groups | 39.6241 | 0 | 0 | 13200.5316 | 0.0030017 | 35 | Commercial_2028_Economic_GWh_After Competition Groups_35 | BEVERAGE VENDING MACHINE CONTROLS | 0.3002% | 0 | 39.6241 | Commercial_2028_Economic_GWh_After Competition Groups_BEVERAGE VENDING MACHINE CONTROLS
Commercial | Com ¦ Chilled Water Optimization | 2028 | Economic | GWh | After Competition Groups | 34.4167 | 0 | 0 | 13200.5316 | 0.0026072 | 36 | Commercial_2028_Economic_GWh_After Competition Groups_36 | Chilled Water Optimization | 0.2607% | 0 | 34.4167 | Commercial_2028_Economic_GWh_After Competition Groups_Chilled Water Optimization
Commercial | Com ¦ ENERGY STAR Griddle (74% eff) | 2028 | Economic | GWh | After Competition Groups | 32.9016 | 0 | 0 | 13200.5316 | 0.0024924 | 37 | Commercial_2028_Economic_GWh_After Competition Groups_37 | ENERGY STAR Griddle (74% eff) | 0.2492% | 0 | 32.9016 | Commercial_2028_Economic_GWh_After Competition Groups_ENERGY STAR Griddle (74% eff)
Commercial | Com ¦ CO Sensors for parking garage exhaust fans | 2028 | Economic | GWh | After Competition Groups | 28.7466 | 0 | 0 | 13200.5316 | 0.0021777 | 38 | Commercial_2028_Economic_GWh_After Competition Groups_38 | CO Sensors for parking garage exhaust fans | 0.2178% | 0 | 28.7466 | Commercial_2028_Economic_GWh_After Competition Groups_CO Sensors for parking garage exhaust fans
Commercial | Com ¦ Temperature Adjustment in Commercial Freezers | 2028 | Economic | GWh | After Competition Groups | 28.11 | 0 | 0 | 13200.5316 | 0.0021295 | 39 | Commercial_2028_Economic_GWh_After Competition Groups_39 | Temperature Adjustment in Commercial Freezers | 0.2129% | 0 | 28.11 | Commercial_2028_Economic_GWh_After Competition Groups_Temperature Adjustment in Commercial Freezers
Commercial | Com ¦ Water Source Heat Pump (4 ton) | 2028 | Economic | GWh | After Competition Groups | 25.8112 | 0 | 0 | 13200.5316 | 0.0019553 | 40 | Commercial_2028_Economic_GWh_After Competition Groups_40 | Water Source Heat Pump (4 ton) | 0.1955% | 0 | 25.8112 | Commercial_2028_Economic_GWh_After Competition Groups_Water Source Heat Pump (4 ton)
Commercial | Com ¦ Energy Efficient Laboratory Fume Hood | 2028 | Economic | GWh | After Competition Groups | 25.0362 | 0 | 0 | 13200.5316 | 0.0018966 | 41 | Commercial_2028_Economic_GWh_After Competition Groups_41 | Energy Efficient Laboratory Fume Hood | 0.1897% | 0 | 25.0362 | Commercial_2028_Economic_GWh_After Competition Groups_Energy Efficient Laboratory Fume Hood
Commercial | Com ¦ Vertical Night Covers | 2028 | Economic | GWh | After Competition Groups | 21.8058 | 0 | 0 | 13200.5316 | 0.0016519 | 42 | Commercial_2028_Economic_GWh_After Competition Groups_42 | Vertical Night Covers | 0.1652% | 0 | 21.8058 | Commercial_2028_Economic_GWh_After Competition Groups_Vertical Night Covers
Commercial | Com ¦ Duct Insulation, R8 | 2028 | Economic | GWh | After Competition Groups | 19.413 | 0 | 0 | 13200.5316 | 0.0014706 | 43 | Commercial_2028_Economic_GWh_After Competition Groups_43 | Duct Insulation, R8 | 0.1471% | 0 | 19.413 | Commercial_2028_Economic_GWh_After Competition Groups_Duct Insulation, R8
Commercial | Com ¦ Water Heating (DHW) Pipe Insulation (Add 3/4\ Foam)" | 2028 | Economic | GWh | After Competition Groups | 18.7685 | 0 | 0 | 13200.5316 | 0.0014218 | 44 | Commercial_2028_Economic_GWh_After Competition Groups_44 | Water Heating (DHW) Pipe Insulation (Add 3/4\ Foam)" | 0.1422% | 0 | 18.7685 | Commercial_2028_Economic_GWh_After Competition Groups_Water Heating (DHW) Pipe Insulation (Add 3/4\ Foam)"
Commercial | Com ¦ Outside Air Economizer | 2028 | Economic | GWh | After Competition Groups | 16.814 | 0 | 0 | 13200.5316 | 0.0012737 | 45 | Commercial_2028_Economic_GWh_After Competition Groups_45 | Outside Air Economizer | 0.1274% | 0 | 16.814 | Commercial_2028_Economic_GWh_After Competition Groups_Outside Air Economizer
Commercial | Com ¦ Suction Pipe Insulation Freezer/Refrigerator | 2028 | Economic | GWh | After Competition Groups | 11.9177 | 0 | 0 | 13200.5316 | 0.00090282 | 46 | Commercial_2028_Economic_GWh_After Competition Groups_46 | Suction Pipe Insulation Freezer/Refrigerator | 0.09028% | 0 | 11.9177 | Commercial_2028_Economic_GWh_After Competition Groups_Suction Pipe Insulation Freezer/Refrigerator
Commercial | Com ¦ ENERGY STAR Fryer (84% eff) | 2028 | Economic | GWh | After Competition Groups | 11.6778 | 0 | 0 | 13200.5316 | 0.00088465 | 47 | Commercial_2028_Economic_GWh_After Competition Groups_47 | ENERGY STAR Fryer (84% eff) | 0.08846% | 0 | 11.6778 | Commercial_2028_Economic_GWh_After Competition Groups_ENERGY STAR Fryer (84% eff)
Commercial | Com ¦ ENERGY STAR Dishwasher | 2028 | Economic | GWh | After Competition Groups | 10.9856 | 0 | 0 | 13200.5316 | 0.00083221 | 48 | Commercial_2028_Economic_GWh_After Competition Groups_48 | ENERGY STAR Dishwasher | 0.08322% | 0 | 10.9856 | Commercial_2028_Economic_GWh_After Competition Groups_ENERGY STAR Dishwasher
Commercial | Com ¦ Ozone Laundry Treatment | 2028 | Economic | GWh | After Competition Groups | 6.3047 | 0 | 0 | 13200.5316 | 0.00047761 | 49 | Commercial_2028_Economic_GWh_After Competition Groups_49 | Ozone Laundry Treatment | 0.04776% | 0 | 6.3047 | Commercial_2028_Economic_GWh_After Competition Groups_Ozone Laundry Treatment
Commercial | Com ¦ ENERGY STAR Steam Cookers | 2028 | Economic | GWh | After Competition Groups | 5.7219 | 0 | 0 | 13200.5316 | 0.00043346 | 50 | Commercial_2028_Economic_GWh_After Competition Groups_50 | ENERGY STAR Steam Cookers | 0.04335% | 0 | 5.7219 | Commercial_2028_Economic_GWh_After Competition Groups_ENERGY STAR Steam Cookers
Commercial | Com ¦ Condensing Make Up Air Unit | 2028 | Economic | GWh | After Competition Groups | 4.7691 | 0 | 0 | 13200.5316 | 0.00036128 | 51 | Commercial_2028_Economic_GWh_After Competition Groups_51 | Condensing Make Up Air Unit | 0.03613% | 0 | 4.7691 | Commercial_2028_Economic_GWh_After Competition Groups_Condensing Make Up Air Unit
Commercial | Com ¦ Demand controlled Circulating Systems | 2028 | Economic | GWh | After Competition Groups | 4.0219 | 0 | 0 | 13200.5316 | 0.00030468 | 52 | Commercial_2028_Economic_GWh_After Competition Groups_52 | Demand controlled Circulating Systems | 0.03047% | 0 | 4.0219 | Commercial_2028_Economic_GWh_After Competition Groups_Demand controlled Circulating Systems
Commercial | Com ¦ Solar Water Preheat (Pools/DHW) | 2028 | Economic | GWh | After Competition Groups | 2.743 | 0 | 0 | 13200.5316 | 0.0002078 | 53 | Commercial_2028_Economic_GWh_After Competition Groups_53 | Solar Water Preheat (Pools/DHW) | 0.02078% | 0 | 2.743 | Commercial_2028_Economic_GWh_After Competition Groups_Solar Water Preheat (Pools/DHW)
Commercial | Com ¦ ECM MOTORS FOR HVAC APPLICATION (FAN-POWERED VAV BOX) | 2028 | Economic | GWh | After Competition Groups | 2.665 | 0 | 0 | 13200.5316 | 0.00020189 | 54 | Commercial_2028_Economic_GWh_After Competition Groups_54 | ECM MOTORS FOR HVAC APPLICATION (FAN-POWERED VAV BOX) | 0.02019% | 0 | 2.665 | Commercial_2028_Economic_GWh_After Competition Groups_ECM MOTORS FOR HVAC APPLICATION (FAN-POWERED VAV BOX)
Commercial | Com ¦ Thermostat Setback | 2028 | Economic | GWh | After Competition Groups | 2.3384 | 0 | 0 | 13200.5316 | 0.00017715 | 55 | Commercial_2028_Economic_GWh_After Competition Groups_55 | Thermostat Setback | 0.01771% | 0 | 2.3384 | Commercial_2028_Economic_GWh_After Competition Groups_Thermostat Setback
Commercial | Com ¦ Notched V belts for HVAC Systems | 2028 | Economic | GWh | After Competition Groups | 2.2248 | 0 | 0 | 13200.5316 | 0.00016854 | 56 | Commercial_2028_Economic_GWh_After Competition Groups_56 | Notched V belts for HVAC Systems | 0.01685% | 0 | 2.2248 | Commercial_2028_Economic_GWh_After Competition Groups_Notched V belts for HVAC Systems
Commercial | Com ¦ PTAC (12 EER/10,000 BTU) | 2028 | Economic | GWh | After Competition Groups | 1.8465 | 0 | 0 | 13200.5316 | 0.00013988 | 57 | Commercial_2028_Economic_GWh_After Competition Groups_57 | PTAC (12 EER/10,000 BTU) | 0.01399% | 0 | 1.8465 | Commercial_2028_Economic_GWh_After Competition Groups_PTAC (12 EER/10,000 BTU)
Commercial | Com ¦ Auto Off Time Switch or Time Clock control | 2028 | Economic | GWh | After Competition Groups | 1.3188 | 0 | 0 | 13200.5316 | 9.9908e-05 | 58 | Commercial_2028_Economic_GWh_After Competition Groups_58 | Auto Off Time Switch or Time Clock control | 0.009991% | 0 | 1.3188 | Commercial_2028_Economic_GWh_After Competition Groups_Auto Off Time Switch or Time Clock control
Commercial | Com ¦ CEE Tier 2/Energy Star Clothes Washers | 2028 | Economic | GWh | After Competition Groups | 1.2576 | 0 | 0 | 13200.5316 | 9.5271e-05 | 59 | Commercial_2028_Economic_GWh_After Competition Groups_59 | CEE Tier 2/Energy Star Clothes Washers | 0.009527% | 0 | 1.2576 | Commercial_2028_Economic_GWh_After Competition Groups_CEE Tier 2/Energy Star Clothes Washers
Commercial | COM ¦ Ductless Mini-Split Heat Pumps | 2028 | Economic | GWh | After Competition Groups | 1.0511 | 0 | 0 | 13200.5316 | 7.9627e-05 | 60 | Commercial_2028_Economic_GWh_After Competition Groups_60 | Ductless Mini-Split Heat Pumps | 0.007963% | 0 | 1.0511 | Commercial_2028_Economic_GWh_After Competition Groups_Ductless Mini-Split Heat Pumps
Commercial | Com ¦ Low Flow Pre-Rinse Spray Nozzle | 2028 | Economic | GWh | After Competition Groups | 0.79682 | 0 | 0 | 13200.5316 | 6.0363e-05 | 61 | Commercial_2028_Economic_GWh_After Competition Groups_61 | Low Flow Pre-Rinse Spray Nozzle | 0.006036% | 0 | 0.79682 | Commercial_2028_Economic_GWh_After Competition Groups_Low Flow Pre-Rinse Spray Nozzle
Commercial | Com ¦ Commercial Hot Food Holding Cabinets | 2028 | Economic | GWh | After Competition Groups | 0.49831 | 0 | 0 | 13200.5316 | 3.775e-05 | 62 | Commercial_2028_Economic_GWh_After Competition Groups_62 | Commercial Hot Food Holding Cabinets | 0.003775% | 0 | 0.49831 | Commercial_2028_Economic_GWh_After Competition Groups_Commercial Hot Food Holding Cabinets
Commercial | Com ¦ HVAC Optimization | 2028 | Economic | GWh | After Competition Groups | 0.41756 | 0 | 0 | 13200.5316 | 3.1632e-05 | 63 | Commercial_2028_Economic_GWh_After Competition Groups_63 | HVAC Optimization | 0.003163% | 0 | 0.41756 | Commercial_2028_Economic_GWh_After Competition Groups_HVAC Optimization
Commercial | Com ¦ Energy Recovery Ventilation and Ventilation (Enhanced) | 2028 | Economic | GWh | After Competition Groups | 0.41729 | 0 | 0 | 13200.5316 | 3.1612e-05 | 64 | Commercial_2028_Economic_GWh_After Competition Groups_64 | Energy Recovery Ventilation and Ventilation (Enhanced) | 0.003161% | 0 | 0.41729 | Commercial_2028_Economic_GWh_After Competition Groups_Energy Recovery Ventilation and Ventilation (Enhanced)
Commercial | Com ¦ Wall Insulation | 2028 | Economic | GWh | After Competition Groups | 0.17832 | 0 | 0 | 13200.5316 | 1.3509e-05 | 65 | Commercial_2028_Economic_GWh_After Competition Groups_65 | Wall Insulation | 0.001351% | 0 | 0.17832 | Commercial_2028_Economic_GWh_After Competition Groups_Wall Insulation
Commercial | Com ¦ Room AC (w/ louvered sides) 14 SEER from 12 SEER code | 2028 | Economic | GWh | After Competition Groups | 0.11476 | 0 | 0 | 13200.5316 | 8.6939e-06 | 66 | Commercial_2028_Economic_GWh_After Competition Groups_66 | Room AC (w/ louvered sides) 14 SEER from 12 SEER code | 0.0008694% | 0 | 0.11476 | Commercial_2028_Economic_GWh_After Competition Groups_Room AC (w/ louvered sides) 14 SEER from 12 SEER code
Commercial | Com ¦ EC Plug Fan for Data Center (under cabinet) | 2028 | Economic | GWh | After Competition Groups | 0.055123 | 0 | 0 | 13200.5316 | 4.1758e-06 | 67 | Commercial_2028_Economic_GWh_After Competition Groups_67 | EC Plug Fan for Data Center (under cabinet) | 0.0004176% | 0 | 0.055123 | Commercial_2028_Economic_GWh_After Competition Groups_EC Plug Fan for Data Center (under cabinet)
Commercial | Com ¦ Air Curtains | 2028 | Economic | GWh | After Competition Groups | 0.054388 | 0 | 0 | 13200.5316 | 4.1202e-06 | 68 | Commercial_2028_Economic_GWh_After Competition Groups_68 | Air Curtains | 0.000412% | 0 | 0.054388 | Commercial_2028_Economic_GWh_After Competition Groups_Air Curtains
Commercial | Com ¦ High Efficiency Chiller (avg of water and air cooled) | 2028 | Economic | GWh | After Competition Groups | 0.048734 | 0 | 0 | 13200.5316 | 3.6918e-06 | 69 | Commercial_2028_Economic_GWh_After Competition Groups_69 | High Efficiency Chiller (avg of water and air cooled) | 0.0003692% | 0 | 0.048734 | Commercial_2028_Economic_GWh_After Competition Groups_High Efficiency Chiller (avg of water and air cooled)
Commercial | Com ¦ LED RECESSED DOWNLIGHTS | 2028 | Economic | GWh | After Competition Groups | 0.042642 | 0 | 0 | 13200.5316 | 3.2303e-06 | 70 | Commercial_2028_Economic_GWh_After Competition Groups_70 | LED RECESSED DOWNLIGHTS | 0.000323% | 0 | 0.042642 | Commercial_2028_Economic_GWh_After Competition Groups_LED RECESSED DOWNLIGHTS
Commercial | Com ¦ VSD Air Compressor | 2028 | Economic | GWh | After Competition Groups | 0.039695 | 0 | 0 | 13200.5316 | 3.0071e-06 | 71 | Commercial_2028_Economic_GWh_After Competition Groups_71 | VSD Air Compressor | 0.0003007% | 0 | 0.039695 | Commercial_2028_Economic_GWh_After Competition Groups_VSD Air Compressor
Commercial | Com ¦ Electric Convection Combination Ovens | 2028 | Economic | GWh | After Competition Groups | 0.0030937 | 0 | 0 | 13200.5316 | 2.3436e-07 | 72 | Commercial_2028_Economic_GWh_After Competition Groups_72 | Electric Convection Combination Ovens | 2.344e-05% | 0 | 0.0030937 | Commercial_2028_Economic_GWh_After Competition Groups_Electric Convection Combination Ovens
Commercial | Com ¦ Efficient compressor motor | 2028 | Economic | GWh | After Competition Groups | 0 | 0 | 0 | 13200.5316 | 0 | 73 | Commercial_2028_Economic_GWh_After Competition Groups_73 | Efficient compressor motor | 0% | 0 | 0 | Commercial_2028_Economic_GWh_After Competition Groups_Efficient compressor motor
Commercial | Com ¦ Indoor Daylight Sensors/Photocell Dimming Control | 2028 | Economic | GWh | After Competition Groups | 0 | 0 | 0 | 13200.5316 | 0 | 74 | Commercial_2028_Economic_GWh_After Competition Groups_74 | Indoor Daylight Sensors/Photocell Dimming Control | 0% | 0 | 0 | Commercial_2028_Economic_GWh_After Competition Groups_Indoor Daylight Sensors/Photocell Dimming Control
Commercial | Com ¦ Variable Refrigerant Flow Heat Pump | 2028 | Economic | GWh | After Competition Groups | 0 | 0 | 0 | 13200.5316 | 0 | 75 | Commercial_2028_Economic_GWh_After Competition Groups_75 | Variable Refrigerant Flow Heat Pump | 0% | 0 | 0 | Commercial_2028_Economic_GWh_After Competition Groups_Variable Refrigerant Flow Heat Pump
Commercial | Com ¦ ENERGY STAR LED LAMPS (REFLECTOR LAMPs/MR16/PAR 16) | 2028 | SC A | GWh | After Competition Groups | 794.6392 | 3545722.0335 | 3.5457 | 6175.0913 | 0.12868 | 1 | Commercial_2028_SC A_GWh_After Competition Groups_1 | ENERGY STAR LED LAMPS (REFLECTOR LAMPs/MR16/PAR 16) | 12.87% | 3.5457 | 794.6392 | Commercial_2028_SC A_GWh_After Competition Groups_ENERGY STAR LED LAMPS (REFLECTOR LAMPs/MR16/PAR 16)
Commercial | Com ¦ LED Troffer/Surface/Suspended | 2028 | SC A | GWh | After Competition Groups | 673.1176 | 65297451.7123 | 65.2975 | 6175.0913 | 0.10901 | 2 | Commercial_2028_SC A_GWh_After Competition Groups_2 | LED Troffer/Surface/Suspended | 10.9% | 65.2975 | 673.1176 | Commercial_2028_SC A_GWh_After Competition Groups_LED Troffer/Surface/Suspended
Commercial | Com ¦ LED Low/High Bay | 2028 | SC A | GWh | After Competition Groups | 667.2373 | 49335623.3956 | 49.3356 | 6175.0913 | 0.10805 | 3 | Commercial_2028_SC A_GWh_After Competition Groups_3 | LED Low/High Bay | 10.81% | 49.3356 | 667.2373 | Commercial_2028_SC A_GWh_After Competition Groups_LED Low/High Bay
Commercial | Com ¦ LED EXTERIOR AREA LIGHTS - LED fixture (200W) | 2028 | SC A | GWh | After Competition Groups | 506.8093 | 0 | 0 | 6175.0913 | 0.082073 | 4 | Commercial_2028_SC A_GWh_After Competition Groups_4 | LED EXTERIOR AREA LIGHTS - LED fixture (200W) | 8.207% | 0 | 506.8093 | Commercial_2028_SC A_GWh_After Competition Groups_LED EXTERIOR AREA LIGHTS - LED fixture (200W)
Commercial | Com ¦ LED parking lot fixture | 2028 | SC A | GWh | After Competition Groups | 490.2515 | 9519249.7446 | 9.5192 | 6175.0913 | 0.079392 | 5 | Commercial_2028_SC A_GWh_After Competition Groups_5 | LED parking lot fixture | 7.939% | 9.5192 | 490.2515 | Commercial_2028_SC A_GWh_After Competition Groups_LED parking lot fixture
Commercial | Com ¦ LED Replacement Lamp (Tube) | 2028 | SC A | GWh | After Competition Groups | 416.9443 | 0 | 0 | 6175.0913 | 0.06752 | 6 | Commercial_2028_SC A_GWh_After Competition Groups_6 | LED Replacement Lamp (Tube) | 6.752% | 0 | 416.9443 | Commercial_2028_SC A_GWh_After Competition Groups_LED Replacement Lamp (Tube)
Commercial | Com ¦ Building Recommissioning, Operations and Maintenance (O&M) Improvements | 2028 | SC A | GWh | After Competition Groups | 314.0087 | 1379047.4271 | 1.379 | 6175.0913 | 0.050851 | 7 | Commercial_2028_SC A_GWh_After Competition Groups_7 | Building Recommissioning, Operations and Maintenance (O&M) Improvements | 5.085% | 1.379 | 314.0087 | Commercial_2028_SC A_GWh_After Competition Groups_Building Recommissioning, Operations and Maintenance (O&M) Improvements
Commercial | Com ¦ LED street light fixture | 2028 | SC A | GWh | After Competition Groups | 295.72 | 9917298.3598 | 9.9173 | 6175.0913 | 0.047889 | 8 | Commercial_2028_SC A_GWh_After Competition Groups_8 | LED street light fixture | 4.789% | 9.9173 | 295.72 | Commercial_2028_SC A_GWh_After Competition Groups_LED street light fixture
Commercial | Com ¦ Furnace Tune-Up | 2028 | SC A | GWh | After Competition Groups | 211.0017 | 111384.2966 | 0.11138 | 6175.0913 | 0.03417 | 9 | Commercial_2028_SC A_GWh_After Competition Groups_9 | Furnace Tune-Up | 3.417% | 0.11138 | 211.0017 | Commercial_2028_SC A_GWh_After Competition Groups_Furnace Tune-Up
Commercial | Com ¦ Data Center Storage/Server Virtualization | 2028 | SC A | GWh | After Competition Groups | 179.5961 | 0 | 0 | 6175.0913 | 0.029084 | 10 | Commercial_2028_SC A_GWh_After Competition Groups_10 | Data Center Storage/Server Virtualization | 2.908% | 0 | 179.5961 | Commercial_2028_SC A_GWh_After Competition Groups_Data Center Storage/Server Virtualization
Commercial | Com ¦ High Efficiency Air Source Heat Pump | 2028 | SC A | GWh | After Competition Groups | 157.3713 | 1139474.3661 | 1.1395 | 6175.0913 | 0.025485 | 11 | Commercial_2028_SC A_GWh_After Competition Groups_11 | High Efficiency Air Source Heat Pump | 2.548% | 1.1395 | 157.3713 | Commercial_2028_SC A_GWh_After Competition Groups_High Efficiency Air Source Heat Pump
Commercial | Com ¦ Reach-in Shaded Pole to ECM/PSC Evaporator Fan Motor | 2028 | SC A | GWh | After Competition Groups | 157.3251 | 2525720.1306 | 2.5257 | 6175.0913 | 0.025477 | 12 | Commercial_2028_SC A_GWh_After Competition Groups_12 | Reach-in Shaded Pole to ECM/PSC Evaporator Fan Motor | 2.548% | 2.5257 | 157.3251 | Commercial_2028_SC A_GWh_After Competition Groups_Reach-in Shaded Pole to ECM/PSC Evaporator Fan Motor
Commercial | Com ¦ Strip Curtains | 2028 | SC A | GWh | After Competition Groups | 103.1461 | 168125.8351 | 0.16813 | 6175.0913 | 0.016704 | 13 | Commercial_2028_SC A_GWh_After Competition Groups_13 | Strip Curtains | 1.67% | 0.16813 | 103.1461 | Commercial_2028_SC A_GWh_After Competition Groups_Strip Curtains
Commercial | Com ¦ Education and Capacity Building/Energy Behavior | 2028 | SC A | GWh | After Competition Groups | 102.7358 | 1194315.5021 | 1.1943 | 6175.0913 | 0.016637 | 14 | Commercial_2028_SC A_GWh_After Competition Groups_14 | Education and Capacity Building/Energy Behavior | 1.664% | 1.1943 | 102.7358 | Commercial_2028_SC A_GWh_After Competition Groups_Education and Capacity Building/Energy Behavior
Commercial | Com ¦ ENERGY STAR LED LAMPS (General Service Lamps) | 2028 | SC A | GWh | After Competition Groups | 99.0741 | 460275.7934 | 0.46028 | 6175.0913 | 0.016044 | 15 | Commercial_2028_SC A_GWh_After Competition Groups_15 | ENERGY STAR LED LAMPS (General Service Lamps) | 1.604% | 0.46028 | 99.0741 | Commercial_2028_SC A_GWh_After Competition Groups_ENERGY STAR LED LAMPS (General Service Lamps)
Commercial | Com ¦ Refrigerated Display Case Doors | 2028 | SC A | GWh | After Competition Groups | 97.5709 | 3940773.5623 | 3.9408 | 6175.0913 | 0.015801 | 16 | Commercial_2028_SC A_GWh_After Competition Groups_16 | Refrigerated Display Case Doors | 1.58% | 3.9408 | 97.5709 | Commercial_2028_SC A_GWh_After Competition Groups_Refrigerated Display Case Doors
Commercial | Com ¦ LED or Equivalent Sign Lighting | 2028 | SC A | GWh | After Competition Groups | 97.1213 | 3375863.4525 | 3.3759 | 6175.0913 | 0.015728 | 17 | Commercial_2028_SC A_GWh_After Competition Groups_17 | LED or Equivalent Sign Lighting | 1.573% | 3.3759 | 97.1213 | Commercial_2028_SC A_GWh_After Competition Groups_LED or Equivalent Sign Lighting
Commercial | Com ¦ Centrally controlled desktop PC/NETWORK PC POWER MANAGEMENT SOFTWARE | 2028 | SC A | GWh | After Competition Groups | 75.0504 | 799780.6481 | 0.79978 | 6175.0913 | 0.012154 | 18 | Commercial_2028_SC A_GWh_After Competition Groups_18 | Centrally controlled desktop PC/NETWORK PC POWER MANAGEMENT SOFTWARE | 1.215% | 0.79978 | 75.0504 | Commercial_2028_SC A_GWh_After Competition Groups_Centrally controlled desktop PC/NETWORK PC POWER MANAGEMENT SOFTWARE
Commercial | Com ¦ Advanced BAS/Controllers | 2028 | SC A | GWh | After Competition Groups | 73.9759 | 270134.6335 | 0.27013 | 6175.0913 | 0.01198 | 19 | Commercial_2028_SC A_GWh_After Competition Groups_19 | Advanced BAS/Controllers | 1.198% | 0.27013 | 73.9759 | Commercial_2028_SC A_GWh_After Competition Groups_Advanced BAS/Controllers
Commercial | Com ¦ Variable Frequency Drive (VFD) | 2028 | SC A | GWh | After Competition Groups | 70.3185 | 1837909.9051 | 1.8379 | 6175.0913 | 0.011387 | 20 | Commercial_2028_SC A_GWh_After Competition Groups_20 | Variable Frequency Drive (VFD) | 1.139% | 1.8379 | 70.3185 | Commercial_2028_SC A_GWh_After Competition Groups_Variable Frequency Drive (VFD)
Commercial | Com ¦ Demand Control Ventilation | 2028 | SC A | GWh | After Competition Groups | 68.1265 | 356058.8619 | 0.35606 | 6175.0913 | 0.011032 | 21 | Commercial_2028_SC A_GWh_After Competition Groups_21 | Demand Control Ventilation | 1.103% | 0.35606 | 68.1265 | Commercial_2028_SC A_GWh_After Competition Groups_Demand Control Ventilation
Commercial | Com ¦ VFD on Pumps | 2028 | SC A | GWh | After Competition Groups | 65.2826 | 1756020.9082 | 1.756 | 6175.0913 | 0.010572 | 22 | Commercial_2028_SC A_GWh_After Competition Groups_22 | VFD on Pumps | 1.057% | 1.756 | 65.2826 | Commercial_2028_SC A_GWh_After Competition Groups_VFD on Pumps
Commercial | Com ¦ Adaptive Thermostats | 2028 | SC A | GWh | After Competition Groups | 49.9676 | 1670501.9869 | 1.6705 | 6175.0913 | 0.0080918 | 23 | Commercial_2028_SC A_GWh_After Competition Groups_23 | Adaptive Thermostats | 0.8092% | 1.6705 | 49.9676 | Commercial_2028_SC A_GWh_After Competition Groups_Adaptive Thermostats
Commercial | Com ¦ ECM MOTORS FOR EVAPORATOR FANS for refrigeration (WALK-IN) | 2028 | SC A | GWh | After Competition Groups | 32.7654 | 1109609.7088 | 1.1096 | 6175.0913 | 0.0053061 | 24 | Commercial_2028_SC A_GWh_After Competition Groups_24 | ECM MOTORS FOR EVAPORATOR FANS for refrigeration (WALK-IN) | 0.5306% | 1.1096 | 32.7654 | Commercial_2028_SC A_GWh_After Competition Groups_ECM MOTORS FOR EVAPORATOR FANS for refrigeration (WALK-IN)
Commercial | Com ¦ Air Handler with Dedicated Outdoor Air Systems | 2028 | SC A | GWh | After Competition Groups | 32.1221 | 0 | 0 | 6175.0913 | 0.0052019 | 25 | Commercial_2028_SC A_GWh_After Competition Groups_25 | Air Handler with Dedicated Outdoor Air Systems | 0.5202% | 0 | 32.1221 | Commercial_2028_SC A_GWh_After Competition Groups_Air Handler with Dedicated Outdoor Air Systems
Commercial | Com ¦ Condensing Unit Heaters or other Efficient Unit Heating System | 2028 | SC A | GWh | After Competition Groups | 31.7278 | 33433.4813 | 0.033433 | 6175.0913 | 0.005138 | 26 | Commercial_2028_SC A_GWh_After Competition Groups_26 | Condensing Unit Heaters or other Efficient Unit Heating System | 0.5138% | 0.033433 | 31.7278 | Commercial_2028_SC A_GWh_After Competition Groups_Condensing Unit Heaters or other Efficient Unit Heating System
Commercial | Com ¦ Demand Control Kitchen Ventilation | 2028 | SC A | GWh | After Competition Groups | 28.3053 | 122047.9836 | 0.12205 | 6175.0913 | 0.0045838 | 27 | Commercial_2028_SC A_GWh_After Competition Groups_27 | Demand Control Kitchen Ventilation | 0.4584% | 0.12205 | 28.3053 | Commercial_2028_SC A_GWh_After Competition Groups_Demand Control Kitchen Ventilation
Commercial | Com ¦ Refrigerated Display Case LED | 2028 | SC A | GWh | After Competition Groups | 26.8914 | 780685.2946 | 0.78069 | 6175.0913 | 0.0043548 | 28 | Commercial_2028_SC A_GWh_After Competition Groups_28 | Refrigerated Display Case LED | 0.4355% | 0.78069 | 26.8914 | Commercial_2028_SC A_GWh_After Competition Groups_Refrigerated Display Case LED
Commercial | Com ¦ Evaporator Fan Controls | 2028 | SC A | GWh | After Competition Groups | 26.2303 | 173639.2836 | 0.17364 | 6175.0913 | 0.0042478 | 29 | Commercial_2028_SC A_GWh_After Competition Groups_29 | Evaporator Fan Controls | 0.4248% | 0.17364 | 26.2303 | Commercial_2028_SC A_GWh_After Competition Groups_Evaporator Fan Controls
Commercial | Com ¦ Door Gasket Freezer/Refrigerator | 2028 | SC A | GWh | After Competition Groups | 25.0736 | 548750.2341 | 0.54875 | 6175.0913 | 0.0040604 | 30 | Commercial_2028_SC A_GWh_After Competition Groups_30 | Door Gasket Freezer/Refrigerator | 0.406% | 0.54875 | 25.0736 | Commercial_2028_SC A_GWh_After Competition Groups_Door Gasket Freezer/Refrigerator
Commercial | Com ¦ Freezer Case Light Sensor | 2028 | SC A | GWh | After Competition Groups | 21.8884 | 1199505.7357 | 1.1995 | 6175.0913 | 0.0035446 | 31 | Commercial_2028_SC A_GWh_After Competition Groups_31 | Freezer Case Light Sensor | 0.3545% | 1.1995 | 21.8884 | Commercial_2028_SC A_GWh_After Competition Groups_Freezer Case Light Sensor
Commercial | Com ¦ Unitary Air-Conditioning Unit | 2028 | SC A | GWh | After Competition Groups | 19.9646 | 872677.9463 | 0.87268 | 6175.0913 | 0.0032331 | 32 | Commercial_2028_SC A_GWh_After Competition Groups_32 | Unitary Air-Conditioning Unit | 0.3233% | 0.87268 | 19.9646 | Commercial_2028_SC A_GWh_After Competition Groups_Unitary Air-Conditioning Unit
Commercial | Com ¦ ENERGY STAR Griddle (74% eff) | 2028 | SC A | GWh | After Competition Groups | 19.9233 | 222913.1086 | 0.22291 | 6175.0913 | 0.0032264 | 33 | Commercial_2028_SC A_GWh_After Competition Groups_33 | ENERGY STAR Griddle (74% eff) | 0.3226% | 0.22291 | 19.9233 | Commercial_2028_SC A_GWh_After Competition Groups_ENERGY STAR Griddle (74% eff)
Commercial | Com ¦ Occupancy Sensors | 2028 | SC A | GWh | After Competition Groups | 17.8628 | 5488.0151 | 0.005488 | 6175.0913 | 0.0028927 | 34 | Commercial_2028_SC A_GWh_After Competition Groups_34 | Occupancy Sensors | 0.2893% | 0.005488 | 17.8628 | Commercial_2028_SC A_GWh_After Competition Groups_Occupancy Sensors
Commercial | Com ¦ Chilled Water Optimization | 2028 | SC A | GWh | After Competition Groups | 13.7184 | 508064.3305 | 0.50806 | 6175.0913 | 0.0022216 | 35 | Commercial_2028_SC A_GWh_After Competition Groups_35 | Chilled Water Optimization | 0.2222% | 0.50806 | 13.7184 | Commercial_2028_SC A_GWh_After Competition Groups_Chilled Water Optimization
Commercial | Com ¦ Elec Storage WH 2.30 Et | 2028 | SC A | GWh | After Competition Groups | 10.8767 | 574270.8121 | 0.57427 | 6175.0913 | 0.0017614 | 36 | Commercial_2028_SC A_GWh_After Competition Groups_36 | Elec Storage WH 2.30 Et | 0.1761% | 0.57427 | 10.8767 | Commercial_2028_SC A_GWh_After Competition Groups_Elec Storage WH 2.30 Et
Commercial | Com ¦ BEVERAGE VENDING MACHINE CONTROLS | 2028 | SC A | GWh | After Competition Groups | 10.3865 | 216648.7772 | 0.21665 | 6175.0913 | 0.001682 | 37 | Commercial_2028_SC A_GWh_After Competition Groups_37 | BEVERAGE VENDING MACHINE CONTROLS | 0.1682% | 0.21665 | 10.3865 | Commercial_2028_SC A_GWh_After Competition Groups_BEVERAGE VENDING MACHINE CONTROLS
Commercial | Com ¦ Temperature Adjustment in Commercial Freezers | 2028 | SC A | GWh | After Competition Groups | 10.0417 | 0 | 0 | 6175.0913 | 0.0016262 | 38 | Commercial_2028_SC A_GWh_After Competition Groups_38 | Temperature Adjustment in Commercial Freezers | 0.1626% | 0 | 10.0417 | Commercial_2028_SC A_GWh_After Competition Groups_Temperature Adjustment in Commercial Freezers
Commercial | Com ¦ CO Sensors for parking garage exhaust fans | 2028 | SC A | GWh | After Competition Groups | 8.4639 | 348305.2358 | 0.34831 | 6175.0913 | 0.0013707 | 39 | Commercial_2028_SC A_GWh_After Competition Groups_39 | CO Sensors for parking garage exhaust fans | 0.1371% | 0.34831 | 8.4639 | Commercial_2028_SC A_GWh_After Competition Groups_CO Sensors for parking garage exhaust fans
Commercial | Com ¦ Energy Efficient Laboratory Fume Hood | 2028 | SC A | GWh | After Competition Groups | 8.0517 | 352257.4148 | 0.35226 | 6175.0913 | 0.0013039 | 40 | Commercial_2028_SC A_GWh_After Competition Groups_40 | Energy Efficient Laboratory Fume Hood | 0.1304% | 0.35226 | 8.0517 | Commercial_2028_SC A_GWh_After Competition Groups_Energy Efficient Laboratory Fume Hood
Commercial | Com ¦ Vertical Night Covers | 2028 | SC A | GWh | After Competition Groups | 7.6082 | 130013.254 | 0.13001 | 6175.0913 | 0.0012321 | 41 | Commercial_2028_SC A_GWh_After Competition Groups_41 | Vertical Night Covers | 0.1232% | 0.13001 | 7.6082 | Commercial_2028_SC A_GWh_After Competition Groups_Vertical Night Covers
Commercial | Com ¦ Outside Air Economizer | 2028 | SC A | GWh | After Competition Groups | 7.4734 | 110329.7228 | 0.11033 | 6175.0913 | 0.0012103 | 42 | Commercial_2028_SC A_GWh_After Competition Groups_42 | Outside Air Economizer | 0.121% | 0.11033 | 7.4734 | Commercial_2028_SC A_GWh_After Competition Groups_Outside Air Economizer
Commercial | Com ¦ ENERGY STAR Fryer (84% eff) | 2028 | SC A | GWh | After Competition Groups | 7.2342 | 156034.0325 | 0.15603 | 6175.0913 | 0.0011715 | 43 | Commercial_2028_SC A_GWh_After Competition Groups_43 | ENERGY STAR Fryer (84% eff) | 0.1172% | 0.15603 | 7.2342 | Commercial_2028_SC A_GWh_After Competition Groups_ENERGY STAR Fryer (84% eff)
Commercial | Com ¦ Duct Insulation, R8 | 2028 | SC A | GWh | After Competition Groups | 6.9196 | 303488.1131 | 0.30349 | 6175.0913 | 0.0011206 | 44 | Commercial_2028_SC A_GWh_After Competition Groups_44 | Duct Insulation, R8 | 0.1121% | 0.30349 | 6.9196 | Commercial_2028_SC A_GWh_After Competition Groups_Duct Insulation, R8
Commercial | Com ¦ Water Heating (DHW) Pipe Insulation (Add 3/4\ Foam)" | 2028 | SC A | GWh | After Competition Groups | 6.7376 | 237203.1237 | 0.2372 | 6175.0913 | 0.0010911 | 45 | Commercial_2028_SC A_GWh_After Competition Groups_45 | Water Heating (DHW) Pipe Insulation (Add 3/4\ Foam)" | 0.1091% | 0.2372 | 6.7376 | Commercial_2028_SC A_GWh_After Competition Groups_Water Heating (DHW) Pipe Insulation (Add 3/4\ Foam)"
Commercial | Com ¦ Water Source Heat Pump (4 ton) | 2028 | SC A | GWh | After Competition Groups | 5.7702 | 283726.9906 | 0.28373 | 6175.0913 | 0.00093443 | 46 | Commercial_2028_SC A_GWh_After Competition Groups_46 | Water Source Heat Pump (4 ton) | 0.09344% | 0.28373 | 5.7702 | Commercial_2028_SC A_GWh_After Competition Groups_Water Source Heat Pump (4 ton)
Commercial | Com ¦ Suction Pipe Insulation Freezer/Refrigerator | 2028 | SC A | GWh | After Competition Groups | 4.1144 | 131321.6774 | 0.13132 | 6175.0913 | 0.00066628 | 47 | Commercial_2028_SC A_GWh_After Competition Groups_47 | Suction Pipe Insulation Freezer/Refrigerator | 0.06663% | 0.13132 | 4.1144 | Commercial_2028_SC A_GWh_After Competition Groups_Suction Pipe Insulation Freezer/Refrigerator
Commercial | Com ¦ ENERGY STAR Dishwasher | 2028 | SC A | GWh | After Competition Groups | 3.5416 | 32570.125 | 0.03257 | 6175.0913 | 0.00057353 | 48 | Commercial_2028_SC A_GWh_After Competition Groups_48 | ENERGY STAR Dishwasher | 0.05735% | 0.03257 | 3.5416 | Commercial_2028_SC A_GWh_After Competition Groups_ENERGY STAR Dishwasher
Commercial | Com ¦ ENERGY STAR Steam Cookers | 2028 | SC A | GWh | After Competition Groups | 3.4556 | 82311.0728 | 0.082311 | 6175.0913 | 0.0005596 | 49 | Commercial_2028_SC A_GWh_After Competition Groups_49 | ENERGY STAR Steam Cookers | 0.05596% | 0.082311 | 3.4556 | Commercial_2028_SC A_GWh_After Competition Groups_ENERGY STAR Steam Cookers
Commercial | Com ¦ Thermostat Setback | 2028 | SC A | GWh | After Competition Groups | 2.0292 | 0 | 0 | 6175.0913 | 0.00032862 | 50 | Commercial_2028_SC A_GWh_After Competition Groups_50 | Thermostat Setback | 0.03286% | 0 | 2.0292 | Commercial_2028_SC A_GWh_After Competition Groups_Thermostat Setback
Commercial | Com ¦ Ozone Laundry Treatment | 2028 | SC A | GWh | After Competition Groups | 1.688 | 67416.7476 | 0.067417 | 6175.0913 | 0.00027336 | 51 | Commercial_2028_SC A_GWh_After Competition Groups_51 | Ozone Laundry Treatment | 0.02734% | 0.067417 | 1.688 | Commercial_2028_SC A_GWh_After Competition Groups_Ozone Laundry Treatment
Commercial | Com ¦ Condensing Make Up Air Unit | 2028 | SC A | GWh | After Competition Groups | 1.5927 | 122594.8716 | 0.12259 | 6175.0913 | 0.00025792 | 52 | Commercial_2028_SC A_GWh_After Competition Groups_52 | Condensing Make Up Air Unit | 0.02579% | 0.12259 | 1.5927 | Commercial_2028_SC A_GWh_After Competition Groups_Condensing Make Up Air Unit
Commercial | Com ¦ Demand controlled Circulating Systems | 2028 | SC A | GWh | After Competition Groups | 1.3894 | 0 | 0 | 6175.0913 | 0.000225 | 53 | Commercial_2028_SC A_GWh_After Competition Groups_53 | Demand controlled Circulating Systems | 0.0225% | 0 | 1.3894 | Commercial_2028_SC A_GWh_After Competition Groups_Demand controlled Circulating Systems
Commercial | Com ¦ ECM MOTORS FOR HVAC APPLICATION (FAN-POWERED VAV BOX) | 2028 | SC A | GWh | After Competition Groups | 1.0261 | 35817.1298 | 0.035817 | 6175.0913 | 0.00016617 | 54 | Commercial_2028_SC A_GWh_After Competition Groups_54 | ECM MOTORS FOR HVAC APPLICATION (FAN-POWERED VAV BOX) | 0.01662% | 0.035817 | 1.0261 | Commercial_2028_SC A_GWh_After Competition Groups_ECM MOTORS FOR HVAC APPLICATION (FAN-POWERED VAV BOX)
Commercial | Com ¦ CEE Tier 2/Energy Star Clothes Washers | 2028 | SC A | GWh | After Competition Groups | 0.71806 | 12779.7835 | 0.01278 | 6175.0913 | 0.00011628 | 55 | Commercial_2028_SC A_GWh_After Competition Groups_55 | CEE Tier 2/Energy Star Clothes Washers | 0.01163% | 0.01278 | 0.71806 | Commercial_2028_SC A_GWh_After Competition Groups_CEE Tier 2/Energy Star Clothes Washers
Commercial | Com ¦ Notched V belts for HVAC Systems | 2028 | SC A | GWh | After Competition Groups | 0.46733 | 13022.0116 | 0.013022 | 6175.0913 | 7.568e-05 | 56 | Commercial_2028_SC A_GWh_After Competition Groups_56 | Notched V belts for HVAC Systems | 0.007568% | 0.013022 | 0.46733 | Commercial_2028_SC A_GWh_After Competition Groups_Notched V belts for HVAC Systems
Commercial | Com ¦ Auto Off Time Switch or Time Clock control | 2028 | SC A | GWh | After Competition Groups | 0.41203 | 77.0416 | 7.7042e-05 | 6175.0913 | 6.6724e-05 | 57 | Commercial_2028_SC A_GWh_After Competition Groups_57 | Auto Off Time Switch or Time Clock control | 0.006672% | 7.7042e-05 | 0.41203 | Commercial_2028_SC A_GWh_After Competition Groups_Auto Off Time Switch or Time Clock control
Commercial | Com ¦ Low Flow Pre-Rinse Spray Nozzle | 2028 | SC A | GWh | After Competition Groups | 0.3841 | 3210.7174 | 0.0032107 | 6175.0913 | 6.2202e-05 | 58 | Commercial_2028_SC A_GWh_After Competition Groups_58 | Low Flow Pre-Rinse Spray Nozzle | 0.00622% | 0.0032107 | 0.3841 | Commercial_2028_SC A_GWh_After Competition Groups_Low Flow Pre-Rinse Spray Nozzle
Commercial | COM ¦ Ductless Mini-Split Heat Pumps | 2028 | SC A | GWh | After Competition Groups | 0.37976 | 180.5636 | 0.00018056 | 6175.0913 | 6.1499e-05 | 59 | Commercial_2028_SC A_GWh_After Competition Groups_59 | Ductless Mini-Split Heat Pumps | 0.00615% | 0.00018056 | 0.37976 | Commercial_2028_SC A_GWh_After Competition Groups_Ductless Mini-Split Heat Pumps
Commercial | Com ¦ Solar Water Preheat (Pools/DHW) | 2028 | SC A | GWh | After Competition Groups | 0.37929 | 2084.5873 | 0.0020846 | 6175.0913 | 6.1422e-05 | 60 | Commercial_2028_SC A_GWh_After Competition Groups_60 | Solar Water Preheat (Pools/DHW) | 0.006142% | 0.0020846 | 0.37929 | Commercial_2028_SC A_GWh_After Competition Groups_Solar Water Preheat (Pools/DHW)
Commercial | Com ¦ PTAC (12 EER/10,000 BTU) | 2028 | SC A | GWh | After Competition Groups | 0.26012 | 9869.9918 | 0.00987 | 6175.0913 | 4.2124e-05 | 61 | Commercial_2028_SC A_GWh_After Competition Groups_61 | PTAC (12 EER/10,000 BTU) | 0.004212% | 0.00987 | 0.26012 | Commercial_2028_SC A_GWh_After Competition Groups_PTAC (12 EER/10,000 BTU)
Commercial | Com ¦ HVAC Optimization | 2028 | SC A | GWh | After Competition Groups | 0.2522 | 215.6678 | 0.00021567 | 6175.0913 | 4.0841e-05 | 62 | Commercial_2028_SC A_GWh_After Competition Groups_62 | HVAC Optimization | 0.004084% | 0.00021567 | 0.2522 | Commercial_2028_SC A_GWh_After Competition Groups_HVAC Optimization
Commercial | Com ¦ Commercial Hot Food Holding Cabinets | 2028 | SC A | GWh | After Competition Groups | 0.16885 | 2772.8265 | 0.0027728 | 6175.0913 | 2.7343e-05 | 63 | Commercial_2028_SC A_GWh_After Competition Groups_63 | Commercial Hot Food Holding Cabinets | 0.002734% | 0.0027728 | 0.16885 | Commercial_2028_SC A_GWh_After Competition Groups_Commercial Hot Food Holding Cabinets
Commercial | Com ¦ Air Curtains | 2028 | SC A | GWh | After Competition Groups | 0.10373 | 4061.6927 | 0.0040617 | 6175.0913 | 1.6799e-05 | 64 | Commercial_2028_SC A_GWh_After Competition Groups_64 | Air Curtains | 0.00168% | 0.0040617 | 0.10373 | Commercial_2028_SC A_GWh_After Competition Groups_Air Curtains
Commercial | Com ¦ Wall Insulation | 2028 | SC A | GWh | After Competition Groups | 0.062606 | 45.4743 | 4.5474e-05 | 6175.0913 | 1.0138e-05 | 65 | Commercial_2028_SC A_GWh_After Competition Groups_65 | Wall Insulation | 0.001014% | 4.5474e-05 | 0.062606 | Commercial_2028_SC A_GWh_After Competition Groups_Wall Insulation
Commercial | Com ¦ LED RECESSED DOWNLIGHTS | 2028 | SC A | GWh | After Competition Groups | 0.055292 | 2643.9908 | 0.002644 | 6175.0913 | 8.9541e-06 | 66 | Commercial_2028_SC A_GWh_After Competition Groups_66 | LED RECESSED DOWNLIGHTS | 0.0008954% | 0.002644 | 0.055292 | Commercial_2028_SC A_GWh_After Competition Groups_LED RECESSED DOWNLIGHTS
Commercial | Com ¦ High Efficiency Small Instantaneous Water Heater | 2028 | SC A | GWh | After Competition Groups | 0.042686 | 5036.5681 | 0.0050366 | 6175.0913 | 6.9125e-06 | 67 | Commercial_2028_SC A_GWh_After Competition Groups_67 | High Efficiency Small Instantaneous Water Heater | 0.0006913% | 0.0050366 | 0.042686 | Commercial_2028_SC A_GWh_After Competition Groups_High Efficiency Small Instantaneous Water Heater
Commercial | Com ¦ Energy Recovery Ventilation and Ventilation (Enhanced) | 2028 | SC A | GWh | After Competition Groups | 0.037681 | 0 | 0 | 6175.0913 | 6.1021e-06 | 68 | Commercial_2028_SC A_GWh_After Competition Groups_68 | Energy Recovery Ventilation and Ventilation (Enhanced) | 0.0006102% | 0 | 0.037681 | Commercial_2028_SC A_GWh_After Competition Groups_Energy Recovery Ventilation and Ventilation (Enhanced)
Commercial | Com ¦ LLLC - Low Impact Application | 2028 | SC A | GWh | After Competition Groups | 0.024412 | 25.7254 | 2.5725e-05 | 6175.0913 | 3.9533e-06 | 69 | Commercial_2028_SC A_GWh_After Competition Groups_69 | LLLC - Low Impact Application | 0.0003953% | 2.5725e-05 | 0.024412 | Commercial_2028_SC A_GWh_After Competition Groups_LLLC - Low Impact Application
Commercial | Com ¦ LLLC - High Impact Application | 2028 | SC A | GWh | After Competition Groups | 0.022959 | 3.1511 | 3.1511e-06 | 6175.0913 | 3.718e-06 | 70 | Commercial_2028_SC A_GWh_After Competition Groups_70 | LLLC - High Impact Application | 0.0003718% | 3.1511e-06 | 0.022959 | Commercial_2028_SC A_GWh_After Competition Groups_LLLC - High Impact Application
Commercial | Com ¦ VSD Air Compressor | 2028 | SC A | GWh | After Competition Groups | 0.020654 | 535.8331 | 0.00053583 | 6175.0913 | 3.3447e-06 | 71 | Commercial_2028_SC A_GWh_After Competition Groups_71 | VSD Air Compressor | 0.0003345% | 0.00053583 | 0.020654 | Commercial_2028_SC A_GWh_After Competition Groups_VSD Air Compressor
Commercial | Com ¦ EC Plug Fan for Data Center (under cabinet) | 2028 | SC A | GWh | After Competition Groups | 0.013673 | 863.6245 | 0.00086362 | 6175.0913 | 2.2142e-06 | 72 | Commercial_2028_SC A_GWh_After Competition Groups_72 | EC Plug Fan for Data Center (under cabinet) | 0.0002214% | 0.00086362 | 0.013673 | Commercial_2028_SC A_GWh_After Competition Groups_EC Plug Fan for Data Center (under cabinet)
Commercial | Com ¦ Room AC (w/ louvered sides) 14 SEER from 12 SEER code | 2028 | SC A | GWh | After Competition Groups | 0.013095 | 624.0686 | 0.00062407 | 6175.0913 | 2.1206e-06 | 73 | Commercial_2028_SC A_GWh_After Competition Groups_73 | Room AC (w/ louvered sides) 14 SEER from 12 SEER code | 0.0002121% | 0.00062407 | 0.013095 | Commercial_2028_SC A_GWh_After Competition Groups_Room AC (w/ louvered sides) 14 SEER from 12 SEER code
Commercial | Com ¦ High Efficiency Chiller (avg of water and air cooled) | 2028 | SC A | GWh | After Competition Groups | 0.0040307 | 188.8768 | 0.00018888 | 6175.0913 | 6.5274e-07 | 74 | Commercial_2028_SC A_GWh_After Competition Groups_74 | High Efficiency Chiller (avg of water and air cooled) | 6.527e-05% | 0.00018888 | 0.0040307 | Commercial_2028_SC A_GWh_After Competition Groups_High Efficiency Chiller (avg of water and air cooled)
Commercial | Com ¦ Electric Convection Combination Ovens | 2028 | SC A | GWh | After Competition Groups | 0.0021541 | 3.7563 | 3.7563e-06 | 6175.0913 | 3.4884e-07 | 75 | Commercial_2028_SC A_GWh_After Competition Groups_75 | Electric Convection Combination Ovens | 3.488e-05% | 3.7563e-06 | 0.0021541 | Commercial_2028_SC A_GWh_After Competition Groups_Electric Convection Combination Ovens
Commercial | Com ¦ Networked/Connected - High Impact Application | 2028 | SC A | GWh | After Competition Groups | 0.00054829 | 0.014376 | 1.4376e-08 | 6175.0913 | 8.879e-08 | 76 | Commercial_2028_SC A_GWh_After Competition Groups_76 | Networked/Connected - High Impact Application | 8.879e-06% | 1.4376e-08 | 0.00054829 | Commercial_2028_SC A_GWh_After Competition Groups_Networked/Connected - High Impact Application
Commercial | Com ¦ Networked/Connected - Low Impact Application | 2028 | SC A | GWh | After Competition Groups | 2.5164e-05 | 0.010694 | 1.0694e-08 | 6175.0913 | 4.0751e-09 | 77 | Commercial_2028_SC A_GWh_After Competition Groups_77 | Networked/Connected - Low Impact Application | 4.075e-07% | 1.0694e-08 | 2.5164e-05 | Commercial_2028_SC A_GWh_After Competition Groups_Networked/Connected - Low Impact Application
Commercial | Com ¦ Efficient compressor motor | 2028 | SC A | GWh | After Competition Groups | 0 | 0 | 0 | 6175.0913 | 0 | 78 | Commercial_2028_SC A_GWh_After Competition Groups_78 | Efficient compressor motor | 0% | 0 | 0 | Commercial_2028_SC A_GWh_After Competition Groups_Efficient compressor motor
Commercial | Com ¦ Indoor Daylight Sensors/Photocell Dimming Control | 2028 | SC A | GWh | After Competition Groups | 0 | 0 | 0 | 6175.0913 | 0 | 79 | Commercial_2028_SC A_GWh_After Competition Groups_79 | Indoor Daylight Sensors/Photocell Dimming Control | 0% | 0 | 0 | Commercial_2028_SC A_GWh_After Competition Groups_Indoor Daylight Sensors/Photocell Dimming Control
Commercial | Com ¦ Variable Refrigerant Flow Heat Pump | 2028 | SC A | GWh | After Competition Groups | 0 | 0 | 0 | 6175.0913 | 0 | 80 | Commercial_2028_SC A_GWh_After Competition Groups_80 | Variable Refrigerant Flow Heat Pump | 0% | 0 | 0 | Commercial_2028_SC A_GWh_After Competition Groups_Variable Refrigerant Flow Heat Pump
Commercial | Com ¦ ENERGY STAR LED LAMPS (REFLECTOR LAMPs/MR16/PAR 16) | 2028 | SC B | GWh | After Competition Groups | 794.6392 | 3545367.4612 | 3.5454 | 8351.564 | 0.095149 | 1 | Commercial_2028_SC B_GWh_After Competition Groups_1 | ENERGY STAR LED LAMPS (REFLECTOR LAMPs/MR16/PAR 16) | 9.515% | 3.5454 | 794.6392 | Commercial_2028_SC B_GWh_After Competition Groups_ENERGY STAR LED LAMPS (REFLECTOR LAMPs/MR16/PAR 16)
Commercial | Com ¦ LED Low/High Bay | 2028 | SC B | GWh | After Competition Groups | 751.6894 | 79410443.9458 | 79.4104 | 8351.564 | 0.090006 | 2 | Commercial_2028_SC B_GWh_After Competition Groups_2 | LED Low/High Bay | 9.001% | 79.4104 | 751.6894 | Commercial_2028_SC B_GWh_After Competition Groups_LED Low/High Bay
Commercial | Com ¦ LED Troffer/Surface/Suspended | 2028 | SC B | GWh | After Competition Groups | 717.385 | 68573868.6787 | 68.5739 | 8351.564 | 0.085898 | 3 | Commercial_2028_SC B_GWh_After Competition Groups_3 | LED Troffer/Surface/Suspended | 8.59% | 68.5739 | 717.385 | Commercial_2028_SC B_GWh_After Competition Groups_LED Troffer/Surface/Suspended
Commercial | Com ¦ Building Recommissioning, Operations and Maintenance (O&M) Improvements | 2028 | SC B | GWh | After Competition Groups | 555.7563 | 4091106.8675 | 4.0911 | 8351.564 | 0.066545 | 4 | Commercial_2028_SC B_GWh_After Competition Groups_4 | Building Recommissioning, Operations and Maintenance (O&M) Improvements | 6.655% | 4.0911 | 555.7563 | Commercial_2028_SC B_GWh_After Competition Groups_Building Recommissioning, Operations and Maintenance (O&M) Improvements
Commercial | Com ¦ Education and Capacity Building/Energy Behavior | 2028 | SC B | GWh | After Competition Groups | 513.6791 | 5971577.5105 | 5.9716 | 8351.564 | 0.061507 | 5 | Commercial_2028_SC B_GWh_After Competition Groups_5 | Education and Capacity Building/Energy Behavior | 6.151% | 5.9716 | 513.6791 | Commercial_2028_SC B_GWh_After Competition Groups_Education and Capacity Building/Energy Behavior
Commercial | Com ¦ LED EXTERIOR AREA LIGHTS - LED fixture (200W) | 2028 | SC B | GWh | After Competition Groups | 508.089 | 3035466.2706 | 3.0355 | 8351.564 | 0.060838 | 6 | Commercial_2028_SC B_GWh_After Competition Groups_6 | LED EXTERIOR AREA LIGHTS - LED fixture (200W) | 6.084% | 3.0355 | 508.089 | Commercial_2028_SC B_GWh_After Competition Groups_LED EXTERIOR AREA LIGHTS - LED fixture (200W)
Commercial | Com ¦ LED parking lot fixture | 2028 | SC B | GWh | After Competition Groups | 490.2515 | 9518297.8197 | 9.5183 | 8351.564 | 0.058702 | 7 | Commercial_2028_SC B_GWh_After Competition Groups_7 | LED parking lot fixture | 5.87% | 9.5183 | 490.2515 | Commercial_2028_SC B_GWh_After Competition Groups_LED parking lot fixture
Commercial | Com ¦ Furnace Tune-Up | 2028 | SC B | GWh | After Competition Groups | 467.0382 | 156351.6396 | 0.15635 | 8351.564 | 0.055922 | 8 | Commercial_2028_SC B_GWh_After Competition Groups_8 | Furnace Tune-Up | 5.592% | 0.15635 | 467.0382 | Commercial_2028_SC B_GWh_After Competition Groups_Furnace Tune-Up
Commercial | Com ¦ LED Replacement Lamp (Tube) | 2028 | SC B | GWh | After Competition Groups | 416.9443 | 0 | 0 | 8351.564 | 0.049924 | 9 | Commercial_2028_SC B_GWh_After Competition Groups_9 | LED Replacement Lamp (Tube) | 4.992% | 0 | 416.9443 | Commercial_2028_SC B_GWh_After Competition Groups_LED Replacement Lamp (Tube)
Commercial | Com ¦ LED street light fixture | 2028 | SC B | GWh | After Competition Groups | 300.3622 | 13226297.2259 | 13.2263 | 8351.564 | 0.035965 | 10 | Commercial_2028_SC B_GWh_After Competition Groups_10 | LED street light fixture | 3.596% | 13.2263 | 300.3622 | Commercial_2028_SC B_GWh_After Competition Groups_LED street light fixture
Commercial | Com ¦ Data Center Storage/Server Virtualization | 2028 | SC B | GWh | After Competition Groups | 210.4537 | 0 | 0 | 8351.564 | 0.025199 | 11 | Commercial_2028_SC B_GWh_After Competition Groups_11 | Data Center Storage/Server Virtualization | 2.52% | 0 | 210.4537 | Commercial_2028_SC B_GWh_After Competition Groups_Data Center Storage/Server Virtualization
Commercial | Com ¦ Strip Curtains | 2028 | SC B | GWh | After Competition Groups | 183.9693 | 229545.6414 | 0.22955 | 8351.564 | 0.022028 | 12 | Commercial_2028_SC B_GWh_After Competition Groups_12 | Strip Curtains | 2.203% | 0.22955 | 183.9693 | Commercial_2028_SC B_GWh_After Competition Groups_Strip Curtains
Commercial | Com ¦ Demand Control Ventilation | 2028 | SC B | GWh | After Competition Groups | 178.7634 | 5351535.7318 | 5.3515 | 8351.564 | 0.021405 | 13 | Commercial_2028_SC B_GWh_After Competition Groups_13 | Demand Control Ventilation | 2.14% | 5.3515 | 178.7634 | Commercial_2028_SC B_GWh_After Competition Groups_Demand Control Ventilation
Commercial | Com ¦ Reach-in Shaded Pole to ECM/PSC Evaporator Fan Motor | 2028 | SC B | GWh | After Competition Groups | 172.2603 | 2701601.0771 | 2.7016 | 8351.564 | 0.020626 | 14 | Commercial_2028_SC B_GWh_After Competition Groups_14 | Reach-in Shaded Pole to ECM/PSC Evaporator Fan Motor | 2.063% | 2.7016 | 172.2603 | Commercial_2028_SC B_GWh_After Competition Groups_Reach-in Shaded Pole to ECM/PSC Evaporator Fan Motor
Commercial | Com ¦ Refrigerated Display Case Doors | 2028 | SC B | GWh | After Competition Groups | 161.2708 | 15793655.0533 | 15.7937 | 8351.564 | 0.01931 | 15 | Commercial_2028_SC B_GWh_After Competition Groups_15 | Refrigerated Display Case Doors | 1.931% | 15.7937 | 161.2708 | Commercial_2028_SC B_GWh_After Competition Groups_Refrigerated Display Case Doors
Commercial | Com ¦ High Efficiency Air Source Heat Pump | 2028 | SC B | GWh | After Competition Groups | 157.3709 | 1139357.3075 | 1.1394 | 8351.564 | 0.018843 | 16 | Commercial_2028_SC B_GWh_After Competition Groups_16 | High Efficiency Air Source Heat Pump | 1.884% | 1.1394 | 157.3709 | Commercial_2028_SC B_GWh_After Competition Groups_High Efficiency Air Source Heat Pump
Commercial | Com ¦ Variable Frequency Drive (VFD) | 2028 | SC B | GWh | After Competition Groups | 155.3142 | 2580287.4788 | 2.5803 | 8351.564 | 0.018597 | 17 | Commercial_2028_SC B_GWh_After Competition Groups_17 | Variable Frequency Drive (VFD) | 1.86% | 2.5803 | 155.3142 | Commercial_2028_SC B_GWh_After Competition Groups_Variable Frequency Drive (VFD)
Commercial | Com ¦ VFD on Pumps | 2028 | SC B | GWh | After Competition Groups | 145.1529 | 2623124.6354 | 2.6231 | 8351.564 | 0.01738 | 18 | Commercial_2028_SC B_GWh_After Competition Groups_18 | VFD on Pumps | 1.738% | 2.6231 | 145.1529 | Commercial_2028_SC B_GWh_After Competition Groups_VFD on Pumps
Commercial | Com ¦ LED or Equivalent Sign Lighting | 2028 | SC B | GWh | After Competition Groups | 134.626 | 12413508.5131 | 12.4135 | 8351.564 | 0.01612 | 19 | Commercial_2028_SC B_GWh_After Competition Groups_19 | LED or Equivalent Sign Lighting | 1.612% | 12.4135 | 134.626 | Commercial_2028_SC B_GWh_After Competition Groups_LED or Equivalent Sign Lighting
Commercial | Com ¦ Centrally controlled desktop PC/NETWORK PC POWER MANAGEMENT SOFTWARE | 2028 | SC B | GWh | After Competition Groups | 130.5167 | 1078959.1508 | 1.079 | 8351.564 | 0.015628 | 20 | Commercial_2028_SC B_GWh_After Competition Groups_20 | Centrally controlled desktop PC/NETWORK PC POWER MANAGEMENT SOFTWARE | 1.563% | 1.079 | 130.5167 | Commercial_2028_SC B_GWh_After Competition Groups_Centrally controlled desktop PC/NETWORK PC POWER MANAGEMENT SOFTWARE
Commercial | Com ¦ Air Handler with Dedicated Outdoor Air Systems | 2028 | SC B | GWh | After Competition Groups | 117.4823 | 0 | 0 | 8351.564 | 0.014067 | 21 | Commercial_2028_SC B_GWh_After Competition Groups_21 | Air Handler with Dedicated Outdoor Air Systems | 1.407% | 0 | 117.4823 | Commercial_2028_SC B_GWh_After Competition Groups_Air Handler with Dedicated Outdoor Air Systems
Commercial | Com ¦ Advanced BAS/Controllers | 2028 | SC B | GWh | After Competition Groups | 114.6646 | 951057.1967 | 0.95106 | 8351.564 | 0.01373 | 22 | Commercial_2028_SC B_GWh_After Competition Groups_22 | Advanced BAS/Controllers | 1.373% | 0.95106 | 114.6646 | Commercial_2028_SC B_GWh_After Competition Groups_Advanced BAS/Controllers
Commercial | Com ¦ Adaptive Thermostats | 2028 | SC B | GWh | After Competition Groups | 105.1608 | 4403647.7174 | 4.4036 | 8351.564 | 0.012592 | 23 | Commercial_2028_SC B_GWh_After Competition Groups_23 | Adaptive Thermostats | 1.259% | 4.4036 | 105.1608 | Commercial_2028_SC B_GWh_After Competition Groups_Adaptive Thermostats
Commercial | Com ¦ ENERGY STAR LED LAMPS (General Service Lamps) | 2028 | SC B | GWh | After Competition Groups | 99.0741 | 460229.7659 | 0.46023 | 8351.564 | 0.011863 | 24 | Commercial_2028_SC B_GWh_After Competition Groups_24 | ENERGY STAR LED LAMPS (General Service Lamps) | 1.186% | 0.46023 | 99.0741 | Commercial_2028_SC B_GWh_After Competition Groups_ENERGY STAR LED LAMPS (General Service Lamps)
Commercial | Com ¦ ECM MOTORS FOR EVAPORATOR FANS for refrigeration (WALK-IN) | 2028 | SC B | GWh | After Competition Groups | 72.8434 | 1579094.5532 | 1.5791 | 8351.564 | 0.0087221 | 25 | Commercial_2028_SC B_GWh_After Competition Groups_25 | ECM MOTORS FOR EVAPORATOR FANS for refrigeration (WALK-IN) | 0.8722% | 1.5791 | 72.8434 | Commercial_2028_SC B_GWh_After Competition Groups_ECM MOTORS FOR EVAPORATOR FANS for refrigeration (WALK-IN)
Commercial | Com ¦ Condensing Unit Heaters or other Efficient Unit Heating System | 2028 | SC B | GWh | After Competition Groups | 70.2497 | 46954.5819 | 0.046955 | 8351.564 | 0.0084116 | 26 | Commercial_2028_SC B_GWh_After Competition Groups_26 | Condensing Unit Heaters or other Efficient Unit Heating System | 0.8412% | 0.046955 | 70.2497 | Commercial_2028_SC B_GWh_After Competition Groups_Condensing Unit Heaters or other Efficient Unit Heating System
Commercial | Com ¦ Unitary Air-Conditioning Unit | 2028 | SC B | GWh | After Competition Groups | 63.9888 | 11694655.9223 | 11.6947 | 8351.564 | 0.0076619 | 27 | Commercial_2028_SC B_GWh_After Competition Groups_27 | Unitary Air-Conditioning Unit | 0.7662% | 11.6947 | 63.9888 | Commercial_2028_SC B_GWh_After Competition Groups_Unitary Air-Conditioning Unit
Commercial | Com ¦ Freezer Case Light Sensor | 2028 | SC B | GWh | After Competition Groups | 59.8654 | 3484035.7876 | 3.484 | 8351.564 | 0.0071682 | 28 | Commercial_2028_SC B_GWh_After Competition Groups_28 | Freezer Case Light Sensor | 0.7168% | 3.484 | 59.8654 | Commercial_2028_SC B_GWh_After Competition Groups_Freezer Case Light Sensor
Commercial | Com ¦ Evaporator Fan Controls | 2028 | SC B | GWh | After Competition Groups | 58.3977 | 248233.936 | 0.24823 | 8351.564 | 0.0069924 | 29 | Commercial_2028_SC B_GWh_After Competition Groups_29 | Evaporator Fan Controls | 0.6992% | 0.24823 | 58.3977 | Commercial_2028_SC B_GWh_After Competition Groups_Evaporator Fan Controls
Commercial | Com ¦ Door Gasket Freezer/Refrigerator | 2028 | SC B | GWh | After Competition Groups | 57.3689 | 2272727.7945 | 2.2727 | 8351.564 | 0.0068692 | 30 | Commercial_2028_SC B_GWh_After Competition Groups_30 | Door Gasket Freezer/Refrigerator | 0.6869% | 2.2727 | 57.3689 | Commercial_2028_SC B_GWh_After Competition Groups_Door Gasket Freezer/Refrigerator
Commercial | Com ¦ Demand Control Kitchen Ventilation | 2028 | SC B | GWh | After Competition Groups | 55.9926 | 253452.9268 | 0.25345 | 8351.564 | 0.0067044 | 31 | Commercial_2028_SC B_GWh_After Competition Groups_31 | Demand Control Kitchen Ventilation | 0.6704% | 0.25345 | 55.9926 | Commercial_2028_SC B_GWh_After Competition Groups_Demand Control Kitchen Ventilation
Commercial | Com ¦ Refrigerated Display Case LED | 2028 | SC B | GWh | After Competition Groups | 50.2009 | 3791277.6478 | 3.7913 | 8351.564 | 0.006011 | 32 | Commercial_2028_SC B_GWh_After Competition Groups_32 | Refrigerated Display Case LED | 0.6011% | 3.7913 | 50.2009 | Commercial_2028_SC B_GWh_After Competition Groups_Refrigerated Display Case LED
Commercial | Com ¦ BEVERAGE VENDING MACHINE CONTROLS | 2028 | SC B | GWh | After Competition Groups | 23.3083 | 466549.5182 | 0.46655 | 8351.564 | 0.0027909 | 33 | Commercial_2028_SC B_GWh_After Competition Groups_33 | BEVERAGE VENDING MACHINE CONTROLS | 0.2791% | 0.46655 | 23.3083 | Commercial_2028_SC B_GWh_After Competition Groups_BEVERAGE VENDING MACHINE CONTROLS
Commercial | Com ¦ Temperature Adjustment in Commercial Freezers | 2028 | SC B | GWh | After Competition Groups | 22.3461 | 0 | 0 | 8351.564 | 0.0026757 | 34 | Commercial_2028_SC B_GWh_After Competition Groups_34 | Temperature Adjustment in Commercial Freezers | 0.2676% | 0 | 22.3461 | Commercial_2028_SC B_GWh_After Competition Groups_Temperature Adjustment in Commercial Freezers
Commercial | Com ¦ Elec Storage WH 2.30 Et | 2028 | SC B | GWh | After Competition Groups | 21.9206 | 918313.7661 | 0.91831 | 8351.564 | 0.0026247 | 35 | Commercial_2028_SC B_GWh_After Competition Groups_35 | Elec Storage WH 2.30 Et | 0.2625% | 0.91831 | 21.9206 | Commercial_2028_SC B_GWh_After Competition Groups_Elec Storage WH 2.30 Et
Commercial | Com ¦ ENERGY STAR Griddle (74% eff) | 2028 | SC B | GWh | After Competition Groups | 19.9232 | 222889.9544 | 0.22289 | 8351.564 | 0.0023856 | 36 | Commercial_2028_SC B_GWh_After Competition Groups_36 | ENERGY STAR Griddle (74% eff) | 0.2386% | 0.22289 | 19.9232 | Commercial_2028_SC B_GWh_After Competition Groups_ENERGY STAR Griddle (74% eff)
Commercial | Com ¦ CO Sensors for parking garage exhaust fans | 2028 | SC B | GWh | After Competition Groups | 19.6484 | 1003754.6359 | 1.0038 | 8351.564 | 0.0023527 | 37 | Commercial_2028_SC B_GWh_After Competition Groups_37 | CO Sensors for parking garage exhaust fans | 0.2353% | 1.0038 | 19.6484 | Commercial_2028_SC B_GWh_After Competition Groups_CO Sensors for parking garage exhaust fans
Commercial | Com ¦ Energy Efficient Laboratory Fume Hood | 2028 | SC B | GWh | After Competition Groups | 19.4059 | 837411.1638 | 0.83741 | 8351.564 | 0.0023236 | 38 | Commercial_2028_SC B_GWh_After Competition Groups_38 | Energy Efficient Laboratory Fume Hood | 0.2324% | 0.83741 | 19.4059 | Commercial_2028_SC B_GWh_After Competition Groups_Energy Efficient Laboratory Fume Hood
Commercial | Com ¦ Occupancy Sensors | 2028 | SC B | GWh | After Competition Groups | 17.8628 | 5487.4654 | 0.0054875 | 8351.564 | 0.0021389 | 39 | Commercial_2028_SC B_GWh_After Competition Groups_39 | Occupancy Sensors | 0.2139% | 0.0054875 | 17.8628 | Commercial_2028_SC B_GWh_After Competition Groups_Occupancy Sensors
Commercial | Com ¦ Chilled Water Optimization | 2028 | SC B | GWh | After Competition Groups | 17.8391 | 1578730.4571 | 1.5787 | 8351.564 | 0.002136 | 40 | Commercial_2028_SC B_GWh_After Competition Groups_40 | Chilled Water Optimization | 0.2136% | 1.5787 | 17.8391 | Commercial_2028_SC B_GWh_After Competition Groups_Chilled Water Optimization
Commercial | Com ¦ Vertical Night Covers | 2028 | SC B | GWh | After Competition Groups | 17.3224 | 240788.3987 | 0.24079 | 8351.564 | 0.0020742 | 41 | Commercial_2028_SC B_GWh_After Competition Groups_41 | Vertical Night Covers | 0.2074% | 0.24079 | 17.3224 | Commercial_2028_SC B_GWh_After Competition Groups_Vertical Night Covers
Commercial | Com ¦ Duct Insulation, R8 | 2028 | SC B | GWh | After Competition Groups | 15.6052 | 479331.0936 | 0.47933 | 8351.564 | 0.0018685 | 42 | Commercial_2028_SC B_GWh_After Competition Groups_42 | Duct Insulation, R8 | 0.1869% | 0.47933 | 15.6052 | Commercial_2028_SC B_GWh_After Competition Groups_Duct Insulation, R8
Commercial | Com ¦ Water Heating (DHW) Pipe Insulation (Add 3/4\ Foam)" | 2028 | SC B | GWh | After Competition Groups | 14.9641 | 336495.1836 | 0.3365 | 8351.564 | 0.0017918 | 43 | Commercial_2028_SC B_GWh_After Competition Groups_43 | Water Heating (DHW) Pipe Insulation (Add 3/4\ Foam)" | 0.1792% | 0.3365 | 14.9641 | Commercial_2028_SC B_GWh_After Competition Groups_Water Heating (DHW) Pipe Insulation (Add 3/4\ Foam)"
Commercial | Com ¦ Outside Air Economizer | 2028 | SC B | GWh | After Competition Groups | 13.0752 | 144266.6429 | 0.14427 | 8351.564 | 0.0015656 | 44 | Commercial_2028_SC B_GWh_After Competition Groups_44 | Outside Air Economizer | 0.1566% | 0.14427 | 13.0752 | Commercial_2028_SC B_GWh_After Competition Groups_Outside Air Economizer
Commercial | Com ¦ Water Source Heat Pump (4 ton) | 2028 | SC B | GWh | After Competition Groups | 11.6996 | 1433754.5778 | 1.4338 | 8351.564 | 0.0014009 | 45 | Commercial_2028_SC B_GWh_After Competition Groups_45 | Water Source Heat Pump (4 ton) | 0.1401% | 1.4338 | 11.6996 | Commercial_2028_SC B_GWh_After Competition Groups_Water Source Heat Pump (4 ton)
Commercial | Com ¦ Suction Pipe Insulation Freezer/Refrigerator | 2028 | SC B | GWh | After Competition Groups | 9.4782 | 237465.5042 | 0.23747 | 8351.564 | 0.0011349 | 46 | Commercial_2028_SC B_GWh_After Competition Groups_46 | Suction Pipe Insulation Freezer/Refrigerator | 0.1135% | 0.23747 | 9.4782 | Commercial_2028_SC B_GWh_After Competition Groups_Suction Pipe Insulation Freezer/Refrigerator
Commercial | Com ¦ ENERGY STAR Fryer (84% eff) | 2028 | SC B | GWh | After Competition Groups | 7.2342 | 156017.7254 | 0.15602 | 8351.564 | 0.00086621 | 47 | Commercial_2028_SC B_GWh_After Competition Groups_47 | ENERGY STAR Fryer (84% eff) | 0.08662% | 0.15602 | 7.2342 | Commercial_2028_SC B_GWh_After Competition Groups_ENERGY STAR Fryer (84% eff)
Commercial | Com ¦ Ozone Laundry Treatment | 2028 | SC B | GWh | After Competition Groups | 4.4703 | 274570.8772 | 0.27457 | 8351.564 | 0.00053526 | 48 | Commercial_2028_SC B_GWh_After Competition Groups_48 | Ozone Laundry Treatment | 0.05353% | 0.27457 | 4.4703 | Commercial_2028_SC B_GWh_After Competition Groups_Ozone Laundry Treatment
Commercial | Com ¦ ENERGY STAR Dishwasher | 2028 | SC B | GWh | After Competition Groups | 4.0539 | 32566.6111 | 0.032567 | 8351.564 | 0.00048541 | 49 | Commercial_2028_SC B_GWh_After Competition Groups_49 | ENERGY STAR Dishwasher | 0.04854% | 0.032567 | 4.0539 | Commercial_2028_SC B_GWh_After Competition Groups_ENERGY STAR Dishwasher
Commercial | Com ¦ ENERGY STAR Steam Cookers | 2028 | SC B | GWh | After Competition Groups | 3.4555 | 82302.1138 | 0.082302 | 8351.564 | 0.00041376 | 50 | Commercial_2028_SC B_GWh_After Competition Groups_50 | ENERGY STAR Steam Cookers | 0.04138% | 0.082302 | 3.4555 | Commercial_2028_SC B_GWh_After Competition Groups_ENERGY STAR Steam Cookers
Commercial | Com ¦ Condensing Make Up Air Unit | 2028 | SC B | GWh | After Competition Groups | 3.2629 | 672650.3441 | 0.67265 | 8351.564 | 0.0003907 | 51 | Commercial_2028_SC B_GWh_After Competition Groups_51 | Condensing Make Up Air Unit | 0.03907% | 0.67265 | 3.2629 | Commercial_2028_SC B_GWh_After Competition Groups_Condensing Make Up Air Unit
Commercial | Com ¦ Demand controlled Circulating Systems | 2028 | SC B | GWh | After Competition Groups | 3.2449 | 0 | 0 | 8351.564 | 0.00038854 | 52 | Commercial_2028_SC B_GWh_After Competition Groups_52 | Demand controlled Circulating Systems | 0.03885% | 0 | 3.2449 | Commercial_2028_SC B_GWh_After Competition Groups_Demand controlled Circulating Systems
Commercial | Com ¦ Thermostat Setback | 2028 | SC B | GWh | After Competition Groups | 2.054 | 0 | 0 | 8351.564 | 0.00024594 | 53 | Commercial_2028_SC B_GWh_After Competition Groups_53 | Thermostat Setback | 0.02459% | 0 | 2.054 | Commercial_2028_SC B_GWh_After Competition Groups_Thermostat Setback
Commercial | Com ¦ ECM MOTORS FOR HVAC APPLICATION (FAN-POWERED VAV BOX) | 2028 | SC B | GWh | After Competition Groups | 1.9432 | 54447.3245 | 0.054447 | 8351.564 | 0.00023267 | 54 | Commercial_2028_SC B_GWh_After Competition Groups_54 | ECM MOTORS FOR HVAC APPLICATION (FAN-POWERED VAV BOX) | 0.02327% | 0.054447 | 1.9432 | Commercial_2028_SC B_GWh_After Competition Groups_ECM MOTORS FOR HVAC APPLICATION (FAN-POWERED VAV BOX)
Commercial | Com ¦ Notched V belts for HVAC Systems | 2028 | SC B | GWh | After Competition Groups | 0.96295 | 44038.0896 | 0.044038 | 8351.564 | 0.0001153 | 55 | Commercial_2028_SC B_GWh_After Competition Groups_55 | Notched V belts for HVAC Systems | 0.01153% | 0.044038 | 0.96295 | Commercial_2028_SC B_GWh_After Competition Groups_Notched V belts for HVAC Systems
Commercial | Com ¦ Solar Water Preheat (Pools/DHW) | 2028 | SC B | GWh | After Competition Groups | 0.92209 | 4515.7838 | 0.0045158 | 8351.564 | 0.00011041 | 56 | Commercial_2028_SC B_GWh_After Competition Groups_56 | Solar Water Preheat (Pools/DHW) | 0.01104% | 0.0045158 | 0.92209 | Commercial_2028_SC B_GWh_After Competition Groups_Solar Water Preheat (Pools/DHW)
Commercial | Com ¦ Auto Off Time Switch or Time Clock control | 2028 | SC B | GWh | After Competition Groups | 0.8858 | 114.9346 | 0.00011493 | 8351.564 | 0.00010606 | 57 | Commercial_2028_SC B_GWh_After Competition Groups_57 | Auto Off Time Switch or Time Clock control | 0.01061% | 0.00011493 | 0.8858 | Commercial_2028_SC B_GWh_After Competition Groups_Auto Off Time Switch or Time Clock control
Commercial | Com ¦ CEE Tier 2/Energy Star Clothes Washers | 2028 | SC B | GWh | After Competition Groups | 0.8699 | 22826.3786 | 0.022826 | 8351.564 | 0.00010416 | 58 | Commercial_2028_SC B_GWh_After Competition Groups_58 | CEE Tier 2/Energy Star Clothes Washers | 0.01042% | 0.022826 | 0.8699 | Commercial_2028_SC B_GWh_After Competition Groups_CEE Tier 2/Energy Star Clothes Washers
Commercial | Com ¦ PTAC (12 EER/10,000 BTU) | 2028 | SC B | GWh | After Competition Groups | 0.67373 | 45186.0483 | 0.045186 | 8351.564 | 8.0671e-05 | 59 | Commercial_2028_SC B_GWh_After Competition Groups_59 | PTAC (12 EER/10,000 BTU) | 0.008067% | 0.045186 | 0.67373 | Commercial_2028_SC B_GWh_After Competition Groups_PTAC (12 EER/10,000 BTU)
Commercial | COM ¦ Ductless Mini-Split Heat Pumps | 2028 | SC B | GWh | After Competition Groups | 0.53241 | 246.1252 | 0.00024613 | 8351.564 | 6.375e-05 | 60 | Commercial_2028_SC B_GWh_After Competition Groups_60 | Ductless Mini-Split Heat Pumps | 0.006375% | 0.00024613 | 0.53241 | Commercial_2028_SC B_GWh_After Competition Groups_Ductless Mini-Split Heat Pumps
Commercial | Com ¦ Low Flow Pre-Rinse Spray Nozzle | 2028 | SC B | GWh | After Competition Groups | 0.49756 | 3776.6921 | 0.0037767 | 8351.564 | 5.9576e-05 | 61 | Commercial_2028_SC B_GWh_After Competition Groups_61 | Low Flow Pre-Rinse Spray Nozzle | 0.005958% | 0.0037767 | 0.49756 | Commercial_2028_SC B_GWh_After Competition Groups_Low Flow Pre-Rinse Spray Nozzle
Commercial | Com ¦ High Efficiency Small Instantaneous Water Heater | 2028 | SC B | GWh | After Competition Groups | 0.26422 | 33510.4859 | 0.03351 | 8351.564 | 3.1637e-05 | 62 | Commercial_2028_SC B_GWh_After Competition Groups_62 | High Efficiency Small Instantaneous Water Heater | 0.003164% | 0.03351 | 0.26422 | Commercial_2028_SC B_GWh_After Competition Groups_High Efficiency Small Instantaneous Water Heater
Commercial | Com ¦ HVAC Optimization | 2028 | SC B | GWh | After Competition Groups | 0.2522 | 215.6461 | 0.00021565 | 8351.564 | 3.0197e-05 | 63 | Commercial_2028_SC B_GWh_After Competition Groups_63 | HVAC Optimization | 0.00302% | 0.00021565 | 0.2522 | Commercial_2028_SC B_GWh_After Competition Groups_HVAC Optimization
Commercial | Com ¦ Commercial Hot Food Holding Cabinets | 2028 | SC B | GWh | After Competition Groups | 0.24479 | 3879.238 | 0.0038792 | 8351.564 | 2.9311e-05 | 64 | Commercial_2028_SC B_GWh_After Competition Groups_64 | Commercial Hot Food Holding Cabinets | 0.002931% | 0.0038792 | 0.24479 | Commercial_2028_SC B_GWh_After Competition Groups_Commercial Hot Food Holding Cabinets
Commercial | Com ¦ Energy Recovery Ventilation and Ventilation (Enhanced) | 2028 | SC B | GWh | After Competition Groups | 0.15529 | 0 | 0 | 8351.564 | 1.8595e-05 | 65 | Commercial_2028_SC B_GWh_After Competition Groups_65 | Energy Recovery Ventilation and Ventilation (Enhanced) | 0.001859% | 0 | 0.15529 | Commercial_2028_SC B_GWh_After Competition Groups_Energy Recovery Ventilation and Ventilation (Enhanced)
Commercial | Com ¦ Wall Insulation | 2028 | SC B | GWh | After Competition Groups | 0.14208 | 727.508 | 0.00072751 | 8351.564 | 1.7013e-05 | 66 | Commercial_2028_SC B_GWh_After Competition Groups_66 | Wall Insulation | 0.001701% | 0.00072751 | 0.14208 | Commercial_2028_SC B_GWh_After Competition Groups_Wall Insulation
Commercial | Com ¦ LED RECESSED DOWNLIGHTS | 2028 | SC B | GWh | After Competition Groups | 0.060641 | 6018.9265 | 0.0060189 | 8351.564 | 7.261e-06 | 67 | Commercial_2028_SC B_GWh_After Competition Groups_67 | LED RECESSED DOWNLIGHTS | 0.0007261% | 0.0060189 | 0.060641 | Commercial_2028_SC B_GWh_After Competition Groups_LED RECESSED DOWNLIGHTS
Commercial | Com ¦ Room AC (w/ louvered sides) 14 SEER from 12 SEER code | 2028 | SC B | GWh | After Competition Groups | 0.041856 | 5520.3323 | 0.0055203 | 8351.564 | 5.0117e-06 | 68 | Commercial_2028_SC B_GWh_After Competition Groups_68 | Room AC (w/ louvered sides) 14 SEER from 12 SEER code | 0.0005012% | 0.0055203 | 0.041856 | Commercial_2028_SC B_GWh_After Competition Groups_Room AC (w/ louvered sides) 14 SEER from 12 SEER code
Commercial | Com ¦ Air Curtains | 2028 | SC B | GWh | After Competition Groups | 0.038537 | 8514.2568 | 0.0085143 | 8351.564 | 4.6143e-06 | 69 | Commercial_2028_SC B_GWh_After Competition Groups_69 | Air Curtains | 0.0004614% | 0.0085143 | 0.038537 | Commercial_2028_SC B_GWh_After Competition Groups_Air Curtains
Commercial | Com ¦ High Efficiency Chiller (avg of water and air cooled) | 2028 | SC B | GWh | After Competition Groups | 0.031723 | 7893.7951 | 0.0078938 | 8351.564 | 3.7985e-06 | 70 | Commercial_2028_SC B_GWh_After Competition Groups_70 | High Efficiency Chiller (avg of water and air cooled) | 0.0003798% | 0.0078938 | 0.031723 | Commercial_2028_SC B_GWh_After Competition Groups_High Efficiency Chiller (avg of water and air cooled)
Commercial | Com ¦ VSD Air Compressor | 2028 | SC B | GWh | After Competition Groups | 0.024818 | 624.2967 | 0.0006243 | 8351.564 | 2.9717e-06 | 71 | Commercial_2028_SC B_GWh_After Competition Groups_71 | VSD Air Compressor | 0.0002972% | 0.0006243 | 0.024818 | Commercial_2028_SC B_GWh_After Competition Groups_VSD Air Compressor
Commercial | Com ¦ EC Plug Fan for Data Center (under cabinet) | 2028 | SC B | GWh | After Competition Groups | 0.021447 | 1700.8894 | 0.0017009 | 8351.564 | 2.568e-06 | 72 | Commercial_2028_SC B_GWh_After Competition Groups_72 | EC Plug Fan for Data Center (under cabinet) | 0.0002568% | 0.0017009 | 0.021447 | Commercial_2028_SC B_GWh_After Competition Groups_EC Plug Fan for Data Center (under cabinet)
Commercial | Com ¦ Electric Convection Combination Ovens | 2028 | SC B | GWh | After Competition Groups | 0.0023579 | 3.9936 | 3.9936e-06 | 8351.564 | 2.8233e-07 | 73 | Commercial_2028_SC B_GWh_After Competition Groups_73 | Electric Convection Combination Ovens | 2.823e-05% | 3.9936e-06 | 0.0023579 | Commercial_2028_SC B_GWh_After Competition Groups_Electric Convection Combination Ovens
Commercial | Com ¦ LLLC - Low Impact Application | 2028 | SC B | GWh | After Competition Groups | 2.7121e-18 | 6.2971e-14 | 6.2971e-20 | 8351.564 | 3.2474e-22 | 74 | Commercial_2028_SC B_GWh_After Competition Groups_74 | LLLC - Low Impact Application | 3.247e-20% | 6.2971e-20 | 2.7121e-18 | Commercial_2028_SC B_GWh_After Competition Groups_LLLC - Low Impact Application
Commercial | Com ¦ LLLC - High Impact Application | 2028 | SC B | GWh | After Competition Groups | 9.7013e-19 | 3.2302e-14 | 3.2302e-20 | 8351.564 | 1.1616e-22 | 75 | Commercial_2028_SC B_GWh_After Competition Groups_75 | LLLC - High Impact Application | 1.162e-20% | 3.2302e-20 | 9.7013e-19 | Commercial_2028_SC B_GWh_After Competition Groups_LLLC - High Impact Application
Commercial | Com ¦ Networked/Connected - High Impact Application | 2028 | SC B | GWh | After Competition Groups | 1.1884e-20 | 6.562e-16 | 6.562e-22 | 8351.564 | 1.423e-24 | 76 | Commercial_2028_SC B_GWh_After Competition Groups_76 | Networked/Connected - High Impact Application | 1.423e-22% | 6.562e-22 | 1.1884e-20 | Commercial_2028_SC B_GWh_After Competition Groups_Networked/Connected - High Impact Application
Commercial | Com ¦ Networked/Connected - Low Impact Application | 2028 | SC B | GWh | After Competition Groups | 6.5353e-21 | 4.6385e-16 | 4.6385e-22 | 8351.564 | 7.8253e-25 | 77 | Commercial_2028_SC B_GWh_After Competition Groups_77 | Networked/Connected - Low Impact Application | 7.825e-23% | 4.6385e-22 | 6.5353e-21 | Commercial_2028_SC B_GWh_After Competition Groups_Networked/Connected - Low Impact Application
Commercial | Com ¦ Efficient compressor motor | 2028 | SC B | GWh | After Competition Groups | 0 | 0 | 0 | 8351.564 | 0 | 78 | Commercial_2028_SC B_GWh_After Competition Groups_78 | Efficient compressor motor | 0% | 0 | 0 | Commercial_2028_SC B_GWh_After Competition Groups_Efficient compressor motor
Commercial | Com ¦ Indoor Daylight Sensors/Photocell Dimming Control | 2028 | SC B | GWh | After Competition Groups | 0 | 0 | 0 | 8351.564 | 0 | 79 | Commercial_2028_SC B_GWh_After Competition Groups_79 | Indoor Daylight Sensors/Photocell Dimming Control | 0% | 0 | 0 | Commercial_2028_SC B_GWh_After Competition Groups_Indoor Daylight Sensors/Photocell Dimming Control
Commercial | Com ¦ Variable Refrigerant Flow Heat Pump | 2028 | SC B | GWh | After Competition Groups | 0 | 0 | 0 | 8351.564 | 0 | 80 | Commercial_2028_SC B_GWh_After Competition Groups_80 | Variable Refrigerant Flow Heat Pump | 0% | 0 | 0 | Commercial_2028_SC B_GWh_After Competition Groups_Variable Refrigerant Flow Heat Pump
Commercial | Com ¦ ENERGY STAR LED LAMPS (REFLECTOR LAMPs/MR16/PAR 16) | 2028 | SC C | GWh | After Competition Groups | 794.6392 | 3545722.0335 | 3.5457 | 6452.1782 | 0.12316 | 1 | Commercial_2028_SC C_GWh_After Competition Groups_1 | ENERGY STAR LED LAMPS (REFLECTOR LAMPs/MR16/PAR 16) | 12.32% | 3.5457 | 794.6392 | Commercial_2028_SC C_GWh_After Competition Groups_ENERGY STAR LED LAMPS (REFLECTOR LAMPs/MR16/PAR 16)
Commercial | Com ¦ LED Low/High Bay | 2028 | SC C | GWh | After Competition Groups | 750.0367 | 79472952.4032 | 79.473 | 6452.1782 | 0.11625 | 2 | Commercial_2028_SC C_GWh_After Competition Groups_2 | LED Low/High Bay | 11.62% | 79.473 | 750.0367 | Commercial_2028_SC C_GWh_After Competition Groups_LED Low/High Bay
Commercial | Com ¦ LED Troffer/Surface/Suspended | 2028 | SC C | GWh | After Competition Groups | 715.6142 | 68678459.6028 | 68.6785 | 6452.1782 | 0.11091 | 3 | Commercial_2028_SC C_GWh_After Competition Groups_3 | LED Troffer/Surface/Suspended | 11.09% | 68.6785 | 715.6142 | Commercial_2028_SC C_GWh_After Competition Groups_LED Troffer/Surface/Suspended
Commercial | Com ¦ LED EXTERIOR AREA LIGHTS - LED fixture (200W) | 2028 | SC C | GWh | After Competition Groups | 506.8298 | 0 | 0 | 6452.1782 | 0.078552 | 4 | Commercial_2028_SC C_GWh_After Competition Groups_4 | LED EXTERIOR AREA LIGHTS - LED fixture (200W) | 7.855% | 0 | 506.8298 | Commercial_2028_SC C_GWh_After Competition Groups_LED EXTERIOR AREA LIGHTS - LED fixture (200W)
Commercial | Com ¦ LED parking lot fixture | 2028 | SC C | GWh | After Competition Groups | 490.2515 | 9519249.7446 | 9.5192 | 6452.1782 | 0.075982 | 5 | Commercial_2028_SC C_GWh_After Competition Groups_5 | LED parking lot fixture | 7.598% | 9.5192 | 490.2515 | Commercial_2028_SC C_GWh_After Competition Groups_LED parking lot fixture
Commercial | Com ¦ LED Replacement Lamp (Tube) | 2028 | SC C | GWh | After Competition Groups | 416.9443 | 0 | 0 | 6452.1782 | 0.064621 | 6 | Commercial_2028_SC C_GWh_After Competition Groups_6 | LED Replacement Lamp (Tube) | 6.462% | 0 | 416.9443 | Commercial_2028_SC C_GWh_After Competition Groups_LED Replacement Lamp (Tube)
Commercial | Com ¦ Building Recommissioning, Operations and Maintenance (O&M) Improvements | 2028 | SC C | GWh | After Competition Groups | 321.2703 | 1877148.7683 | 1.8771 | 6452.1782 | 0.049793 | 7 | Commercial_2028_SC C_GWh_After Competition Groups_7 | Building Recommissioning, Operations and Maintenance (O&M) Improvements | 4.979% | 1.8771 | 321.2703 | Commercial_2028_SC C_GWh_After Competition Groups_Building Recommissioning, Operations and Maintenance (O&M) Improvements
Commercial | Com ¦ LED street light fixture | 2028 | SC C | GWh | After Competition Groups | 300.3622 | 13227619.9879 | 13.2276 | 6452.1782 | 0.046552 | 8 | Commercial_2028_SC C_GWh_After Competition Groups_8 | LED street light fixture | 4.655% | 13.2276 | 300.3622 | Commercial_2028_SC C_GWh_After Competition Groups_LED street light fixture
Commercial | Com ¦ Furnace Tune-Up | 2028 | SC C | GWh | After Competition Groups | 211.0017 | 111384.2966 | 0.11138 | 6452.1782 | 0.032702 | 9 | Commercial_2028_SC C_GWh_After Competition Groups_9 | Furnace Tune-Up | 3.27% | 0.11138 | 211.0017 | Commercial_2028_SC C_GWh_After Competition Groups_Furnace Tune-Up
Commercial | Com ¦ Data Center Storage/Server Virtualization | 2028 | SC C | GWh | After Competition Groups | 179.5961 | 0 | 0 | 6452.1782 | 0.027835 | 10 | Commercial_2028_SC C_GWh_After Competition Groups_10 | Data Center Storage/Server Virtualization | 2.783% | 0 | 179.5961 | Commercial_2028_SC C_GWh_After Competition Groups_Data Center Storage/Server Virtualization
Commercial | Com ¦ High Efficiency Air Source Heat Pump | 2028 | SC C | GWh | After Competition Groups | 157.3713 | 1139474.3661 | 1.1395 | 6452.1782 | 0.02439 | 11 | Commercial_2028_SC C_GWh_After Competition Groups_11 | High Efficiency Air Source Heat Pump | 2.439% | 1.1395 | 157.3713 | Commercial_2028_SC C_GWh_After Competition Groups_High Efficiency Air Source Heat Pump
Commercial | Com ¦ Reach-in Shaded Pole to ECM/PSC Evaporator Fan Motor | 2028 | SC C | GWh | After Competition Groups | 157.3251 | 2525720.1306 | 2.5257 | 6452.1782 | 0.024383 | 12 | Commercial_2028_SC C_GWh_After Competition Groups_12 | Reach-in Shaded Pole to ECM/PSC Evaporator Fan Motor | 2.438% | 2.5257 | 157.3251 | Commercial_2028_SC C_GWh_After Competition Groups_Reach-in Shaded Pole to ECM/PSC Evaporator Fan Motor
Commercial | Com ¦ LED or Equivalent Sign Lighting | 2028 | SC C | GWh | After Competition Groups | 134.626 | 12414749.9881 | 12.4147 | 6452.1782 | 0.020865 | 13 | Commercial_2028_SC C_GWh_After Competition Groups_13 | LED or Equivalent Sign Lighting | 2.087% | 12.4147 | 134.626 | Commercial_2028_SC C_GWh_After Competition Groups_LED or Equivalent Sign Lighting
Commercial | Com ¦ Refrigerated Display Case Doors | 2028 | SC C | GWh | After Competition Groups | 123.1126 | 12513389.3319 | 12.5134 | 6452.1782 | 0.019081 | 14 | Commercial_2028_SC C_GWh_After Competition Groups_14 | Refrigerated Display Case Doors | 1.908% | 12.5134 | 123.1126 | Commercial_2028_SC C_GWh_After Competition Groups_Refrigerated Display Case Doors
Commercial | Com ¦ Strip Curtains | 2028 | SC C | GWh | After Competition Groups | 103.1499 | 168970.3434 | 0.16897 | 6452.1782 | 0.015987 | 15 | Commercial_2028_SC C_GWh_After Competition Groups_15 | Strip Curtains | 1.599% | 0.16897 | 103.1499 | Commercial_2028_SC C_GWh_After Competition Groups_Strip Curtains
Commercial | Com ¦ Education and Capacity Building/Energy Behavior | 2028 | SC C | GWh | After Competition Groups | 102.7358 | 1194315.5021 | 1.1943 | 6452.1782 | 0.015923 | 16 | Commercial_2028_SC C_GWh_After Competition Groups_16 | Education and Capacity Building/Energy Behavior | 1.592% | 1.1943 | 102.7358 | Commercial_2028_SC C_GWh_After Competition Groups_Education and Capacity Building/Energy Behavior
Commercial | Com ¦ ENERGY STAR LED LAMPS (General Service Lamps) | 2028 | SC C | GWh | After Competition Groups | 99.0741 | 460275.7934 | 0.46028 | 6452.1782 | 0.015355 | 17 | Commercial_2028_SC C_GWh_After Competition Groups_17 | ENERGY STAR LED LAMPS (General Service Lamps) | 1.536% | 0.46028 | 99.0741 | Commercial_2028_SC C_GWh_After Competition Groups_ENERGY STAR LED LAMPS (General Service Lamps)
Commercial | Com ¦ Demand Control Ventilation | 2028 | SC C | GWh | After Competition Groups | 83.4084 | 3045548.0159 | 3.0455 | 6452.1782 | 0.012927 | 18 | Commercial_2028_SC C_GWh_After Competition Groups_18 | Demand Control Ventilation | 1.293% | 3.0455 | 83.4084 | Commercial_2028_SC C_GWh_After Competition Groups_Demand Control Ventilation
Commercial | Com ¦ Advanced BAS/Controllers | 2028 | SC C | GWh | After Competition Groups | 77.3082 | 433665.6278 | 0.43367 | 6452.1782 | 0.011982 | 19 | Commercial_2028_SC C_GWh_After Competition Groups_19 | Advanced BAS/Controllers | 1.198% | 0.43367 | 77.3082 | Commercial_2028_SC C_GWh_After Competition Groups_Advanced BAS/Controllers
Commercial | Com ¦ Centrally controlled desktop PC/NETWORK PC POWER MANAGEMENT SOFTWARE | 2028 | SC C | GWh | After Competition Groups | 75.0504 | 799780.6481 | 0.79978 | 6452.1782 | 0.011632 | 20 | Commercial_2028_SC C_GWh_After Competition Groups_20 | Centrally controlled desktop PC/NETWORK PC POWER MANAGEMENT SOFTWARE | 1.163% | 0.79978 | 75.0504 | Commercial_2028_SC C_GWh_After Competition Groups_Centrally controlled desktop PC/NETWORK PC POWER MANAGEMENT SOFTWARE
Commercial | Com ¦ Variable Frequency Drive (VFD) | 2028 | SC C | GWh | After Competition Groups | 70.3185 | 1837909.9051 | 1.8379 | 6452.1782 | 0.010898 | 21 | Commercial_2028_SC C_GWh_After Competition Groups_21 | Variable Frequency Drive (VFD) | 1.09% | 1.8379 | 70.3185 | Commercial_2028_SC C_GWh_After Competition Groups_Variable Frequency Drive (VFD)
Commercial | Com ¦ VFD on Pumps | 2028 | SC C | GWh | After Competition Groups | 65.6589 | 1867334.7465 | 1.8673 | 6452.1782 | 0.010176 | 22 | Commercial_2028_SC C_GWh_After Competition Groups_22 | VFD on Pumps | 1.018% | 1.8673 | 65.6589 | Commercial_2028_SC C_GWh_After Competition Groups_VFD on Pumps
Commercial | Com ¦ Adaptive Thermostats | 2028 | SC C | GWh | After Competition Groups | 55.475 | 3279724.9092 | 3.2797 | 6452.1782 | 0.0085979 | 23 | Commercial_2028_SC C_GWh_After Competition Groups_23 | Adaptive Thermostats | 0.8598% | 3.2797 | 55.475 | Commercial_2028_SC C_GWh_After Competition Groups_Adaptive Thermostats
Commercial | Com ¦ Unitary Air-Conditioning Unit | 2028 | SC C | GWh | After Competition Groups | 41.503 | 7827757.796 | 7.8278 | 6452.1782 | 0.0064324 | 24 | Commercial_2028_SC C_GWh_After Competition Groups_24 | Unitary Air-Conditioning Unit | 0.6432% | 7.8278 | 41.503 | Commercial_2028_SC C_GWh_After Competition Groups_Unitary Air-Conditioning Unit
Commercial | Com ¦ Air Handler with Dedicated Outdoor Air Systems | 2028 | SC C | GWh | After Competition Groups | 38.8443 | 0 | 0 | 6452.1782 | 0.0060203 | 25 | Commercial_2028_SC C_GWh_After Competition Groups_25 | Air Handler with Dedicated Outdoor Air Systems | 0.602% | 0 | 38.8443 | Commercial_2028_SC C_GWh_After Competition Groups_Air Handler with Dedicated Outdoor Air Systems
Commercial | Com ¦ ECM MOTORS FOR EVAPORATOR FANS for refrigeration (WALK-IN) | 2028 | SC C | GWh | After Competition Groups | 32.7654 | 1109609.7088 | 1.1096 | 6452.1782 | 0.0050782 | 26 | Commercial_2028_SC C_GWh_After Competition Groups_26 | ECM MOTORS FOR EVAPORATOR FANS for refrigeration (WALK-IN) | 0.5078% | 1.1096 | 32.7654 | Commercial_2028_SC C_GWh_After Competition Groups_ECM MOTORS FOR EVAPORATOR FANS for refrigeration (WALK-IN)
Commercial | Com ¦ Refrigerated Display Case LED | 2028 | SC C | GWh | After Competition Groups | 32.0617 | 2238885.0034 | 2.2389 | 6452.1782 | 0.0049691 | 27 | Commercial_2028_SC C_GWh_After Competition Groups_27 | Refrigerated Display Case LED | 0.4969% | 2.2389 | 32.0617 | Commercial_2028_SC C_GWh_After Competition Groups_Refrigerated Display Case LED
Commercial | Com ¦ Condensing Unit Heaters or other Efficient Unit Heating System | 2028 | SC C | GWh | After Competition Groups | 31.7278 | 33433.4813 | 0.033433 | 6452.1782 | 0.0049174 | 28 | Commercial_2028_SC C_GWh_After Competition Groups_28 | Condensing Unit Heaters or other Efficient Unit Heating System | 0.4917% | 0.033433 | 31.7278 | Commercial_2028_SC C_GWh_After Competition Groups_Condensing Unit Heaters or other Efficient Unit Heating System
Commercial | Com ¦ Demand Control Kitchen Ventilation | 2028 | SC C | GWh | After Competition Groups | 29.5793 | 169775.3755 | 0.16978 | 6452.1782 | 0.0045844 | 29 | Commercial_2028_SC C_GWh_After Competition Groups_29 | Demand Control Kitchen Ventilation | 0.4584% | 0.16978 | 29.5793 | Commercial_2028_SC C_GWh_After Competition Groups_Demand Control Kitchen Ventilation
Commercial | Com ¦ Freezer Case Light Sensor | 2028 | SC C | GWh | After Competition Groups | 26.8902 | 2437058.6947 | 2.4371 | 6452.1782 | 0.0041676 | 30 | Commercial_2028_SC C_GWh_After Competition Groups_30 | Freezer Case Light Sensor | 0.4168% | 2.4371 | 26.8902 | Commercial_2028_SC C_GWh_After Competition Groups_Freezer Case Light Sensor
Commercial | Com ¦ Door Gasket Freezer/Refrigerator | 2028 | SC C | GWh | After Competition Groups | 26.7461 | 1253847.8492 | 1.2538 | 6452.1782 | 0.0041453 | 31 | Commercial_2028_SC C_GWh_After Competition Groups_31 | Door Gasket Freezer/Refrigerator | 0.4145% | 1.2538 | 26.7461 | Commercial_2028_SC C_GWh_After Competition Groups_Door Gasket Freezer/Refrigerator
Commercial | Com ¦ Evaporator Fan Controls | 2028 | SC C | GWh | After Competition Groups | 26.2303 | 173639.2836 | 0.17364 | 6452.1782 | 0.0040653 | 32 | Commercial_2028_SC C_GWh_After Competition Groups_32 | Evaporator Fan Controls | 0.4065% | 0.17364 | 26.2303 | Commercial_2028_SC C_GWh_After Competition Groups_Evaporator Fan Controls
Commercial | Com ¦ ENERGY STAR Griddle (74% eff) | 2028 | SC C | GWh | After Competition Groups | 19.9233 | 222913.1086 | 0.22291 | 6452.1782 | 0.0030878 | 33 | Commercial_2028_SC C_GWh_After Competition Groups_33 | ENERGY STAR Griddle (74% eff) | 0.3088% | 0.22291 | 19.9233 | Commercial_2028_SC C_GWh_After Competition Groups_ENERGY STAR Griddle (74% eff)
Commercial | Com ¦ Occupancy Sensors | 2028 | SC C | GWh | After Competition Groups | 17.8628 | 5488.0151 | 0.005488 | 6452.1782 | 0.0027685 | 34 | Commercial_2028_SC C_GWh_After Competition Groups_34 | Occupancy Sensors | 0.2768% | 0.005488 | 17.8628 | Commercial_2028_SC C_GWh_After Competition Groups_Occupancy Sensors
Commercial | Com ¦ Chilled Water Optimization | 2028 | SC C | GWh | After Competition Groups | 17.8396 | 1578931.6428 | 1.5789 | 6452.1782 | 0.0027649 | 35 | Commercial_2028_SC C_GWh_After Competition Groups_35 | Chilled Water Optimization | 0.2765% | 1.5789 | 17.8396 | Commercial_2028_SC C_GWh_After Competition Groups_Chilled Water Optimization
Commercial | Com ¦ Elec Storage WH 2.30 Et | 2028 | SC C | GWh | After Competition Groups | 10.9034 | 582163.0618 | 0.58216 | 6452.1782 | 0.0016899 | 36 | Commercial_2028_SC C_GWh_After Competition Groups_36 | Elec Storage WH 2.30 Et | 0.169% | 0.58216 | 10.9034 | Commercial_2028_SC C_GWh_After Competition Groups_Elec Storage WH 2.30 Et
Commercial | Com ¦ BEVERAGE VENDING MACHINE CONTROLS | 2028 | SC C | GWh | After Competition Groups | 10.5576 | 279306.9525 | 0.27931 | 6452.1782 | 0.0016363 | 37 | Commercial_2028_SC C_GWh_After Competition Groups_37 | BEVERAGE VENDING MACHINE CONTROLS | 0.1636% | 0.27931 | 10.5576 | Commercial_2028_SC C_GWh_After Competition Groups_BEVERAGE VENDING MACHINE CONTROLS
Commercial | Com ¦ Temperature Adjustment in Commercial Freezers | 2028 | SC C | GWh | After Competition Groups | 10.0417 | 0 | 0 | 6452.1782 | 0.0015563 | 38 | Commercial_2028_SC C_GWh_After Competition Groups_38 | Temperature Adjustment in Commercial Freezers | 0.1556% | 0 | 10.0417 | Commercial_2028_SC C_GWh_After Competition Groups_Temperature Adjustment in Commercial Freezers
Commercial | Com ¦ CO Sensors for parking garage exhaust fans | 2028 | SC C | GWh | After Competition Groups | 9.5472 | 704076.5228 | 0.70408 | 6452.1782 | 0.0014797 | 39 | Commercial_2028_SC C_GWh_After Competition Groups_39 | CO Sensors for parking garage exhaust fans | 0.148% | 0.70408 | 9.5472 | Commercial_2028_SC C_GWh_After Competition Groups_CO Sensors for parking garage exhaust fans
Commercial | Com ¦ Energy Efficient Laboratory Fume Hood | 2028 | SC C | GWh | After Competition Groups | 8.7783 | 590135.4137 | 0.59014 | 6452.1782 | 0.0013605 | 40 | Commercial_2028_SC C_GWh_After Competition Groups_40 | Energy Efficient Laboratory Fume Hood | 0.1361% | 0.59014 | 8.7783 | Commercial_2028_SC C_GWh_After Competition Groups_Energy Efficient Laboratory Fume Hood
Commercial | Com ¦ Vertical Night Covers | 2028 | SC C | GWh | After Competition Groups | 7.7807 | 168430.922 | 0.16843 | 6452.1782 | 0.0012059 | 41 | Commercial_2028_SC C_GWh_After Competition Groups_41 | Vertical Night Covers | 0.1206% | 0.16843 | 7.7807 | Commercial_2028_SC C_GWh_After Competition Groups_Vertical Night Covers
Commercial | Com ¦ Water Source Heat Pump (4 ton) | 2028 | SC C | GWh | After Competition Groups | 7.5925 | 959976.2026 | 0.95998 | 6452.1782 | 0.0011767 | 42 | Commercial_2028_SC C_GWh_After Competition Groups_42 | Water Source Heat Pump (4 ton) | 0.1177% | 0.95998 | 7.5925 | Commercial_2028_SC C_GWh_After Competition Groups_Water Source Heat Pump (4 ton)
Commercial | Com ¦ Outside Air Economizer | 2028 | SC C | GWh | After Competition Groups | 7.4734 | 110329.7228 | 0.11033 | 6452.1782 | 0.0011583 | 43 | Commercial_2028_SC C_GWh_After Competition Groups_43 | Outside Air Economizer | 0.1158% | 0.11033 | 7.4734 | Commercial_2028_SC C_GWh_After Competition Groups_Outside Air Economizer
Commercial | Com ¦ ENERGY STAR Fryer (84% eff) | 2028 | SC C | GWh | After Competition Groups | 7.2342 | 156034.0325 | 0.15603 | 6452.1782 | 0.0011212 | 44 | Commercial_2028_SC C_GWh_After Competition Groups_44 | ENERGY STAR Fryer (84% eff) | 0.1121% | 0.15603 | 7.2342 | Commercial_2028_SC C_GWh_After Competition Groups_ENERGY STAR Fryer (84% eff)
Commercial | Com ¦ Duct Insulation, R8 | 2028 | SC C | GWh | After Competition Groups | 7.0603 | 343806.6893 | 0.34381 | 6452.1782 | 0.0010942 | 45 | Commercial_2028_SC C_GWh_After Competition Groups_45 | Duct Insulation, R8 | 0.1094% | 0.34381 | 7.0603 | Commercial_2028_SC C_GWh_After Competition Groups_Duct Insulation, R8
Commercial | Com ¦ Water Heating (DHW) Pipe Insulation (Add 3/4\ Foam)" | 2028 | SC C | GWh | After Competition Groups | 6.7376 | 237203.1237 | 0.2372 | 6452.1782 | 0.0010442 | 46 | Commercial_2028_SC C_GWh_After Competition Groups_46 | Water Heating (DHW) Pipe Insulation (Add 3/4\ Foam)" | 0.1044% | 0.2372 | 6.7376 | Commercial_2028_SC C_GWh_After Competition Groups_Water Heating (DHW) Pipe Insulation (Add 3/4\ Foam)"
Commercial | Com ¦ Suction Pipe Insulation Freezer/Refrigerator | 2028 | SC C | GWh | After Competition Groups | 4.2606 | 166468.817 | 0.16647 | 6452.1782 | 0.00066033 | 47 | Commercial_2028_SC C_GWh_After Competition Groups_47 | Suction Pipe Insulation Freezer/Refrigerator | 0.06603% | 0.16647 | 4.2606 | Commercial_2028_SC C_GWh_After Competition Groups_Suction Pipe Insulation Freezer/Refrigerator
Commercial | Com ¦ ENERGY STAR Dishwasher | 2028 | SC C | GWh | After Competition Groups | 3.756 | 32570.125 | 0.03257 | 6452.1782 | 0.00058213 | 48 | Commercial_2028_SC C_GWh_After Competition Groups_48 | ENERGY STAR Dishwasher | 0.05821% | 0.03257 | 3.756 | Commercial_2028_SC C_GWh_After Competition Groups_ENERGY STAR Dishwasher
Commercial | Com ¦ ENERGY STAR Steam Cookers | 2028 | SC C | GWh | After Competition Groups | 3.4556 | 82311.0728 | 0.082311 | 6452.1782 | 0.00053557 | 49 | Commercial_2028_SC C_GWh_After Competition Groups_49 | ENERGY STAR Steam Cookers | 0.05356% | 0.082311 | 3.4556 | Commercial_2028_SC C_GWh_After Competition Groups_ENERGY STAR Steam Cookers
Commercial | Com ¦ Condensing Make Up Air Unit | 2028 | SC C | GWh | After Competition Groups | 2.2925 | 512335.2577 | 0.51234 | 6452.1782 | 0.00035531 | 50 | Commercial_2028_SC C_GWh_After Competition Groups_50 | Condensing Make Up Air Unit | 0.03553% | 0.51234 | 2.2925 | Commercial_2028_SC C_GWh_After Competition Groups_Condensing Make Up Air Unit
Commercial | Com ¦ Ozone Laundry Treatment | 2028 | SC C | GWh | After Competition Groups | 2.1288 | 194903.1817 | 0.1949 | 6452.1782 | 0.00032993 | 51 | Commercial_2028_SC C_GWh_After Competition Groups_51 | Ozone Laundry Treatment | 0.03299% | 0.1949 | 2.1288 | Commercial_2028_SC C_GWh_After Competition Groups_Ozone Laundry Treatment
Commercial | Com ¦ Thermostat Setback | 2028 | SC C | GWh | After Competition Groups | 2.0292 | 0 | 0 | 6452.1782 | 0.00031451 | 52 | Commercial_2028_SC C_GWh_After Competition Groups_52 | Thermostat Setback | 0.03145% | 0 | 2.0292 | Commercial_2028_SC C_GWh_After Competition Groups_Thermostat Setback
Commercial | Com ¦ Demand controlled Circulating Systems | 2028 | SC C | GWh | After Competition Groups | 1.4337 | 0 | 0 | 6452.1782 | 0.00022221 | 53 | Commercial_2028_SC C_GWh_After Competition Groups_53 | Demand controlled Circulating Systems | 0.02222% | 0 | 1.4337 | Commercial_2028_SC C_GWh_After Competition Groups_Demand controlled Circulating Systems
Commercial | Com ¦ ECM MOTORS FOR HVAC APPLICATION (FAN-POWERED VAV BOX) | 2028 | SC C | GWh | After Competition Groups | 1.0331 | 39524.069 | 0.039524 | 6452.1782 | 0.00016011 | 54 | Commercial_2028_SC C_GWh_After Competition Groups_54 | ECM MOTORS FOR HVAC APPLICATION (FAN-POWERED VAV BOX) | 0.01601% | 0.039524 | 1.0331 | Commercial_2028_SC C_GWh_After Competition Groups_ECM MOTORS FOR HVAC APPLICATION (FAN-POWERED VAV BOX)
Commercial | Com ¦ CEE Tier 2/Energy Star Clothes Washers | 2028 | SC C | GWh | After Competition Groups | 0.73815 | 20523.1386 | 0.020523 | 6452.1782 | 0.0001144 | 55 | Commercial_2028_SC C_GWh_After Competition Groups_55 | CEE Tier 2/Energy Star Clothes Washers | 0.01144% | 0.020523 | 0.73815 | Commercial_2028_SC C_GWh_After Competition Groups_CEE Tier 2/Energy Star Clothes Washers
Commercial | Com ¦ LLLC - High Impact Application | 2028 | SC C | GWh | After Competition Groups | 0.65419 | 43.6044 | 4.3604e-05 | 6452.1782 | 0.00010139 | 56 | Commercial_2028_SC C_GWh_After Competition Groups_56 | LLLC - High Impact Application | 0.01014% | 4.3604e-05 | 0.65419 | Commercial_2028_SC C_GWh_After Competition Groups_LLLC - High Impact Application
Commercial | Com ¦ Notched V belts for HVAC Systems | 2028 | SC C | GWh | After Competition Groups | 0.48517 | 28666.6302 | 0.028667 | 6452.1782 | 7.5195e-05 | 57 | Commercial_2028_SC C_GWh_After Competition Groups_57 | Notched V belts for HVAC Systems | 0.00752% | 0.028667 | 0.48517 | Commercial_2028_SC C_GWh_After Competition Groups_Notched V belts for HVAC Systems
Commercial | Com ¦ Auto Off Time Switch or Time Clock control | 2028 | SC C | GWh | After Competition Groups | 0.41203 | 77.0416 | 7.7042e-05 | 6452.1782 | 6.3858e-05 | 58 | Commercial_2028_SC C_GWh_After Competition Groups_58 | Auto Off Time Switch or Time Clock control | 0.006386% | 7.7042e-05 | 0.41203 | Commercial_2028_SC C_GWh_After Competition Groups_Auto Off Time Switch or Time Clock control
Commercial | Com ¦ LLLC - Low Impact Application | 2028 | SC C | GWh | After Competition Groups | 0.39795 | 351.7333 | 0.00035173 | 6452.1782 | 6.1677e-05 | 59 | Commercial_2028_SC C_GWh_After Competition Groups_59 | LLLC - Low Impact Application | 0.006168% | 0.00035173 | 0.39795 | Commercial_2028_SC C_GWh_After Competition Groups_LLLC - Low Impact Application
Commercial | Com ¦ Low Flow Pre-Rinse Spray Nozzle | 2028 | SC C | GWh | After Competition Groups | 0.3841 | 3210.7174 | 0.0032107 | 6452.1782 | 5.953e-05 | 60 | Commercial_2028_SC C_GWh_After Competition Groups_60 | Low Flow Pre-Rinse Spray Nozzle | 0.005953% | 0.0032107 | 0.3841 | Commercial_2028_SC C_GWh_After Competition Groups_Low Flow Pre-Rinse Spray Nozzle
Commercial | COM ¦ Ductless Mini-Split Heat Pumps | 2028 | SC C | GWh | After Competition Groups | 0.37976 | 180.5636 | 0.00018056 | 6452.1782 | 5.8858e-05 | 61 | Commercial_2028_SC C_GWh_After Competition Groups_61 | Ductless Mini-Split Heat Pumps | 0.005886% | 0.00018056 | 0.37976 | Commercial_2028_SC C_GWh_After Competition Groups_Ductless Mini-Split Heat Pumps
Commercial | Com ¦ Solar Water Preheat (Pools/DHW) | 2028 | SC C | GWh | After Competition Groups | 0.37929 | 2084.5873 | 0.0020846 | 6452.1782 | 5.8785e-05 | 62 | Commercial_2028_SC C_GWh_After Competition Groups_62 | Solar Water Preheat (Pools/DHW) | 0.005878% | 0.0020846 | 0.37929 | Commercial_2028_SC C_GWh_After Competition Groups_Solar Water Preheat (Pools/DHW)
Commercial | Com ¦ PTAC (12 EER/10,000 BTU) | 2028 | SC C | GWh | After Competition Groups | 0.27608 | 21378.4165 | 0.021378 | 6452.1782 | 4.2788e-05 | 63 | Commercial_2028_SC C_GWh_After Competition Groups_63 | PTAC (12 EER/10,000 BTU) | 0.004279% | 0.021378 | 0.27608 | Commercial_2028_SC C_GWh_After Competition Groups_PTAC (12 EER/10,000 BTU)
Commercial | Com ¦ HVAC Optimization | 2028 | SC C | GWh | After Competition Groups | 0.2522 | 215.6678 | 0.00021567 | 6452.1782 | 3.9087e-05 | 64 | Commercial_2028_SC C_GWh_After Competition Groups_64 | HVAC Optimization | 0.003909% | 0.00021567 | 0.2522 | Commercial_2028_SC C_GWh_After Competition Groups_HVAC Optimization
Commercial | Com ¦ Commercial Hot Food Holding Cabinets | 2028 | SC C | GWh | After Competition Groups | 0.16885 | 2772.8265 | 0.0027728 | 6452.1782 | 2.6169e-05 | 65 | Commercial_2028_SC C_GWh_After Competition Groups_65 | Commercial Hot Food Holding Cabinets | 0.002617% | 0.0027728 | 0.16885 | Commercial_2028_SC C_GWh_After Competition Groups_Commercial Hot Food Holding Cabinets
Commercial | Com ¦ Air Curtains | 2028 | SC C | GWh | After Competition Groups | 0.11098 | 6211.8238 | 0.0062118 | 6452.1782 | 1.72e-05 | 66 | Commercial_2028_SC C_GWh_After Competition Groups_66 | Air Curtains | 0.00172% | 0.0062118 | 0.11098 | Commercial_2028_SC C_GWh_After Competition Groups_Air Curtains
Commercial | Com ¦ Wall Insulation | 2028 | SC C | GWh | After Competition Groups | 0.064247 | 382.4101 | 0.00038241 | 6452.1782 | 9.9574e-06 | 67 | Commercial_2028_SC C_GWh_After Competition Groups_67 | Wall Insulation | 0.0009957% | 0.00038241 | 0.064247 | Commercial_2028_SC C_GWh_After Competition Groups_Wall Insulation
Commercial | Com ¦ LED RECESSED DOWNLIGHTS | 2028 | SC C | GWh | After Competition Groups | 0.060641 | 6019.5284 | 0.0060195 | 6452.1782 | 9.3985e-06 | 68 | Commercial_2028_SC C_GWh_After Competition Groups_68 | LED RECESSED DOWNLIGHTS | 0.0009398% | 0.0060195 | 0.060641 | Commercial_2028_SC C_GWh_After Competition Groups_LED RECESSED DOWNLIGHTS
Commercial | Com ¦ Energy Recovery Ventilation and Ventilation (Enhanced) | 2028 | SC C | GWh | After Competition Groups | 0.049067 | 0 | 0 | 6452.1782 | 7.6047e-06 | 69 | Commercial_2028_SC C_GWh_After Competition Groups_69 | Energy Recovery Ventilation and Ventilation (Enhanced) | 0.0007605% | 0 | 0.049067 | Commercial_2028_SC C_GWh_After Competition Groups_Energy Recovery Ventilation and Ventilation (Enhanced)
Commercial | Com ¦ High Efficiency Small Instantaneous Water Heater | 2028 | SC C | GWh | After Competition Groups | 0.046588 | 9804.6918 | 0.0098047 | 6452.1782 | 7.2205e-06 | 70 | Commercial_2028_SC C_GWh_After Competition Groups_70 | High Efficiency Small Instantaneous Water Heater | 0.000722% | 0.0098047 | 0.046588 | Commercial_2028_SC C_GWh_After Competition Groups_High Efficiency Small Instantaneous Water Heater
Commercial | Com ¦ High Efficiency Chiller (avg of water and air cooled) | 2028 | SC C | GWh | After Competition Groups | 0.031726 | 7895.2389 | 0.0078952 | 6452.1782 | 4.917e-06 | 71 | Commercial_2028_SC C_GWh_After Competition Groups_71 | High Efficiency Chiller (avg of water and air cooled) | 0.0004917% | 0.0078952 | 0.031726 | Commercial_2028_SC C_GWh_After Competition Groups_High Efficiency Chiller (avg of water and air cooled)
Commercial | Com ¦ VSD Air Compressor | 2028 | SC C | GWh | After Competition Groups | 0.020654 | 535.8331 | 0.00053583 | 6452.1782 | 3.2011e-06 | 72 | Commercial_2028_SC C_GWh_After Competition Groups_72 | VSD Air Compressor | 0.0003201% | 0.00053583 | 0.020654 | Commercial_2028_SC C_GWh_After Competition Groups_VSD Air Compressor
Commercial | Com ¦ Room AC (w/ louvered sides) 14 SEER from 12 SEER code | 2028 | SC C | GWh | After Competition Groups | 0.017409 | 2619.8412 | 0.0026198 | 6452.1782 | 2.6982e-06 | 73 | Commercial_2028_SC C_GWh_After Competition Groups_73 | Room AC (w/ louvered sides) 14 SEER from 12 SEER code | 0.0002698% | 0.0026198 | 0.017409 | Commercial_2028_SC C_GWh_After Competition Groups_Room AC (w/ louvered sides) 14 SEER from 12 SEER code
Commercial | Com ¦ EC Plug Fan for Data Center (under cabinet) | 2028 | SC C | GWh | After Competition Groups | 0.014236 | 1104.017 | 0.001104 | 6452.1782 | 2.2064e-06 | 74 | Commercial_2028_SC C_GWh_After Competition Groups_74 | EC Plug Fan for Data Center (under cabinet) | 0.0002206% | 0.001104 | 0.014236 | Commercial_2028_SC C_GWh_After Competition Groups_EC Plug Fan for Data Center (under cabinet)
Commercial | Com ¦ Networked/Connected - High Impact Application | 2028 | SC C | GWh | After Competition Groups | 0.0021944 | 0.10969 | 1.0969e-07 | 6452.1782 | 3.4011e-07 | 75 | Commercial_2028_SC C_GWh_After Competition Groups_75 | Networked/Connected - High Impact Application | 3.401e-05% | 1.0969e-07 | 0.0021944 | Commercial_2028_SC C_GWh_After Competition Groups_Networked/Connected - High Impact Application
Commercial | Com ¦ Electric Convection Combination Ovens | 2028 | SC C | GWh | After Competition Groups | 0.0021541 | 3.7563 | 3.7563e-06 | 6452.1782 | 3.3386e-07 | 76 | Commercial_2028_SC C_GWh_After Competition Groups_76 | Electric Convection Combination Ovens | 3.339e-05% | 3.7563e-06 | 0.0021541 | Commercial_2028_SC C_GWh_After Competition Groups_Electric Convection Combination Ovens
Commercial | Com ¦ Networked/Connected - Low Impact Application | 2028 | SC C | GWh | After Competition Groups | 0.00010712 | 0.093546 | 9.3546e-08 | 6452.1782 | 1.6602e-08 | 77 | Commercial_2028_SC C_GWh_After Competition Groups_77 | Networked/Connected - Low Impact Application | 1.66e-06% | 9.3546e-08 | 0.00010712 | Commercial_2028_SC C_GWh_After Competition Groups_Networked/Connected - Low Impact Application
Commercial | Com ¦ Efficient compressor motor | 2028 | SC C | GWh | After Competition Groups | 0 | 0 | 0 | 6452.1782 | 0 | 78 | Commercial_2028_SC C_GWh_After Competition Groups_78 | Efficient compressor motor | 0% | 0 | 0 | Commercial_2028_SC C_GWh_After Competition Groups_Efficient compressor motor
Commercial | Com ¦ Indoor Daylight Sensors/Photocell Dimming Control | 2028 | SC C | GWh | After Competition Groups | 0 | 0 | 0 | 6452.1782 | 0 | 79 | Commercial_2028_SC C_GWh_After Competition Groups_79 | Indoor Daylight Sensors/Photocell Dimming Control | 0% | 0 | 0 | Commercial_2028_SC C_GWh_After Competition Groups_Indoor Daylight Sensors/Photocell Dimming Control
Commercial | Com ¦ Variable Refrigerant Flow Heat Pump | 2028 | SC C | GWh | After Competition Groups | 0 | 0 | 0 | 6452.1782 | 0 | 80 | Commercial_2028_SC C_GWh_After Competition Groups_80 | Variable Refrigerant Flow Heat Pump | 0% | 0 | 0 | Commercial_2028_SC C_GWh_After Competition Groups_Variable Refrigerant Flow Heat Pump
Commercial | Com ¦ ENERGY STAR LED LAMPS (REFLECTOR LAMPs/MR16/PAR 16) | 2028 | SC D | GWh | After Competition Groups | 794.6149 | 0 | 0 | 5958.8891 | 0.13335 | 1 | Commercial_2028_SC D_GWh_After Competition Groups_1 | ENERGY STAR LED LAMPS (REFLECTOR LAMPs/MR16/PAR 16) | 13.33% | 0 | 794.6149 | Commercial_2028_SC D_GWh_After Competition Groups_ENERGY STAR LED LAMPS (REFLECTOR LAMPs/MR16/PAR 16)
Commercial | Com ¦ LED Low/High Bay | 2028 | SC D | GWh | After Competition Groups | 615.4667 | 0 | 0 | 5958.8891 | 0.10329 | 2 | Commercial_2028_SC D_GWh_After Competition Groups_2 | LED Low/High Bay | 10.33% | 0 | 615.4667 | Commercial_2028_SC D_GWh_After Competition Groups_LED Low/High Bay
Commercial | Com ¦ LED Troffer/Surface/Suspended | 2028 | SC D | GWh | After Competition Groups | 591.8805 | 0 | 0 | 5958.8891 | 0.099327 | 3 | Commercial_2028_SC D_GWh_After Competition Groups_3 | LED Troffer/Surface/Suspended | 9.933% | 0 | 591.8805 | Commercial_2028_SC D_GWh_After Competition Groups_LED Troffer/Surface/Suspended
Commercial | Com ¦ LED EXTERIOR AREA LIGHTS - LED fixture (200W) | 2028 | SC D | GWh | After Competition Groups | 495.5544 | 0 | 0 | 5958.8891 | 0.083162 | 4 | Commercial_2028_SC D_GWh_After Competition Groups_4 | LED EXTERIOR AREA LIGHTS - LED fixture (200W) | 8.316% | 0 | 495.5544 | Commercial_2028_SC D_GWh_After Competition Groups_LED EXTERIOR AREA LIGHTS - LED fixture (200W)
Commercial | Com ¦ LED parking lot fixture | 2028 | SC D | GWh | After Competition Groups | 490.2515 | 0 | 0 | 5958.8891 | 0.082272 | 5 | Commercial_2028_SC D_GWh_After Competition Groups_5 | LED parking lot fixture | 8.227% | 0 | 490.2515 | Commercial_2028_SC D_GWh_After Competition Groups_LED parking lot fixture
Commercial | Com ¦ LED Replacement Lamp (Tube) | 2028 | SC D | GWh | After Competition Groups | 416.9443 | 0 | 0 | 5958.8891 | 0.06997 | 6 | Commercial_2028_SC D_GWh_After Competition Groups_6 | LED Replacement Lamp (Tube) | 6.997% | 0 | 416.9443 | Commercial_2028_SC D_GWh_After Competition Groups_LED Replacement Lamp (Tube)
Commercial | Com ¦ Building Recommissioning, Operations and Maintenance (O&M) Improvements | 2028 | SC D | GWh | After Competition Groups | 319.8277 | 0 | 0 | 5958.8891 | 0.053672 | 7 | Commercial_2028_SC D_GWh_After Competition Groups_7 | Building Recommissioning, Operations and Maintenance (O&M) Improvements | 5.367% | 0 | 319.8277 | Commercial_2028_SC D_GWh_After Competition Groups_Building Recommissioning, Operations and Maintenance (O&M) Improvements
Commercial | Com ¦ LED street light fixture | 2028 | SC D | GWh | After Competition Groups | 225.9471 | 0 | 0 | 5958.8891 | 0.037918 | 8 | Commercial_2028_SC D_GWh_After Competition Groups_8 | LED street light fixture | 3.792% | 0 | 225.9471 | Commercial_2028_SC D_GWh_After Competition Groups_LED street light fixture
Commercial | Com ¦ Furnace Tune-Up | 2028 | SC D | GWh | After Competition Groups | 210.9658 | 0 | 0 | 5958.8891 | 0.035404 | 9 | Commercial_2028_SC D_GWh_After Competition Groups_9 | Furnace Tune-Up | 3.54% | 0 | 210.9658 | Commercial_2028_SC D_GWh_After Competition Groups_Furnace Tune-Up
Commercial | Com ¦ Data Center Storage/Server Virtualization | 2028 | SC D | GWh | After Competition Groups | 179.5961 | 0 | 0 | 5958.8891 | 0.030139 | 10 | Commercial_2028_SC D_GWh_After Competition Groups_10 | Data Center Storage/Server Virtualization | 3.014% | 0 | 179.5961 | Commercial_2028_SC D_GWh_After Competition Groups_Data Center Storage/Server Virtualization
Commercial | Com ¦ High Efficiency Air Source Heat Pump | 2028 | SC D | GWh | After Competition Groups | 157.3713 | 0 | 0 | 5958.8891 | 0.02641 | 11 | Commercial_2028_SC D_GWh_After Competition Groups_11 | High Efficiency Air Source Heat Pump | 2.641% | 0 | 157.3713 | Commercial_2028_SC D_GWh_After Competition Groups_High Efficiency Air Source Heat Pump
Commercial | Com ¦ Reach-in Shaded Pole to ECM/PSC Evaporator Fan Motor | 2028 | SC D | GWh | After Competition Groups | 157.3251 | 0 | 0 | 5958.8891 | 0.026402 | 12 | Commercial_2028_SC D_GWh_After Competition Groups_12 | Reach-in Shaded Pole to ECM/PSC Evaporator Fan Motor | 2.64% | 0 | 157.3251 | Commercial_2028_SC D_GWh_After Competition Groups_Reach-in Shaded Pole to ECM/PSC Evaporator Fan Motor
Commercial | Com ¦ Strip Curtains | 2028 | SC D | GWh | After Competition Groups | 103.1005 | 0 | 0 | 5958.8891 | 0.017302 | 13 | Commercial_2028_SC D_GWh_After Competition Groups_13 | Strip Curtains | 1.73% | 0 | 103.1005 | Commercial_2028_SC D_GWh_After Competition Groups_Strip Curtains
Commercial | Com ¦ Education and Capacity Building/Energy Behavior | 2028 | SC D | GWh | After Competition Groups | 102.7358 | 0 | 0 | 5958.8891 | 0.017241 | 14 | Commercial_2028_SC D_GWh_After Competition Groups_14 | Education and Capacity Building/Energy Behavior | 1.724% | 0 | 102.7358 | Commercial_2028_SC D_GWh_After Competition Groups_Education and Capacity Building/Energy Behavior
Commercial | Com ¦ ENERGY STAR LED LAMPS (General Service Lamps) | 2028 | SC D | GWh | After Competition Groups | 99.0675 | 0 | 0 | 5958.8891 | 0.016625 | 15 | Commercial_2028_SC D_GWh_After Competition Groups_15 | ENERGY STAR LED LAMPS (General Service Lamps) | 1.663% | 0 | 99.0675 | Commercial_2028_SC D_GWh_After Competition Groups_ENERGY STAR LED LAMPS (General Service Lamps)
Commercial | Com ¦ Refrigerated Display Case Doors | 2028 | SC D | GWh | After Competition Groups | 90.5233 | 0 | 0 | 5958.8891 | 0.015191 | 16 | Commercial_2028_SC D_GWh_After Competition Groups_16 | Refrigerated Display Case Doors | 1.519% | 0 | 90.5233 | Commercial_2028_SC D_GWh_After Competition Groups_Refrigerated Display Case Doors
Commercial | Com ¦ LED or Equivalent Sign Lighting | 2028 | SC D | GWh | After Competition Groups | 86.9409 | 0 | 0 | 5958.8891 | 0.01459 | 17 | Commercial_2028_SC D_GWh_After Competition Groups_17 | LED or Equivalent Sign Lighting | 1.459% | 0 | 86.9409 | Commercial_2028_SC D_GWh_After Competition Groups_LED or Equivalent Sign Lighting
Commercial | Com ¦ Advanced BAS/Controllers | 2028 | SC D | GWh | After Competition Groups | 81.6282 | 0 | 0 | 5958.8891 | 0.013699 | 18 | Commercial_2028_SC D_GWh_After Competition Groups_18 | Advanced BAS/Controllers | 1.37% | 0 | 81.6282 | Commercial_2028_SC D_GWh_After Competition Groups_Advanced BAS/Controllers
Commercial | Com ¦ Centrally controlled desktop PC/NETWORK PC POWER MANAGEMENT SOFTWARE | 2028 | SC D | GWh | After Competition Groups | 74.9682 | 0 | 0 | 5958.8891 | 0.012581 | 19 | Commercial_2028_SC D_GWh_After Competition Groups_19 | Centrally controlled desktop PC/NETWORK PC POWER MANAGEMENT SOFTWARE | 1.258% | 0 | 74.9682 | Commercial_2028_SC D_GWh_After Competition Groups_Centrally controlled desktop PC/NETWORK PC POWER MANAGEMENT SOFTWARE
Commercial | Com ¦ Variable Frequency Drive (VFD) | 2028 | SC D | GWh | After Competition Groups | 68.1667 | 0 | 0 | 5958.8891 | 0.011439 | 20 | Commercial_2028_SC D_GWh_After Competition Groups_20 | Variable Frequency Drive (VFD) | 1.144% | 0 | 68.1667 | Commercial_2028_SC D_GWh_After Competition Groups_Variable Frequency Drive (VFD)
Commercial | Com ¦ Demand Control Ventilation | 2028 | SC D | GWh | After Competition Groups | 64.6207 | 0 | 0 | 5958.8891 | 0.010844 | 21 | Commercial_2028_SC D_GWh_After Competition Groups_21 | Demand Control Ventilation | 1.084% | 0 | 64.6207 | Commercial_2028_SC D_GWh_After Competition Groups_Demand Control Ventilation
Commercial | Com ¦ VFD on Pumps | 2028 | SC D | GWh | After Competition Groups | 63.2365 | 0 | 0 | 5958.8891 | 0.010612 | 22 | Commercial_2028_SC D_GWh_After Competition Groups_22 | VFD on Pumps | 1.061% | 0 | 63.2365 | Commercial_2028_SC D_GWh_After Competition Groups_VFD on Pumps
Commercial | Com ¦ Adaptive Thermostats | 2028 | SC D | GWh | After Competition Groups | 52.9508 | 0 | 0 | 5958.8891 | 0.008886 | 23 | Commercial_2028_SC D_GWh_After Competition Groups_23 | Adaptive Thermostats | 0.8886% | 0 | 52.9508 | Commercial_2028_SC D_GWh_After Competition Groups_Adaptive Thermostats
Commercial | Com ¦ Unitary Air-Conditioning Unit | 2028 | SC D | GWh | After Competition Groups | 36.1045 | 0 | 0 | 5958.8891 | 0.0060589 | 24 | Commercial_2028_SC D_GWh_After Competition Groups_24 | Unitary Air-Conditioning Unit | 0.6059% | 0 | 36.1045 | Commercial_2028_SC D_GWh_After Competition Groups_Unitary Air-Conditioning Unit
Commercial | Com ¦ ECM MOTORS FOR EVAPORATOR FANS for refrigeration (WALK-IN) | 2028 | SC D | GWh | After Competition Groups | 32.3677 | 0 | 0 | 5958.8891 | 0.0054318 | 25 | Commercial_2028_SC D_GWh_After Competition Groups_25 | ECM MOTORS FOR EVAPORATOR FANS for refrigeration (WALK-IN) | 0.5432% | 0 | 32.3677 | Commercial_2028_SC D_GWh_After Competition Groups_ECM MOTORS FOR EVAPORATOR FANS for refrigeration (WALK-IN)
Commercial | Com ¦ Condensing Unit Heaters or other Efficient Unit Heating System | 2028 | SC D | GWh | After Competition Groups | 31.588 | 0 | 0 | 5958.8891 | 0.005301 | 26 | Commercial_2028_SC D_GWh_After Competition Groups_26 | Condensing Unit Heaters or other Efficient Unit Heating System | 0.5301% | 0 | 31.588 | Commercial_2028_SC D_GWh_After Competition Groups_Condensing Unit Heaters or other Efficient Unit Heating System
Commercial | Com ¦ Air Handler with Dedicated Outdoor Air Systems | 2028 | SC D | GWh | After Competition Groups | 28.8878 | 0 | 0 | 5958.8891 | 0.0048478 | 27 | Commercial_2028_SC D_GWh_After Competition Groups_27 | Air Handler with Dedicated Outdoor Air Systems | 0.4848% | 0 | 28.8878 | Commercial_2028_SC D_GWh_After Competition Groups_Air Handler with Dedicated Outdoor Air Systems
Commercial | Com ¦ Demand Control Kitchen Ventilation | 2028 | SC D | GWh | After Competition Groups | 27.4332 | 0 | 0 | 5958.8891 | 0.0046037 | 28 | Commercial_2028_SC D_GWh_After Competition Groups_28 | Demand Control Kitchen Ventilation | 0.4604% | 0 | 27.4332 | Commercial_2028_SC D_GWh_After Competition Groups_Demand Control Kitchen Ventilation
Commercial | Com ¦ Refrigerated Display Case LED | 2028 | SC D | GWh | After Competition Groups | 27.2662 | 0 | 0 | 5958.8891 | 0.0045757 | 29 | Commercial_2028_SC D_GWh_After Competition Groups_29 | Refrigerated Display Case LED | 0.4576% | 0 | 27.2662 | Commercial_2028_SC D_GWh_After Competition Groups_Refrigerated Display Case LED
Commercial | Com ¦ Evaporator Fan Controls | 2028 | SC D | GWh | After Competition Groups | 26.2303 | 0 | 0 | 5958.8891 | 0.0044019 | 30 | Commercial_2028_SC D_GWh_After Competition Groups_30 | Evaporator Fan Controls | 0.4402% | 0 | 26.2303 | Commercial_2028_SC D_GWh_After Competition Groups_Evaporator Fan Controls
Commercial | Com ¦ Door Gasket Freezer/Refrigerator | 2028 | SC D | GWh | After Competition Groups | 24.5227 | 0 | 0 | 5958.8891 | 0.0041153 | 31 | Commercial_2028_SC D_GWh_After Competition Groups_31 | Door Gasket Freezer/Refrigerator | 0.4115% | 0 | 24.5227 | Commercial_2028_SC D_GWh_After Competition Groups_Door Gasket Freezer/Refrigerator
Commercial | Com ¦ ENERGY STAR Griddle (74% eff) | 2028 | SC D | GWh | After Competition Groups | 19.9233 | 0 | 0 | 5958.8891 | 0.0033435 | 32 | Commercial_2028_SC D_GWh_After Competition Groups_32 | ENERGY STAR Griddle (74% eff) | 0.3343% | 0 | 19.9233 | Commercial_2028_SC D_GWh_After Competition Groups_ENERGY STAR Griddle (74% eff)
Commercial | Com ¦ Freezer Case Light Sensor | 2028 | SC D | GWh | After Competition Groups | 18.2088 | 0 | 0 | 5958.8891 | 0.0030557 | 33 | Commercial_2028_SC D_GWh_After Competition Groups_33 | Freezer Case Light Sensor | 0.3056% | 0 | 18.2088 | Commercial_2028_SC D_GWh_After Competition Groups_Freezer Case Light Sensor
Commercial | Com ¦ Occupancy Sensors | 2028 | SC D | GWh | After Competition Groups | 17.8628 | 0 | 0 | 5958.8891 | 0.0029977 | 34 | Commercial_2028_SC D_GWh_After Competition Groups_34 | Occupancy Sensors | 0.2998% | 0 | 17.8628 | Commercial_2028_SC D_GWh_After Competition Groups_Occupancy Sensors
Commercial | Com ¦ Chilled Water Optimization | 2028 | SC D | GWh | After Competition Groups | 17.8396 | 0 | 0 | 5958.8891 | 0.0029938 | 35 | Commercial_2028_SC D_GWh_After Competition Groups_35 | Chilled Water Optimization | 0.2994% | 0 | 17.8396 | Commercial_2028_SC D_GWh_After Competition Groups_Chilled Water Optimization
Commercial | Com ¦ BEVERAGE VENDING MACHINE CONTROLS | 2028 | SC D | GWh | After Competition Groups | 10.131 | 0 | 0 | 5958.8891 | 0.0017001 | 36 | Commercial_2028_SC D_GWh_After Competition Groups_36 | BEVERAGE VENDING MACHINE CONTROLS | 0.17% | 0 | 10.131 | Commercial_2028_SC D_GWh_After Competition Groups_BEVERAGE VENDING MACHINE CONTROLS
Commercial | Com ¦ Temperature Adjustment in Commercial Freezers | 2028 | SC D | GWh | After Competition Groups | 10.0417 | 0 | 0 | 5958.8891 | 0.0016852 | 37 | Commercial_2028_SC D_GWh_After Competition Groups_37 | Temperature Adjustment in Commercial Freezers | 0.1685% | 0 | 10.0417 | Commercial_2028_SC D_GWh_After Competition Groups_Temperature Adjustment in Commercial Freezers
Commercial | Com ¦ Elec Storage WH 2.30 Et | 2028 | SC D | GWh | After Competition Groups | 9.7067 | 0 | 0 | 5958.8891 | 0.0016289 | 38 | Commercial_2028_SC D_GWh_After Competition Groups_38 | Elec Storage WH 2.30 Et | 0.1629% | 0 | 9.7067 | Commercial_2028_SC D_GWh_After Competition Groups_Elec Storage WH 2.30 Et
Commercial | Com ¦ Outside Air Economizer | 2028 | SC D | GWh | After Competition Groups | 7.4734 | 0 | 0 | 5958.8891 | 0.0012542 | 39 | Commercial_2028_SC D_GWh_After Competition Groups_39 | Outside Air Economizer | 0.1254% | 0 | 7.4734 | Commercial_2028_SC D_GWh_After Competition Groups_Outside Air Economizer
Commercial | Com ¦ CO Sensors for parking garage exhaust fans | 2028 | SC D | GWh | After Competition Groups | 7.4608 | 0 | 0 | 5958.8891 | 0.0012521 | 40 | Commercial_2028_SC D_GWh_After Competition Groups_40 | CO Sensors for parking garage exhaust fans | 0.1252% | 0 | 7.4608 | Commercial_2028_SC D_GWh_After Competition Groups_CO Sensors for parking garage exhaust fans
Commercial | Com ¦ Vertical Night Covers | 2028 | SC D | GWh | After Competition Groups | 7.3863 | 0 | 0 | 5958.8891 | 0.0012395 | 41 | Commercial_2028_SC D_GWh_After Competition Groups_41 | Vertical Night Covers | 0.124% | 0 | 7.3863 | Commercial_2028_SC D_GWh_After Competition Groups_Vertical Night Covers
Commercial | Com ¦ ENERGY STAR Fryer (84% eff) | 2028 | SC D | GWh | After Competition Groups | 7.1759 | 0 | 0 | 5958.8891 | 0.0012042 | 42 | Commercial_2028_SC D_GWh_After Competition Groups_42 | ENERGY STAR Fryer (84% eff) | 0.1204% | 0 | 7.1759 | Commercial_2028_SC D_GWh_After Competition Groups_ENERGY STAR Fryer (84% eff)
Commercial | Com ¦ Energy Efficient Laboratory Fume Hood | 2028 | SC D | GWh | After Competition Groups | 7.1364 | 0 | 0 | 5958.8891 | 0.0011976 | 43 | Commercial_2028_SC D_GWh_After Competition Groups_43 | Energy Efficient Laboratory Fume Hood | 0.1198% | 0 | 7.1364 | Commercial_2028_SC D_GWh_After Competition Groups_Energy Efficient Laboratory Fume Hood
Commercial | Com ¦ Duct Insulation, R8 | 2028 | SC D | GWh | After Competition Groups | 7.0196 | 0 | 0 | 5958.8891 | 0.001178 | 44 | Commercial_2028_SC D_GWh_After Competition Groups_44 | Duct Insulation, R8 | 0.1178% | 0 | 7.0196 | Commercial_2028_SC D_GWh_After Competition Groups_Duct Insulation, R8
Commercial | Com ¦ Water Source Heat Pump (4 ton) | 2028 | SC D | GWh | After Competition Groups | 6.3595 | 0 | 0 | 5958.8891 | 0.0010672 | 45 | Commercial_2028_SC D_GWh_After Competition Groups_45 | Water Source Heat Pump (4 ton) | 0.1067% | 0 | 6.3595 | Commercial_2028_SC D_GWh_After Competition Groups_Water Source Heat Pump (4 ton)
Commercial | Com ¦ Water Heating (DHW) Pipe Insulation (Add 3/4\ Foam)" | 2028 | SC D | GWh | After Competition Groups | 6.3589 | 0 | 0 | 5958.8891 | 0.0010671 | 46 | Commercial_2028_SC D_GWh_After Competition Groups_46 | Water Heating (DHW) Pipe Insulation (Add 3/4\ Foam)" | 0.1067% | 0 | 6.3589 | Commercial_2028_SC D_GWh_After Competition Groups_Water Heating (DHW) Pipe Insulation (Add 3/4\ Foam)"
Commercial | Com ¦ Suction Pipe Insulation Freezer/Refrigerator | 2028 | SC D | GWh | After Competition Groups | 3.8983 | 0 | 0 | 5958.8891 | 0.00065421 | 47 | Commercial_2028_SC D_GWh_After Competition Groups_47 | Suction Pipe Insulation Freezer/Refrigerator | 0.06542% | 0 | 3.8983 | Commercial_2028_SC D_GWh_After Competition Groups_Suction Pipe Insulation Freezer/Refrigerator
Commercial | Com ¦ ENERGY STAR Steam Cookers | 2028 | SC D | GWh | After Competition Groups | 3.4337 | 0 | 0 | 5958.8891 | 0.00057623 | 48 | Commercial_2028_SC D_GWh_After Competition Groups_48 | ENERGY STAR Steam Cookers | 0.05762% | 0 | 3.4337 | Commercial_2028_SC D_GWh_After Competition Groups_ENERGY STAR Steam Cookers
Commercial | Com ¦ ENERGY STAR Dishwasher | 2028 | SC D | GWh | After Competition Groups | 3.3375 | 0 | 0 | 5958.8891 | 0.00056009 | 49 | Commercial_2028_SC D_GWh_After Competition Groups_49 | ENERGY STAR Dishwasher | 0.05601% | 0 | 3.3375 | Commercial_2028_SC D_GWh_After Competition Groups_ENERGY STAR Dishwasher
Commercial | Com ¦ Thermostat Setback | 2028 | SC D | GWh | After Competition Groups | 2.0292 | 0 | 0 | 5958.8891 | 0.00034054 | 50 | Commercial_2028_SC D_GWh_After Competition Groups_50 | Thermostat Setback | 0.03405% | 0 | 2.0292 | Commercial_2028_SC D_GWh_After Competition Groups_Thermostat Setback
Commercial | Com ¦ Ozone Laundry Treatment | 2028 | SC D | GWh | After Competition Groups | 1.4742 | 0 | 0 | 5958.8891 | 0.0002474 | 51 | Commercial_2028_SC D_GWh_After Competition Groups_51 | Ozone Laundry Treatment | 0.02474% | 0 | 1.4742 | Commercial_2028_SC D_GWh_After Competition Groups_Ozone Laundry Treatment
Commercial | Com ¦ Condensing Make Up Air Unit | 2028 | SC D | GWh | After Competition Groups | 1.4064 | 0 | 0 | 5958.8891 | 0.00023602 | 52 | Commercial_2028_SC D_GWh_After Competition Groups_52 | Condensing Make Up Air Unit | 0.0236% | 0 | 1.4064 | Commercial_2028_SC D_GWh_After Competition Groups_Condensing Make Up Air Unit
Commercial | Com ¦ ECM MOTORS FOR HVAC APPLICATION (FAN-POWERED VAV BOX) | 2028 | SC D | GWh | After Competition Groups | 0.97488 | 0 | 0 | 5958.8891 | 0.0001636 | 53 | Commercial_2028_SC D_GWh_After Competition Groups_53 | ECM MOTORS FOR HVAC APPLICATION (FAN-POWERED VAV BOX) | 0.01636% | 0 | 0.97488 | Commercial_2028_SC D_GWh_After Competition Groups_ECM MOTORS FOR HVAC APPLICATION (FAN-POWERED VAV BOX)
Commercial | Com ¦ CEE Tier 2/Energy Star Clothes Washers | 2028 | SC D | GWh | After Competition Groups | 0.70324 | 0 | 0 | 5958.8891 | 0.00011802 | 54 | Commercial_2028_SC D_GWh_After Competition Groups_54 | CEE Tier 2/Energy Star Clothes Washers | 0.0118% | 0 | 0.70324 | Commercial_2028_SC D_GWh_After Competition Groups_CEE Tier 2/Energy Star Clothes Washers
Commercial | Com ¦ Demand controlled Circulating Systems | 2028 | SC D | GWh | After Competition Groups | 0.43589 | 0 | 0 | 5958.8891 | 7.315e-05 | 55 | Commercial_2028_SC D_GWh_After Competition Groups_55 | Demand controlled Circulating Systems | 0.007315% | 0 | 0.43589 | Commercial_2028_SC D_GWh_After Competition Groups_Demand controlled Circulating Systems
Commercial | Com ¦ Notched V belts for HVAC Systems | 2028 | SC D | GWh | After Competition Groups | 0.43226 | 0 | 0 | 5958.8891 | 7.2541e-05 | 56 | Commercial_2028_SC D_GWh_After Competition Groups_56 | Notched V belts for HVAC Systems | 0.007254% | 0 | 0.43226 | Commercial_2028_SC D_GWh_After Competition Groups_Notched V belts for HVAC Systems
Commercial | Com ¦ Auto Off Time Switch or Time Clock control | 2028 | SC D | GWh | After Competition Groups | 0.41203 | 0 | 0 | 5958.8891 | 6.9145e-05 | 57 | Commercial_2028_SC D_GWh_After Competition Groups_57 | Auto Off Time Switch or Time Clock control | 0.006914% | 0 | 0.41203 | Commercial_2028_SC D_GWh_After Competition Groups_Auto Off Time Switch or Time Clock control
Commercial | Com ¦ Low Flow Pre-Rinse Spray Nozzle | 2028 | SC D | GWh | After Competition Groups | 0.38295 | 0 | 0 | 5958.8891 | 6.4265e-05 | 58 | Commercial_2028_SC D_GWh_After Competition Groups_58 | Low Flow Pre-Rinse Spray Nozzle | 0.006426% | 0 | 0.38295 | Commercial_2028_SC D_GWh_After Competition Groups_Low Flow Pre-Rinse Spray Nozzle
Commercial | COM ¦ Ductless Mini-Split Heat Pumps | 2028 | SC D | GWh | After Competition Groups | 0.37976 | 0 | 0 | 5958.8891 | 6.3731e-05 | 59 | Commercial_2028_SC D_GWh_After Competition Groups_59 | Ductless Mini-Split Heat Pumps | 0.006373% | 0 | 0.37976 | Commercial_2028_SC D_GWh_After Competition Groups_Ductless Mini-Split Heat Pumps
Commercial | Com ¦ Solar Water Preheat (Pools/DHW) | 2028 | SC D | GWh | After Competition Groups | 0.37929 | 0 | 0 | 5958.8891 | 6.3651e-05 | 60 | Commercial_2028_SC D_GWh_After Competition Groups_60 | Solar Water Preheat (Pools/DHW) | 0.006365% | 0 | 0.37929 | Commercial_2028_SC D_GWh_After Competition Groups_Solar Water Preheat (Pools/DHW)
Commercial | Com ¦ PTAC (12 EER/10,000 BTU) | 2028 | SC D | GWh | After Competition Groups | 0.26723 | 0 | 0 | 5958.8891 | 4.4845e-05 | 61 | Commercial_2028_SC D_GWh_After Competition Groups_61 | PTAC (12 EER/10,000 BTU) | 0.004484% | 0 | 0.26723 | Commercial_2028_SC D_GWh_After Competition Groups_PTAC (12 EER/10,000 BTU)
Commercial | Com ¦ HVAC Optimization | 2028 | SC D | GWh | After Competition Groups | 0.2522 | 0 | 0 | 5958.8891 | 4.2323e-05 | 62 | Commercial_2028_SC D_GWh_After Competition Groups_62 | HVAC Optimization | 0.004232% | 0 | 0.2522 | Commercial_2028_SC D_GWh_After Competition Groups_HVAC Optimization
Commercial | Com ¦ Commercial Hot Food Holding Cabinets | 2028 | SC D | GWh | After Competition Groups | 0.16885 | 0 | 0 | 5958.8891 | 2.8335e-05 | 63 | Commercial_2028_SC D_GWh_After Competition Groups_63 | Commercial Hot Food Holding Cabinets | 0.002834% | 0 | 0.16885 | Commercial_2028_SC D_GWh_After Competition Groups_Commercial Hot Food Holding Cabinets
Commercial | Com ¦ Air Curtains | 2028 | SC D | GWh | After Competition Groups | 0.096629 | 0 | 0 | 5958.8891 | 1.6216e-05 | 64 | Commercial_2028_SC D_GWh_After Competition Groups_64 | Air Curtains | 0.001622% | 0 | 0.096629 | Commercial_2028_SC D_GWh_After Competition Groups_Air Curtains
Commercial | Com ¦ Wall Insulation | 2028 | SC D | GWh | After Competition Groups | 0.057587 | 0 | 0 | 5958.8891 | 9.6641e-06 | 65 | Commercial_2028_SC D_GWh_After Competition Groups_65 | Wall Insulation | 0.0009664% | 0 | 0.057587 | Commercial_2028_SC D_GWh_After Competition Groups_Wall Insulation
Commercial | Com ¦ LED RECESSED DOWNLIGHTS | 2028 | SC D | GWh | After Competition Groups | 0.05042 | 0 | 0 | 5958.8891 | 8.4613e-06 | 66 | Commercial_2028_SC D_GWh_After Competition Groups_66 | LED RECESSED DOWNLIGHTS | 0.0008461% | 0 | 0.05042 | Commercial_2028_SC D_GWh_After Competition Groups_LED RECESSED DOWNLIGHTS
Commercial | Com ¦ High Efficiency Small Instantaneous Water Heater | 2028 | SC D | GWh | After Competition Groups | 0.039663 | 0 | 0 | 5958.8891 | 6.6561e-06 | 67 | Commercial_2028_SC D_GWh_After Competition Groups_67 | High Efficiency Small Instantaneous Water Heater | 0.0006656% | 0 | 0.039663 | Commercial_2028_SC D_GWh_After Competition Groups_High Efficiency Small Instantaneous Water Heater
Commercial | Com ¦ Energy Recovery Ventilation and Ventilation (Enhanced) | 2028 | SC D | GWh | After Competition Groups | 0.032059 | 0 | 0 | 5958.8891 | 5.3801e-06 | 68 | Commercial_2028_SC D_GWh_After Competition Groups_68 | Energy Recovery Ventilation and Ventilation (Enhanced) | 0.000538% | 0 | 0.032059 | Commercial_2028_SC D_GWh_After Competition Groups_Energy Recovery Ventilation and Ventilation (Enhanced)
Commercial | Com ¦ VSD Air Compressor | 2028 | SC D | GWh | After Competition Groups | 0.020654 | 0 | 0 | 5958.8891 | 3.4661e-06 | 69 | Commercial_2028_SC D_GWh_After Competition Groups_69 | VSD Air Compressor | 0.0003466% | 0 | 0.020654 | Commercial_2028_SC D_GWh_After Competition Groups_VSD Air Compressor
Commercial | Com ¦ Room AC (w/ louvered sides) 14 SEER from 12 SEER code | 2028 | SC D | GWh | After Competition Groups | 0.017394 | 0 | 0 | 5958.8891 | 2.919e-06 | 70 | Commercial_2028_SC D_GWh_After Competition Groups_70 | Room AC (w/ louvered sides) 14 SEER from 12 SEER code | 0.0002919% | 0 | 0.017394 | Commercial_2028_SC D_GWh_After Competition Groups_Room AC (w/ louvered sides) 14 SEER from 12 SEER code
Commercial | Com ¦ High Efficiency Chiller (avg of water and air cooled) | 2028 | SC D | GWh | After Competition Groups | 0.016111 | 0 | 0 | 5958.8891 | 2.7037e-06 | 71 | Commercial_2028_SC D_GWh_After Competition Groups_71 | High Efficiency Chiller (avg of water and air cooled) | 0.0002704% | 0 | 0.016111 | Commercial_2028_SC D_GWh_After Competition Groups_High Efficiency Chiller (avg of water and air cooled)
Commercial | Com ¦ EC Plug Fan for Data Center (under cabinet) | 2028 | SC D | GWh | After Competition Groups | 0.012776 | 0 | 0 | 5958.8891 | 2.144e-06 | 72 | Commercial_2028_SC D_GWh_After Competition Groups_72 | EC Plug Fan for Data Center (under cabinet) | 0.0002144% | 0 | 0.012776 | Commercial_2028_SC D_GWh_After Competition Groups_EC Plug Fan for Data Center (under cabinet)
Commercial | Com ¦ LLLC - High Impact Application | 2028 | SC D | GWh | After Competition Groups | 0.0059767 | 0 | 0 | 5958.8891 | 1.003e-06 | 73 | Commercial_2028_SC D_GWh_After Competition Groups_73 | LLLC - High Impact Application | 0.0001003% | 0 | 0.0059767 | Commercial_2028_SC D_GWh_After Competition Groups_LLLC - High Impact Application
Commercial | Com ¦ Electric Convection Combination Ovens | 2028 | SC D | GWh | After Competition Groups | 0.0021541 | 0 | 0 | 5958.8891 | 3.615e-07 | 74 | Commercial_2028_SC D_GWh_After Competition Groups_74 | Electric Convection Combination Ovens | 3.615e-05% | 0 | 0.0021541 | Commercial_2028_SC D_GWh_After Competition Groups_Electric Convection Combination Ovens
Commercial | Com ¦ LLLC - Low Impact Application | 2028 | SC D | GWh | After Competition Groups | 0.00050185 | 0 | 0 | 5958.8891 | 8.4219e-08 | 75 | Commercial_2028_SC D_GWh_After Competition Groups_75 | LLLC - Low Impact Application | 8.422e-06% | 0 | 0.00050185 | Commercial_2028_SC D_GWh_After Competition Groups_LLLC - Low Impact Application
Commercial | Com ¦ Networked/Connected - Low Impact Application | 2028 | SC D | GWh | After Competition Groups | 1.5753e-07 | 0 | 0 | 5958.8891 | 2.6436e-11 | 76 | Commercial_2028_SC D_GWh_After Competition Groups_76 | Networked/Connected - Low Impact Application | 2.644e-09% | 0 | 1.5753e-07 | Commercial_2028_SC D_GWh_After Competition Groups_Networked/Connected - Low Impact Application
Commercial | Com ¦ Networked/Connected - High Impact Application | 2028 | SC D | GWh | After Competition Groups | 2.3179e-08 | 0 | 0 | 5958.8891 | 3.8899e-12 | 77 | Commercial_2028_SC D_GWh_After Competition Groups_77 | Networked/Connected - High Impact Application | 3.89e-10% | 0 | 2.3179e-08 | Commercial_2028_SC D_GWh_After Competition Groups_Networked/Connected - High Impact Application
Commercial | Com ¦ Efficient compressor motor | 2028 | SC D | GWh | After Competition Groups | 0 | 0 | 0 | 5958.8891 | 0 | 78 | Commercial_2028_SC D_GWh_After Competition Groups_78 | Efficient compressor motor | 0% | 0 | 0 | Commercial_2028_SC D_GWh_After Competition Groups_Efficient compressor motor
Commercial | Com ¦ Indoor Daylight Sensors/Photocell Dimming Control | 2028 | SC D | GWh | After Competition Groups | 0 | 0 | 0 | 5958.8891 | 0 | 79 | Commercial_2028_SC D_GWh_After Competition Groups_79 | Indoor Daylight Sensors/Photocell Dimming Control | 0% | 0 | 0 | Commercial_2028_SC D_GWh_After Competition Groups_Indoor Daylight Sensors/Photocell Dimming Control
Commercial | Com ¦ Variable Refrigerant Flow Heat Pump | 2028 | SC D | GWh | After Competition Groups | 0 | 0 | 0 | 5958.8891 | 0 | 80 | Commercial_2028_SC D_GWh_After Competition Groups_80 | Variable Refrigerant Flow Heat Pump | 0% | 0 | 0 | Commercial_2028_SC D_GWh_After Competition Groups_Variable Refrigerant Flow Heat Pump
Commercial | Com ¦ Building Recommissioning, Operations and Maintenance (O&M) Improvements | 2028 | Technical | GWh | After Competition Groups | 2122.138 | 0 | 0 | 16960.6914 | 0.12512 | 1 | Commercial_2028_Technical_GWh_After Competition Groups_1 | Building Recommissioning, Operations and Maintenance (O&M) Improvements | 12.51% | 0 | 2122.138 | Commercial_2028_Technical_GWh_After Competition Groups_Building Recommissioning, Operations and Maintenance (O&M) Improvements
Commercial | Com ¦ Central Lighting Control System | 2028 | Technical | GWh | After Competition Groups | 1328.0427 | 0 | 0 | 16960.6914 | 0.078301 | 2 | Commercial_2028_Technical_GWh_After Competition Groups_2 | Central Lighting Control System | 7.83% | 0 | 1328.0427 | Commercial_2028_Technical_GWh_After Competition Groups_Central Lighting Control System
Commercial | Com ¦ LED Low/High Bay | 2028 | Technical | GWh | After Competition Groups | 1301.0427 | 0 | 0 | 16960.6914 | 0.076709 | 3 | Commercial_2028_Technical_GWh_After Competition Groups_3 | LED Low/High Bay | 7.671% | 0 | 1301.0427 | Commercial_2028_Technical_GWh_After Competition Groups_LED Low/High Bay
Commercial | Com ¦ LED Troffer/Surface/Suspended | 2028 | Technical | GWh | After Competition Groups | 1059.8535 | 0 | 0 | 16960.6914 | 0.062489 | 4 | Commercial_2028_Technical_GWh_After Competition Groups_4 | LED Troffer/Surface/Suspended | 6.249% | 0 | 1059.8535 | Commercial_2028_Technical_GWh_After Competition Groups_LED Troffer/Surface/Suspended
Commercial | Com ¦ ENERGY STAR LED LAMPS (REFLECTOR LAMPs/MR16/PAR 16) | 2028 | Technical | GWh | After Competition Groups | 1025.5387 | 0 | 0 | 16960.6914 | 0.060466 | 5 | Commercial_2028_Technical_GWh_After Competition Groups_5 | ENERGY STAR LED LAMPS (REFLECTOR LAMPs/MR16/PAR 16) | 6.047% | 0 | 1025.5387 | Commercial_2028_Technical_GWh_After Competition Groups_ENERGY STAR LED LAMPS (REFLECTOR LAMPs/MR16/PAR 16)
Commercial | Com ¦ Education and Capacity Building/Energy Behavior | 2028 | Technical | GWh | After Competition Groups | 798.1812 | 0 | 0 | 16960.6914 | 0.047061 | 6 | Commercial_2028_Technical_GWh_After Competition Groups_6 | Education and Capacity Building/Energy Behavior | 4.706% | 0 | 798.1812 | Commercial_2028_Technical_GWh_After Competition Groups_Education and Capacity Building/Energy Behavior
Commercial | Com ¦ LED EXTERIOR AREA LIGHTS - LED fixture (200W) | 2028 | Technical | GWh | After Competition Groups | 616.5308 | 0 | 0 | 16960.6914 | 0.036351 | 7 | Commercial_2028_Technical_GWh_After Competition Groups_7 | LED EXTERIOR AREA LIGHTS - LED fixture (200W) | 3.635% | 0 | 616.5308 | Commercial_2028_Technical_GWh_After Competition Groups_LED EXTERIOR AREA LIGHTS - LED fixture (200W)
Commercial | Com ¦ LED parking lot fixture | 2028 | Technical | GWh | After Competition Groups | 591.4865 | 0 | 0 | 16960.6914 | 0.034874 | 8 | Commercial_2028_Technical_GWh_After Competition Groups_8 | LED parking lot fixture | 3.487% | 0 | 591.4865 | Commercial_2028_Technical_GWh_After Competition Groups_LED parking lot fixture
Commercial | Com ¦ Furnace Tune-Up | 2028 | Technical | GWh | After Competition Groups | 582.7256 | 0 | 0 | 16960.6914 | 0.034357 | 9 | Commercial_2028_Technical_GWh_After Competition Groups_9 | Furnace Tune-Up | 3.436% | 0 | 582.7256 | Commercial_2028_Technical_GWh_After Competition Groups_Furnace Tune-Up
Commercial | Com ¦ LED Replacement Lamp (Tube) | 2028 | Technical | GWh | After Competition Groups | 509.7529 | 0 | 0 | 16960.6914 | 0.030055 | 10 | Commercial_2028_Technical_GWh_After Competition Groups_10 | LED Replacement Lamp (Tube) | 3.005% | 0 | 509.7529 | Commercial_2028_Technical_GWh_After Competition Groups_LED Replacement Lamp (Tube)
Commercial | Com ¦ Smart Strip Plug Outlets | 2028 | Technical | GWh | After Competition Groups | 484.7674 | 0 | 0 | 16960.6914 | 0.028582 | 11 | Commercial_2028_Technical_GWh_After Competition Groups_11 | Smart Strip Plug Outlets | 2.858% | 0 | 484.7674 | Commercial_2028_Technical_GWh_After Competition Groups_Smart Strip Plug Outlets
Commercial | Com ¦ High Efficiency Air Source Heat Pump | 2028 | Technical | GWh | After Competition Groups | 474.6549 | 0 | 0 | 16960.6914 | 0.027986 | 12 | Commercial_2028_Technical_GWh_After Competition Groups_12 | High Efficiency Air Source Heat Pump | 2.799% | 0 | 474.6549 | Commercial_2028_Technical_GWh_After Competition Groups_High Efficiency Air Source Heat Pump
Commercial | Com ¦ Variable Refrigerant Flow Heat Pump | 2028 | Technical | GWh | After Competition Groups | 441.0765 | 0 | 0 | 16960.6914 | 0.026006 | 13 | Commercial_2028_Technical_GWh_After Competition Groups_13 | Variable Refrigerant Flow Heat Pump | 2.601% | 0 | 441.0765 | Commercial_2028_Technical_GWh_After Competition Groups_Variable Refrigerant Flow Heat Pump
Commercial | Com ¦ LED street light fixture | 2028 | Technical | GWh | After Competition Groups | 366.8378 | 0 | 0 | 16960.6914 | 0.021629 | 14 | Commercial_2028_Technical_GWh_After Competition Groups_14 | LED street light fixture | 2.163% | 0 | 366.8378 | Commercial_2028_Technical_GWh_After Competition Groups_LED street light fixture
Commercial | Com ¦ Refrigerated Display Case Doors | 2028 | Technical | GWh | After Competition Groups | 329.0435 | 0 | 0 | 16960.6914 | 0.0194 | 15 | Commercial_2028_Technical_GWh_After Competition Groups_15 | Refrigerated Display Case Doors | 1.94% | 0 | 329.0435 | Commercial_2028_Technical_GWh_After Competition Groups_Refrigerated Display Case Doors
Commercial | Com ¦ Advanced BAS/Controllers | 2028 | Technical | GWh | After Competition Groups | 324.2318 | 0 | 0 | 16960.6914 | 0.019117 | 16 | Commercial_2028_Technical_GWh_After Competition Groups_16 | Advanced BAS/Controllers | 1.912% | 0 | 324.2318 | Commercial_2028_Technical_GWh_After Competition Groups_Advanced BAS/Controllers
Commercial | Com ¦ Data Center Storage/Server Virtualization | 2028 | Technical | GWh | After Competition Groups | 294.4838 | 0 | 0 | 16960.6914 | 0.017363 | 17 | Commercial_2028_Technical_GWh_After Competition Groups_17 | Data Center Storage/Server Virtualization | 1.736% | 0 | 294.4838 | Commercial_2028_Technical_GWh_After Competition Groups_Data Center Storage/Server Virtualization
Commercial | Com ¦ Demand Control Ventilation | 2028 | Technical | GWh | After Competition Groups | 286.2759 | 0 | 0 | 16960.6914 | 0.016879 | 18 | Commercial_2028_Technical_GWh_After Competition Groups_18 | Demand Control Ventilation | 1.688% | 0 | 286.2759 | Commercial_2028_Technical_GWh_After Competition Groups_Demand Control Ventilation
Commercial | Com ¦ Strip Curtains | 2028 | Technical | GWh | After Competition Groups | 240.0837 | 0 | 0 | 16960.6914 | 0.014155 | 19 | Commercial_2028_Technical_GWh_After Competition Groups_19 | Strip Curtains | 1.416% | 0 | 240.0837 | Commercial_2028_Technical_GWh_After Competition Groups_Strip Curtains
Commercial | Com ¦ Reach-in Shaded Pole to ECM/PSC Evaporator Fan Motor | 2028 | Technical | GWh | After Competition Groups | 238.3622 | 0 | 0 | 16960.6914 | 0.014054 | 20 | Commercial_2028_Technical_GWh_After Competition Groups_20 | Reach-in Shaded Pole to ECM/PSC Evaporator Fan Motor | 1.405% | 0 | 238.3622 | Commercial_2028_Technical_GWh_After Competition Groups_Reach-in Shaded Pole to ECM/PSC Evaporator Fan Motor
Commercial | Com ¦ Door Gasket Freezer/Refrigerator | 2028 | Technical | GWh | After Competition Groups | 194.3411 | 0 | 0 | 16960.6914 | 0.011458 | 21 | Commercial_2028_Technical_GWh_After Competition Groups_21 | Door Gasket Freezer/Refrigerator | 1.146% | 0 | 194.3411 | Commercial_2028_Technical_GWh_After Competition Groups_Door Gasket Freezer/Refrigerator
Commercial | Com ¦ Centrally controlled desktop PC/NETWORK PC POWER MANAGEMENT SOFTWARE | 2028 | Technical | GWh | After Competition Groups | 194.1339 | 0 | 0 | 16960.6914 | 0.011446 | 22 | Commercial_2028_Technical_GWh_After Competition Groups_22 | Centrally controlled desktop PC/NETWORK PC POWER MANAGEMENT SOFTWARE | 1.145% | 0 | 194.1339 | Commercial_2028_Technical_GWh_After Competition Groups_Centrally controlled desktop PC/NETWORK PC POWER MANAGEMENT SOFTWARE
Commercial | Com ¦ Variable Frequency Drive (VFD) | 2028 | Technical | GWh | After Competition Groups | 193.1528 | 0 | 0 | 16960.6914 | 0.011388 | 23 | Commercial_2028_Technical_GWh_After Competition Groups_23 | Variable Frequency Drive (VFD) | 1.139% | 0 | 193.1528 | Commercial_2028_Technical_GWh_After Competition Groups_Variable Frequency Drive (VFD)
Commercial | Com ¦ VFD on Pumps | 2028 | Technical | GWh | After Competition Groups | 180.768 | 0 | 0 | 16960.6914 | 0.010658 | 24 | Commercial_2028_Technical_GWh_After Competition Groups_24 | VFD on Pumps | 1.066% | 0 | 180.768 | Commercial_2028_Technical_GWh_After Competition Groups_VFD on Pumps
Commercial | Com ¦ LED or Equivalent Sign Lighting | 2028 | Technical | GWh | After Competition Groups | 164.7043 | 0 | 0 | 16960.6914 | 0.0097109 | 25 | Commercial_2028_Technical_GWh_After Competition Groups_25 | LED or Equivalent Sign Lighting | 0.9711% | 0 | 164.7043 | Commercial_2028_Technical_GWh_After Competition Groups_LED or Equivalent Sign Lighting
Commercial | Com ¦ Refrigeration Optimization | 2028 | Technical | GWh | After Competition Groups | 157.3661 | 0 | 0 | 16960.6914 | 0.0092783 | 26 | Commercial_2028_Technical_GWh_After Competition Groups_26 | Refrigeration Optimization | 0.9278% | 0 | 157.3661 | Commercial_2028_Technical_GWh_After Competition Groups_Refrigeration Optimization
Commercial | Com ¦ Air Handler with Dedicated Outdoor Air Systems | 2028 | Technical | GWh | After Competition Groups | 147.4214 | 0 | 0 | 16960.6914 | 0.0086919 | 27 | Commercial_2028_Technical_GWh_After Competition Groups_27 | Air Handler with Dedicated Outdoor Air Systems | 0.8692% | 0 | 147.4214 | Commercial_2028_Technical_GWh_After Competition Groups_Air Handler with Dedicated Outdoor Air Systems
Commercial | Com ¦ Unitary Air-Conditioning Unit | 2028 | Technical | GWh | After Competition Groups | 142.0659 | 0 | 0 | 16960.6914 | 0.0083762 | 28 | Commercial_2028_Technical_GWh_After Competition Groups_28 | Unitary Air-Conditioning Unit | 0.8376% | 0 | 142.0659 | Commercial_2028_Technical_GWh_After Competition Groups_Unitary Air-Conditioning Unit
Commercial | Com ¦ Adaptive Thermostats | 2028 | Technical | GWh | After Competition Groups | 141.8736 | 0 | 0 | 16960.6914 | 0.0083648 | 29 | Commercial_2028_Technical_GWh_After Competition Groups_29 | Adaptive Thermostats | 0.8365% | 0 | 141.8736 | Commercial_2028_Technical_GWh_After Competition Groups_Adaptive Thermostats
Commercial | Com ¦ ENERGY STAR LED LAMPS (General Service Lamps) | 2028 | Technical | GWh | After Competition Groups | 118.9824 | 0 | 0 | 16960.6914 | 0.0070152 | 30 | Commercial_2028_Technical_GWh_After Competition Groups_30 | ENERGY STAR LED LAMPS (General Service Lamps) | 0.7015% | 0 | 118.9824 | Commercial_2028_Technical_GWh_After Competition Groups_ENERGY STAR LED LAMPS (General Service Lamps)
Commercial | Com ¦ ENERGY STAR FREEZER | 2028 | Technical | GWh | After Competition Groups | 115.2578 | 0 | 0 | 16960.6914 | 0.0067956 | 31 | Commercial_2028_Technical_GWh_After Competition Groups_31 | ENERGY STAR FREEZER | 0.6796% | 0 | 115.2578 | Commercial_2028_Technical_GWh_After Competition Groups_ENERGY STAR FREEZER
Commercial | Com ¦ Refrigerated Display Case LED | 2028 | Technical | GWh | After Competition Groups | 107.9626 | 0 | 0 | 16960.6914 | 0.0063655 | 32 | Commercial_2028_Technical_GWh_After Competition Groups_32 | Refrigerated Display Case LED | 0.6365% | 0 | 107.9626 | Commercial_2028_Technical_GWh_After Competition Groups_Refrigerated Display Case LED
Commercial | Com ¦ Demand Control Kitchen Ventilation | 2028 | Technical | GWh | After Competition Groups | 99.125 | 0 | 0 | 16960.6914 | 0.0058444 | 33 | Commercial_2028_Technical_GWh_After Competition Groups_33 | Demand Control Kitchen Ventilation | 0.5844% | 0 | 99.125 | Commercial_2028_Technical_GWh_After Competition Groups_Demand Control Kitchen Ventilation
Commercial | Com ¦ Indoor Daylight Sensors/Photocell Dimming Control | 2028 | Technical | GWh | After Competition Groups | 96.8213 | 0 | 0 | 16960.6914 | 0.0057086 | 34 | Commercial_2028_Technical_GWh_After Competition Groups_34 | Indoor Daylight Sensors/Photocell Dimming Control | 0.5709% | 0 | 96.8213 | Commercial_2028_Technical_GWh_After Competition Groups_Indoor Daylight Sensors/Photocell Dimming Control
Commercial | Com ¦ ENERGY STAR ICE MACHINES - Ice Making Head | 2028 | Technical | GWh | After Competition Groups | 93.5185 | 0 | 0 | 16960.6914 | 0.0055138 | 35 | Commercial_2028_Technical_GWh_After Competition Groups_35 | ENERGY STAR ICE MACHINES - Ice Making Head | 0.5514% | 0 | 93.5185 | Commercial_2028_Technical_GWh_After Competition Groups_ENERGY STAR ICE MACHINES - Ice Making Head
Commercial | Com ¦ ECM MOTORS FOR EVAPORATOR FANS for refrigeration (WALK-IN) | 2028 | Technical | GWh | After Competition Groups | 91.5004 | 0 | 0 | 16960.6914 | 0.0053949 | 36 | Commercial_2028_Technical_GWh_After Competition Groups_36 | ECM MOTORS FOR EVAPORATOR FANS for refrigeration (WALK-IN) | 0.5395% | 0 | 91.5004 | Commercial_2028_Technical_GWh_After Competition Groups_ECM MOTORS FOR EVAPORATOR FANS for refrigeration (WALK-IN)
Commercial | Com ¦ Condensing Make Up Air Unit | 2028 | Technical | GWh | After Competition Groups | 90.9396 | 0 | 0 | 16960.6914 | 0.0053618 | 37 | Commercial_2028_Technical_GWh_After Competition Groups_37 | Condensing Make Up Air Unit | 0.5362% | 0 | 90.9396 | Commercial_2028_Technical_GWh_After Competition Groups_Condensing Make Up Air Unit
Commercial | Com ¦ Condensing Unit Heaters or other Efficient Unit Heating System | 2028 | Technical | GWh | After Competition Groups | 87.6918 | 0 | 0 | 16960.6914 | 0.0051703 | 38 | Commercial_2028_Technical_GWh_After Competition Groups_38 | Condensing Unit Heaters or other Efficient Unit Heating System | 0.517% | 0 | 87.6918 | Commercial_2028_Technical_GWh_After Competition Groups_Condensing Unit Heaters or other Efficient Unit Heating System
Commercial | Com ¦ Adding reflective (White) roof treatment or a green roof | 2028 | Technical | GWh | After Competition Groups | 84.6244 | 0 | 0 | 16960.6914 | 0.0049894 | 39 | Commercial_2028_Technical_GWh_After Competition Groups_39 | Adding reflective (White) roof treatment or a green roof | 0.4989% | 0 | 84.6244 | Commercial_2028_Technical_GWh_After Competition Groups_Adding reflective (White) roof treatment or a green roof
Commercial | Com ¦ Super-High Efficiency Furnaces (Emerging Tech) | 2028 | Technical | GWh | After Competition Groups | 81.2162 | 0 | 0 | 16960.6914 | 0.0047885 | 40 | Commercial_2028_Technical_GWh_After Competition Groups_40 | Super-High Efficiency Furnaces (Emerging Tech) | 0.4788% | 0 | 81.2162 | Commercial_2028_Technical_GWh_After Competition Groups_Super-High Efficiency Furnaces (Emerging Tech)
Commercial | Com ¦ High R-Value Glass Doors/no-heat glass door | 2028 | Technical | GWh | After Competition Groups | 80.9843 | 0 | 0 | 16960.6914 | 0.0047748 | 41 | Commercial_2028_Technical_GWh_After Competition Groups_41 | High R-Value Glass Doors/no-heat glass door | 0.4775% | 0 | 80.9843 | Commercial_2028_Technical_GWh_After Competition Groups_High R-Value Glass Doors/no-heat glass door
Commercial | Com ¦ Freezer Case Light Sensor | 2028 | Technical | GWh | After Competition Groups | 75.3614 | 0 | 0 | 16960.6914 | 0.0044433 | 42 | Commercial_2028_Technical_GWh_After Competition Groups_42 | Freezer Case Light Sensor | 0.4443% | 0 | 75.3614 | Commercial_2028_Technical_GWh_After Competition Groups_Freezer Case Light Sensor
Commercial | Com ¦ Occupancy Sensors | 2028 | Technical | GWh | After Competition Groups | 73.6602 | 0 | 0 | 16960.6914 | 0.004343 | 43 | Commercial_2028_Technical_GWh_After Competition Groups_43 | Occupancy Sensors | 0.4343% | 0 | 73.6602 | Commercial_2028_Technical_GWh_After Competition Groups_Occupancy Sensors
Commercial | Com ¦ Evaporator Fan Controls | 2028 | Technical | GWh | After Competition Groups | 73.5117 | 0 | 0 | 16960.6914 | 0.0043342 | 44 | Commercial_2028_Technical_GWh_After Competition Groups_44 | Evaporator Fan Controls | 0.4334% | 0 | 73.5117 | Commercial_2028_Technical_GWh_After Competition Groups_Evaporator Fan Controls
Commercial | Com ¦ HOTEL OCCUPANCY CONTROLS (HVAC + LIGHTING) | 2028 | Technical | GWh | After Competition Groups | 66.0867 | 0 | 0 | 16960.6914 | 0.0038965 | 45 | Commercial_2028_Technical_GWh_After Competition Groups_45 | HOTEL OCCUPANCY CONTROLS (HVAC + LIGHTING) | 0.3896% | 0 | 66.0867 | Commercial_2028_Technical_GWh_After Competition Groups_HOTEL OCCUPANCY CONTROLS (HVAC + LIGHTING)
Commercial | Com ¦ ENERGY STAR Refrigerator | 2028 | Technical | GWh | After Competition Groups | 57.0679 | 0 | 0 | 16960.6914 | 0.0033647 | 46 | Commercial_2028_Technical_GWh_After Competition Groups_46 | ENERGY STAR Refrigerator | 0.3365% | 0 | 57.0679 | Commercial_2028_Technical_GWh_After Competition Groups_ENERGY STAR Refrigerator
Commercial | Com ¦ Refrigeration Commissioning | 2028 | Technical | GWh | After Competition Groups | 50.4186 | 0 | 0 | 16960.6914 | 0.0029727 | 47 | Commercial_2028_Technical_GWh_After Competition Groups_47 | Refrigeration Commissioning | 0.2973% | 0 | 50.4186 | Commercial_2028_Technical_GWh_After Competition Groups_Refrigeration Commissioning
Commercial | Com ¦ Elec Storage WH 2.30 Et | 2028 | Technical | GWh | After Competition Groups | 42.4435 | 0 | 0 | 16960.6914 | 0.0025025 | 48 | Commercial_2028_Technical_GWh_After Competition Groups_48 | Elec Storage WH 2.30 Et | 0.2502% | 0 | 42.4435 | Commercial_2028_Technical_GWh_After Competition Groups_Elec Storage WH 2.30 Et
Commercial | Com ¦ BEVERAGE VENDING MACHINE CONTROLS | 2028 | Technical | GWh | After Competition Groups | 39.6241 | 0 | 0 | 16960.6914 | 0.0023362 | 49 | Commercial_2028_Technical_GWh_After Competition Groups_49 | BEVERAGE VENDING MACHINE CONTROLS | 0.2336% | 0 | 39.6241 | Commercial_2028_Technical_GWh_After Competition Groups_BEVERAGE VENDING MACHINE CONTROLS
Commercial | Com ¦ Chilled Water Optimization | 2028 | Technical | GWh | After Competition Groups | 34.4167 | 0 | 0 | 16960.6914 | 0.0020292 | 50 | Commercial_2028_Technical_GWh_After Competition Groups_50 | Chilled Water Optimization | 0.2029% | 0 | 34.4167 | Commercial_2028_Technical_GWh_After Competition Groups_Chilled Water Optimization
Commercial | Com ¦ ENERGY STAR Griddle (74% eff) | 2028 | Technical | GWh | After Competition Groups | 32.9016 | 0 | 0 | 16960.6914 | 0.0019399 | 51 | Commercial_2028_Technical_GWh_After Competition Groups_51 | ENERGY STAR Griddle (74% eff) | 0.194% | 0 | 32.9016 | Commercial_2028_Technical_GWh_After Competition Groups_ENERGY STAR Griddle (74% eff)
Commercial | Com ¦ CO Sensors for parking garage exhaust fans | 2028 | Technical | GWh | After Competition Groups | 28.7466 | 0 | 0 | 16960.6914 | 0.0016949 | 52 | Commercial_2028_Technical_GWh_After Competition Groups_52 | CO Sensors for parking garage exhaust fans | 0.1695% | 0 | 28.7466 | Commercial_2028_Technical_GWh_After Competition Groups_CO Sensors for parking garage exhaust fans
Commercial | Com ¦ Temperature Adjustment in Commercial Freezers | 2028 | Technical | GWh | After Competition Groups | 28.11 | 0 | 0 | 16960.6914 | 0.0016574 | 53 | Commercial_2028_Technical_GWh_After Competition Groups_53 | Temperature Adjustment in Commercial Freezers | 0.1657% | 0 | 28.11 | Commercial_2028_Technical_GWh_After Competition Groups_Temperature Adjustment in Commercial Freezers
Commercial | Com ¦ Water Source Heat Pump (4 ton) | 2028 | Technical | GWh | After Competition Groups | 25.8112 | 0 | 0 | 16960.6914 | 0.0015218 | 54 | Commercial_2028_Technical_GWh_After Competition Groups_54 | Water Source Heat Pump (4 ton) | 0.1522% | 0 | 25.8112 | Commercial_2028_Technical_GWh_After Competition Groups_Water Source Heat Pump (4 ton)
Commercial | Com ¦ Energy Efficient Laboratory Fume Hood | 2028 | Technical | GWh | After Competition Groups | 25.0362 | 0 | 0 | 16960.6914 | 0.0014761 | 55 | Commercial_2028_Technical_GWh_After Competition Groups_55 | Energy Efficient Laboratory Fume Hood | 0.1476% | 0 | 25.0362 | Commercial_2028_Technical_GWh_After Competition Groups_Energy Efficient Laboratory Fume Hood
Commercial | Com ¦ Anti-sweat heat (ASH) controls - Cooler/Freezer | 2028 | Technical | GWh | After Competition Groups | 24.6893 | 0 | 0 | 16960.6914 | 0.0014557 | 56 | Commercial_2028_Technical_GWh_After Competition Groups_56 | Anti-sweat heat (ASH) controls - Cooler/Freezer | 0.1456% | 0 | 24.6893 | Commercial_2028_Technical_GWh_After Competition Groups_Anti-sweat heat (ASH) controls - Cooler/Freezer
Commercial | Com ¦ Vertical Night Covers | 2028 | Technical | GWh | After Competition Groups | 21.8058 | 0 | 0 | 16960.6914 | 0.0012857 | 57 | Commercial_2028_Technical_GWh_After Competition Groups_57 | Vertical Night Covers | 0.1286% | 0 | 21.8058 | Commercial_2028_Technical_GWh_After Competition Groups_Vertical Night Covers
Commercial | Com ¦ Duct Insulation, R8 | 2028 | Technical | GWh | After Competition Groups | 19.413 | 0 | 0 | 16960.6914 | 0.0011446 | 58 | Commercial_2028_Technical_GWh_After Competition Groups_58 | Duct Insulation, R8 | 0.1145% | 0 | 19.413 | Commercial_2028_Technical_GWh_After Competition Groups_Duct Insulation, R8
Commercial | Com ¦ Water Heating (DHW) Pipe Insulation (Add 3/4\ Foam)" | 2028 | Technical | GWh | After Competition Groups | 18.7685 | 0 | 0 | 16960.6914 | 0.0011066 | 59 | Commercial_2028_Technical_GWh_After Competition Groups_59 | Water Heating (DHW) Pipe Insulation (Add 3/4\ Foam)" | 0.1107% | 0 | 18.7685 | Commercial_2028_Technical_GWh_After Competition Groups_Water Heating (DHW) Pipe Insulation (Add 3/4\ Foam)"
Commercial | Com ¦ Outside Air Economizer | 2028 | Technical | GWh | After Competition Groups | 16.814 | 0 | 0 | 16960.6914 | 0.00099135 | 60 | Commercial_2028_Technical_GWh_After Competition Groups_60 | Outside Air Economizer | 0.09914% | 0 | 16.814 | Commercial_2028_Technical_GWh_After Competition Groups_Outside Air Economizer
Commercial | Com ¦ Roof Insulation/Ceiling Insulation (R25 Code to R35) | 2028 | Technical | GWh | After Competition Groups | 13.4431 | 0 | 0 | 16960.6914 | 0.0007926 | 61 | Commercial_2028_Technical_GWh_After Competition Groups_61 | Roof Insulation/Ceiling Insulation (R25 Code to R35) | 0.07926% | 0 | 13.4431 | Commercial_2028_Technical_GWh_After Competition Groups_Roof Insulation/Ceiling Insulation (R25 Code to R35)
Commercial | Com ¦ Suction Pipe Insulation Freezer/Refrigerator | 2028 | Technical | GWh | After Competition Groups | 11.9177 | 0 | 0 | 16960.6914 | 0.00070267 | 62 | Commercial_2028_Technical_GWh_After Competition Groups_62 | Suction Pipe Insulation Freezer/Refrigerator | 0.07027% | 0 | 11.9177 | Commercial_2028_Technical_GWh_After Competition Groups_Suction Pipe Insulation Freezer/Refrigerator
Commercial | Com ¦ ENERGY STAR Fryer (84% eff) | 2028 | Technical | GWh | After Competition Groups | 11.6778 | 0 | 0 | 16960.6914 | 0.00068852 | 63 | Commercial_2028_Technical_GWh_After Competition Groups_63 | ENERGY STAR Fryer (84% eff) | 0.06885% | 0 | 11.6778 | Commercial_2028_Technical_GWh_After Competition Groups_ENERGY STAR Fryer (84% eff)
Commercial | Com ¦ ENERGY STAR Dishwasher | 2028 | Technical | GWh | After Competition Groups | 10.9856 | 0 | 0 | 16960.6914 | 0.00064771 | 64 | Commercial_2028_Technical_GWh_After Competition Groups_64 | ENERGY STAR Dishwasher | 0.06477% | 0 | 10.9856 | Commercial_2028_Technical_GWh_After Competition Groups_ENERGY STAR Dishwasher
Commercial | Com ¦ LED RECESSED DOWNLIGHTS | 2028 | Technical | GWh | After Competition Groups | 10.2183 | 0 | 0 | 16960.6914 | 0.00060247 | 65 | Commercial_2028_Technical_GWh_After Competition Groups_65 | LED RECESSED DOWNLIGHTS | 0.06025% | 0 | 10.2183 | Commercial_2028_Technical_GWh_After Competition Groups_LED RECESSED DOWNLIGHTS
Commercial | Com ¦ Evaporator Coil Defrost (Cooler) | 2028 | Technical | GWh | After Competition Groups | 9.8214 | 0 | 0 | 16960.6914 | 0.00057907 | 66 | Commercial_2028_Technical_GWh_After Competition Groups_66 | Evaporator Coil Defrost (Cooler) | 0.05791% | 0 | 9.8214 | Commercial_2028_Technical_GWh_After Competition Groups_Evaporator Coil Defrost (Cooler)
Commercial | Com ¦ Ground Source Heat Pump | 2028 | Technical | GWh | After Competition Groups | 6.6908 | 0 | 0 | 16960.6914 | 0.00039449 | 67 | Commercial_2028_Technical_GWh_After Competition Groups_67 | Ground Source Heat Pump | 0.03945% | 0 | 6.6908 | Commercial_2028_Technical_GWh_After Competition Groups_Ground Source Heat Pump
Commercial | Com ¦ Ozone Laundry Treatment | 2028 | Technical | GWh | After Competition Groups | 6.3047 | 0 | 0 | 16960.6914 | 0.00037172 | 68 | Commercial_2028_Technical_GWh_After Competition Groups_68 | Ozone Laundry Treatment | 0.03717% | 0 | 6.3047 | Commercial_2028_Technical_GWh_After Competition Groups_Ozone Laundry Treatment
Commercial | Com ¦ SYNCHRONOUS BELT | 2028 | Technical | GWh | After Competition Groups | 6.0929 | 0 | 0 | 16960.6914 | 0.00035924 | 69 | Commercial_2028_Technical_GWh_After Competition Groups_69 | SYNCHRONOUS BELT | 0.03592% | 0 | 6.0929 | Commercial_2028_Technical_GWh_After Competition Groups_SYNCHRONOUS BELT
Commercial | Com ¦ ENERGY STAR Steam Cookers | 2028 | Technical | GWh | After Competition Groups | 5.7219 | 0 | 0 | 16960.6914 | 0.00033736 | 70 | Commercial_2028_Technical_GWh_After Competition Groups_70 | ENERGY STAR Steam Cookers | 0.03374% | 0 | 5.7219 | Commercial_2028_Technical_GWh_After Competition Groups_ENERGY STAR Steam Cookers
Commercial | Com ¦ Efficient compressor motor | 2028 | Technical | GWh | After Competition Groups | 4.6074 | 0 | 0 | 16960.6914 | 0.00027165 | 71 | Commercial_2028_Technical_GWh_After Competition Groups_71 | Efficient compressor motor | 0.02717% | 0 | 4.6074 | Commercial_2028_Technical_GWh_After Competition Groups_Efficient compressor motor
Commercial | Com ¦ Demand controlled Circulating Systems | 2028 | Technical | GWh | After Competition Groups | 4.0219 | 0 | 0 | 16960.6914 | 0.00023713 | 72 | Commercial_2028_Technical_GWh_After Competition Groups_72 | Demand controlled Circulating Systems | 0.02371% | 0 | 4.0219 | Commercial_2028_Technical_GWh_After Competition Groups_Demand controlled Circulating Systems
Commercial | Com ¦ Solar Water Preheat (Pools/DHW) | 2028 | Technical | GWh | After Competition Groups | 2.743 | 0 | 0 | 16960.6914 | 0.00016173 | 73 | Commercial_2028_Technical_GWh_After Competition Groups_73 | Solar Water Preheat (Pools/DHW) | 0.01617% | 0 | 2.743 | Commercial_2028_Technical_GWh_After Competition Groups_Solar Water Preheat (Pools/DHW)
Commercial | Com ¦ ECM MOTORS FOR HVAC APPLICATION (FAN-POWERED VAV BOX) | 2028 | Technical | GWh | After Competition Groups | 2.6829 | 0 | 0 | 16960.6914 | 0.00015818 | 74 | Commercial_2028_Technical_GWh_After Competition Groups_74 | ECM MOTORS FOR HVAC APPLICATION (FAN-POWERED VAV BOX) | 0.01582% | 0 | 2.6829 | Commercial_2028_Technical_GWh_After Competition Groups_ECM MOTORS FOR HVAC APPLICATION (FAN-POWERED VAV BOX)
Commercial | Com ¦ Thermostat Setback | 2028 | Technical | GWh | After Competition Groups | 2.3384 | 0 | 0 | 16960.6914 | 0.00013787 | 75 | Commercial_2028_Technical_GWh_After Competition Groups_75 | Thermostat Setback | 0.01379% | 0 | 2.3384 | Commercial_2028_Technical_GWh_After Competition Groups_Thermostat Setback
Commercial | Com ¦ Wall Insulation | 2028 | Technical | GWh | After Competition Groups | 2.3359 | 0 | 0 | 16960.6914 | 0.00013772 | 76 | Commercial_2028_Technical_GWh_After Competition Groups_76 | Wall Insulation | 0.01377% | 0 | 2.3359 | Commercial_2028_Technical_GWh_After Competition Groups_Wall Insulation
Commercial | Com ¦ Solar Preheat Make up Air | 2028 | Technical | GWh | After Competition Groups | 2.3067 | 0 | 0 | 16960.6914 | 0.000136 | 77 | Commercial_2028_Technical_GWh_After Competition Groups_77 | Solar Preheat Make up Air | 0.0136% | 0 | 2.3067 | Commercial_2028_Technical_GWh_After Competition Groups_Solar Preheat Make up Air
Commercial | Com ¦ Room AC (w/ louvered sides) 14 SEER from 12 SEER code | 2028 | Technical | GWh | After Competition Groups | 2.0932 | 0 | 0 | 16960.6914 | 0.00012341 | 78 | Commercial_2028_Technical_GWh_After Competition Groups_78 | Room AC (w/ louvered sides) 14 SEER from 12 SEER code | 0.01234% | 0 | 2.0932 | Commercial_2028_Technical_GWh_After Competition Groups_Room AC (w/ louvered sides) 14 SEER from 12 SEER code
Commercial | Com ¦ PTAC (12 EER/10,000 BTU) | 2028 | Technical | GWh | After Competition Groups | 1.8901 | 0 | 0 | 16960.6914 | 0.00011144 | 79 | Commercial_2028_Technical_GWh_After Competition Groups_79 | PTAC (12 EER/10,000 BTU) | 0.01114% | 0 | 1.8901 | Commercial_2028_Technical_GWh_After Competition Groups_PTAC (12 EER/10,000 BTU)
Commercial | Com ¦ Commercial Hot Food Holding Cabinets | 2028 | Technical | GWh | After Competition Groups | 1.6556 | 0 | 0 | 16960.6914 | 9.7617e-05 | 80 | Commercial_2028_Technical_GWh_After Competition Groups_80 | Commercial Hot Food Holding Cabinets | 0.009762% | 0 | 1.6556 | Commercial_2028_Technical_GWh_After Competition Groups_Commercial Hot Food Holding Cabinets
Commercial | Com ¦ Auto Off Time Switch or Time Clock control | 2028 | Technical | GWh | After Competition Groups | 1.3188 | 0 | 0 | 16960.6914 | 7.7758e-05 | 81 | Commercial_2028_Technical_GWh_After Competition Groups_81 | Auto Off Time Switch or Time Clock control | 0.007776% | 0 | 1.3188 | Commercial_2028_Technical_GWh_After Competition Groups_Auto Off Time Switch or Time Clock control
Commercial | Com ¦ CEE Tier 2/Energy Star Clothes Washers | 2028 | Technical | GWh | After Competition Groups | 1.2576 | 0 | 0 | 16960.6914 | 7.4149e-05 | 82 | Commercial_2028_Technical_GWh_After Competition Groups_82 | CEE Tier 2/Energy Star Clothes Washers | 0.007415% | 0 | 1.2576 | Commercial_2028_Technical_GWh_After Competition Groups_CEE Tier 2/Energy Star Clothes Washers
Commercial | COM ¦ Ductless Mini-Split Heat Pumps | 2028 | Technical | GWh | After Competition Groups | 1.0511 | 0 | 0 | 16960.6914 | 6.1974e-05 | 83 | Commercial_2028_Technical_GWh_After Competition Groups_83 | Ductless Mini-Split Heat Pumps | 0.006197% | 0 | 1.0511 | Commercial_2028_Technical_GWh_After Competition Groups_Ductless Mini-Split Heat Pumps
Commercial | Com ¦ Low Flow Pre-Rinse Spray Nozzle | 2028 | Technical | GWh | After Competition Groups | 0.79682 | 0 | 0 | 16960.6914 | 4.698e-05 | 84 | Commercial_2028_Technical_GWh_After Competition Groups_84 | Low Flow Pre-Rinse Spray Nozzle | 0.004698% | 0 | 0.79682 | Commercial_2028_Technical_GWh_After Competition Groups_Low Flow Pre-Rinse Spray Nozzle
Commercial | Com ¦ HVAC Optimization | 2028 | Technical | GWh | After Competition Groups | 0.74879 | 0 | 0 | 16960.6914 | 4.4149e-05 | 85 | Commercial_2028_Technical_GWh_After Competition Groups_85 | HVAC Optimization | 0.004415% | 0 | 0.74879 | Commercial_2028_Technical_GWh_After Competition Groups_HVAC Optimization
Commercial | Com ¦ Heat Pump Water Heater (50 Gallons) | 2028 | Technical | GWh | After Competition Groups | 0.71286 | 0 | 0 | 16960.6914 | 4.203e-05 | 86 | Commercial_2028_Technical_GWh_After Competition Groups_86 | Heat Pump Water Heater (50 Gallons) | 0.004203% | 0 | 0.71286 | Commercial_2028_Technical_GWh_After Competition Groups_Heat Pump Water Heater (50 Gallons)
Commercial | Com ¦ High Efficiency Chiller (avg of water and air cooled) | 2028 | Technical | GWh | After Competition Groups | 0.47144 | 0 | 0 | 16960.6914 | 2.7796e-05 | 87 | Commercial_2028_Technical_GWh_After Competition Groups_87 | High Efficiency Chiller (avg of water and air cooled) | 0.00278% | 0 | 0.47144 | Commercial_2028_Technical_GWh_After Competition Groups_High Efficiency Chiller (avg of water and air cooled)
Commercial | Com ¦ EC Plug Fan for Data Center (under cabinet) | 2028 | Technical | GWh | After Competition Groups | 0.19056 | 0 | 0 | 16960.6914 | 1.1235e-05 | 88 | Commercial_2028_Technical_GWh_After Competition Groups_88 | EC Plug Fan for Data Center (under cabinet) | 0.001124% | 0 | 0.19056 | Commercial_2028_Technical_GWh_After Competition Groups_EC Plug Fan for Data Center (under cabinet)
Commercial | Com ¦ eCube | 2028 | Technical | GWh | After Competition Groups | 0.17369 | 0 | 0 | 16960.6914 | 1.024e-05 | 89 | Commercial_2028_Technical_GWh_After Competition Groups_89 | eCube | 0.001024% | 0 | 0.17369 | Commercial_2028_Technical_GWh_After Competition Groups_eCube
Commercial | Com ¦ Exterior Photocell | 2028 | Technical | GWh | After Competition Groups | 0.066718 | 0 | 0 | 16960.6914 | 3.9337e-06 | 90 | Commercial_2028_Technical_GWh_After Competition Groups_90 | Exterior Photocell | 0.0003934% | 0 | 0.066718 | Commercial_2028_Technical_GWh_After Competition Groups_Exterior Photocell
Commercial | Com ¦ Air Curtains | 2028 | Technical | GWh | After Competition Groups | 0.054388 | 0 | 0 | 16960.6914 | 3.2067e-06 | 91 | Commercial_2028_Technical_GWh_After Competition Groups_91 | Air Curtains | 0.0003207% | 0 | 0.054388 | Commercial_2028_Technical_GWh_After Competition Groups_Air Curtains
Commercial | Com ¦ VSD Air Compressor | 2028 | Technical | GWh | After Competition Groups | 0.039695 | 0 | 0 | 16960.6914 | 2.3404e-06 | 92 | Commercial_2028_Technical_GWh_After Competition Groups_92 | VSD Air Compressor | 0.000234% | 0 | 0.039695 | Commercial_2028_Technical_GWh_After Competition Groups_VSD Air Compressor
Commercial | Com ¦ High Efficiency Induction Cooking | 2028 | Technical | GWh | After Competition Groups | 0.0077383 | 0 | 0 | 16960.6914 | 4.5625e-07 | 93 | Commercial_2028_Technical_GWh_After Competition Groups_93 | High Efficiency Induction Cooking | 4.562e-05% | 0 | 0.0077383 | Commercial_2028_Technical_GWh_After Competition Groups_High Efficiency Induction Cooking
Commercial | Com ¦ Electric Convection Combination Ovens | 2028 | Technical | GWh | After Competition Groups | 0.0030937 | 0 | 0 | 16960.6914 | 1.824e-07 | 94 | Commercial_2028_Technical_GWh_After Competition Groups_94 | Electric Convection Combination Ovens | 1.824e-05% | 0 | 0.0030937 | Commercial_2028_Technical_GWh_After Competition Groups_Electric Convection Combination Ovens
Commercial | Com ¦ Building Recommissioning, Operations and Maintenance (O&M) Improvements | 2029 | Economic | GWh | After Competition Groups | 2079.483 | 0 | 0 | 13256.761 | 0.15686 | 1 | Commercial_2029_Economic_GWh_After Competition Groups_1 | Building Recommissioning, Operations and Maintenance (O&M) Improvements | 15.69% | 0 | 2079.483 | Commercial_2029_Economic_GWh_After Competition Groups_Building Recommissioning, Operations and Maintenance (O&M) Improvements
Commercial | Com ¦ LED Low/High Bay | 2029 | Economic | GWh | After Competition Groups | 1231.4427 | 0 | 0 | 13256.761 | 0.092892 | 2 | Commercial_2029_Economic_GWh_After Competition Groups_2 | LED Low/High Bay | 9.289% | 0 | 1231.4427 | Commercial_2029_Economic_GWh_After Competition Groups_LED Low/High Bay
Commercial | Com ¦ LED Troffer/Surface/Suspended | 2029 | Economic | GWh | After Competition Groups | 1038.5505 | 0 | 0 | 13256.761 | 0.078341 | 3 | Commercial_2029_Economic_GWh_After Competition Groups_3 | LED Troffer/Surface/Suspended | 7.834% | 0 | 1038.5505 | Commercial_2029_Economic_GWh_After Competition Groups_LED Troffer/Surface/Suspended
Commercial | Com ¦ ENERGY STAR LED LAMPS (REFLECTOR LAMPs/MR16/PAR 16) | 2029 | Economic | GWh | After Competition Groups | 922.2779 | 0 | 0 | 13256.761 | 0.06957 | 4 | Commercial_2029_Economic_GWh_After Competition Groups_4 | ENERGY STAR LED LAMPS (REFLECTOR LAMPs/MR16/PAR 16) | 6.957% | 0 | 922.2779 | Commercial_2029_Economic_GWh_After Competition Groups_ENERGY STAR LED LAMPS (REFLECTOR LAMPs/MR16/PAR 16)
Commercial | Com ¦ Education and Capacity Building/Energy Behavior | 2029 | Economic | GWh | After Competition Groups | 775.8557 | 0 | 0 | 13256.761 | 0.058525 | 5 | Commercial_2029_Economic_GWh_After Competition Groups_5 | Education and Capacity Building/Energy Behavior | 5.853% | 0 | 775.8557 | Commercial_2029_Economic_GWh_After Competition Groups_Education and Capacity Building/Energy Behavior
Commercial | Com ¦ LED EXTERIOR AREA LIGHTS - LED fixture (200W) | 2029 | Economic | GWh | After Competition Groups | 624.7794 | 0 | 0 | 13256.761 | 0.047129 | 6 | Commercial_2029_Economic_GWh_After Competition Groups_6 | LED EXTERIOR AREA LIGHTS - LED fixture (200W) | 4.713% | 0 | 624.7794 | Commercial_2029_Economic_GWh_After Competition Groups_LED EXTERIOR AREA LIGHTS - LED fixture (200W)
Commercial | Com ¦ LED parking lot fixture | 2029 | Economic | GWh | After Competition Groups | 598.117 | 0 | 0 | 13256.761 | 0.045118 | 7 | Commercial_2029_Economic_GWh_After Competition Groups_7 | LED parking lot fixture | 4.512% | 0 | 598.117 | Commercial_2029_Economic_GWh_After Competition Groups_LED parking lot fixture
Commercial | Com ¦ Furnace Tune-Up | 2029 | Economic | GWh | After Competition Groups | 571.0128 | 0 | 0 | 13256.761 | 0.043073 | 8 | Commercial_2029_Economic_GWh_After Competition Groups_8 | Furnace Tune-Up | 4.307% | 0 | 571.0128 | Commercial_2029_Economic_GWh_After Competition Groups_Furnace Tune-Up
Commercial | Com ¦ LED Replacement Lamp (Tube) | 2029 | Economic | GWh | After Competition Groups | 547.9708 | 0 | 0 | 13256.761 | 0.041335 | 9 | Commercial_2029_Economic_GWh_After Competition Groups_9 | LED Replacement Lamp (Tube) | 4.134% | 0 | 547.9708 | Commercial_2029_Economic_GWh_After Competition Groups_LED Replacement Lamp (Tube)
Commercial | Com ¦ High Efficiency Air Source Heat Pump | 2029 | Economic | GWh | After Competition Groups | 510.6016 | 0 | 0 | 13256.761 | 0.038516 | 10 | Commercial_2029_Economic_GWh_After Competition Groups_10 | High Efficiency Air Source Heat Pump | 3.852% | 0 | 510.6016 | Commercial_2029_Economic_GWh_After Competition Groups_High Efficiency Air Source Heat Pump
Commercial | Com ¦ LED street light fixture | 2029 | Economic | GWh | After Competition Groups | 373.6948 | 0 | 0 | 13256.761 | 0.028189 | 11 | Commercial_2029_Economic_GWh_After Competition Groups_11 | LED street light fixture | 2.819% | 0 | 373.6948 | Commercial_2029_Economic_GWh_After Competition Groups_LED street light fixture
Commercial | Com ¦ Advanced BAS/Controllers | 2029 | Economic | GWh | After Competition Groups | 325.7522 | 0 | 0 | 13256.761 | 0.024573 | 12 | Commercial_2029_Economic_GWh_After Competition Groups_12 | Advanced BAS/Controllers | 2.457% | 0 | 325.7522 | Commercial_2029_Economic_GWh_After Competition Groups_Advanced BAS/Controllers
Commercial | Com ¦ Data Center Storage/Server Virtualization | 2029 | Economic | GWh | After Competition Groups | 298.8771 | 0 | 0 | 13256.761 | 0.022545 | 13 | Commercial_2029_Economic_GWh_After Competition Groups_13 | Data Center Storage/Server Virtualization | 2.255% | 0 | 298.8771 | Commercial_2029_Economic_GWh_After Competition Groups_Data Center Storage/Server Virtualization
Commercial | Com ¦ Demand Control Ventilation | 2029 | Economic | GWh | After Competition Groups | 288.5307 | 0 | 0 | 13256.761 | 0.021765 | 14 | Commercial_2029_Economic_GWh_After Competition Groups_14 | Demand Control Ventilation | 2.176% | 0 | 288.5307 | Commercial_2029_Economic_GWh_After Competition Groups_Demand Control Ventilation
Commercial | Com ¦ Reach-in Shaded Pole to ECM/PSC Evaporator Fan Motor | 2029 | Economic | GWh | After Competition Groups | 256.3175 | 0 | 0 | 13256.761 | 0.019335 | 15 | Commercial_2029_Economic_GWh_After Competition Groups_15 | Reach-in Shaded Pole to ECM/PSC Evaporator Fan Motor | 1.933% | 0 | 256.3175 | Commercial_2029_Economic_GWh_After Competition Groups_Reach-in Shaded Pole to ECM/PSC Evaporator Fan Motor
Commercial | Com ¦ Refrigerated Display Case Doors | 2029 | Economic | GWh | After Competition Groups | 247.6112 | 0 | 0 | 13256.761 | 0.018678 | 16 | Commercial_2029_Economic_GWh_After Competition Groups_16 | Refrigerated Display Case Doors | 1.868% | 0 | 247.6112 | Commercial_2029_Economic_GWh_After Competition Groups_Refrigerated Display Case Doors
Commercial | Com ¦ Strip Curtains | 2029 | Economic | GWh | After Competition Groups | 241.6656 | 0 | 0 | 13256.761 | 0.01823 | 17 | Commercial_2029_Economic_GWh_After Competition Groups_17 | Strip Curtains | 1.823% | 0 | 241.6656 | Commercial_2029_Economic_GWh_After Competition Groups_Strip Curtains
Commercial | Com ¦ Centrally controlled desktop PC/NETWORK PC POWER MANAGEMENT SOFTWARE | 2029 | Economic | GWh | After Competition Groups | 197.1312 | 0 | 0 | 13256.761 | 0.01487 | 18 | Commercial_2029_Economic_GWh_After Competition Groups_18 | Centrally controlled desktop PC/NETWORK PC POWER MANAGEMENT SOFTWARE | 1.487% | 0 | 197.1312 | Commercial_2029_Economic_GWh_After Competition Groups_Centrally controlled desktop PC/NETWORK PC POWER MANAGEMENT SOFTWARE
Commercial | Com ¦ Variable Frequency Drive (VFD) | 2029 | Economic | GWh | After Competition Groups | 189.2704 | 0 | 0 | 13256.761 | 0.014277 | 19 | Commercial_2029_Economic_GWh_After Competition Groups_19 | Variable Frequency Drive (VFD) | 1.428% | 0 | 189.2704 | Commercial_2029_Economic_GWh_After Competition Groups_Variable Frequency Drive (VFD)
Commercial | Com ¦ VFD on Pumps | 2029 | Economic | GWh | After Competition Groups | 177.1346 | 0 | 0 | 13256.761 | 0.013362 | 20 | Commercial_2029_Economic_GWh_After Competition Groups_20 | VFD on Pumps | 1.336% | 0 | 177.1346 | Commercial_2029_Economic_GWh_After Competition Groups_VFD on Pumps
Commercial | Com ¦ LED or Equivalent Sign Lighting | 2029 | Economic | GWh | After Competition Groups | 167.5746 | 0 | 0 | 13256.761 | 0.012641 | 21 | Commercial_2029_Economic_GWh_After Competition Groups_21 | LED or Equivalent Sign Lighting | 1.264% | 0 | 167.5746 | Commercial_2029_Economic_GWh_After Competition Groups_LED or Equivalent Sign Lighting
Commercial | Com ¦ Unitary Air-Conditioning Unit | 2029 | Economic | GWh | After Competition Groups | 151.8586 | 0 | 0 | 13256.761 | 0.011455 | 22 | Commercial_2029_Economic_GWh_After Competition Groups_22 | Unitary Air-Conditioning Unit | 1.146% | 0 | 151.8586 | Commercial_2029_Economic_GWh_After Competition Groups_Unitary Air-Conditioning Unit
Commercial | Com ¦ Air Handler with Dedicated Outdoor Air Systems | 2029 | Economic | GWh | After Competition Groups | 144.4582 | 0 | 0 | 13256.761 | 0.010897 | 23 | Commercial_2029_Economic_GWh_After Competition Groups_23 | Air Handler with Dedicated Outdoor Air Systems | 1.09% | 0 | 144.4582 | Commercial_2029_Economic_GWh_After Competition Groups_Air Handler with Dedicated Outdoor Air Systems
Commercial | Com ¦ Adaptive Thermostats | 2029 | Economic | GWh | After Competition Groups | 143.0327 | 0 | 0 | 13256.761 | 0.010789 | 24 | Commercial_2029_Economic_GWh_After Competition Groups_24 | Adaptive Thermostats | 1.079% | 0 | 143.0327 | Commercial_2029_Economic_GWh_After Competition Groups_Adaptive Thermostats
Commercial | Com ¦ ENERGY STAR LED LAMPS (General Service Lamps) | 2029 | Economic | GWh | After Competition Groups | 119.0044 | 0 | 0 | 13256.761 | 0.0089769 | 25 | Commercial_2029_Economic_GWh_After Competition Groups_25 | ENERGY STAR LED LAMPS (General Service Lamps) | 0.8977% | 0 | 119.0044 | Commercial_2029_Economic_GWh_After Competition Groups_ENERGY STAR LED LAMPS (General Service Lamps)
Commercial | Com ¦ Demand Control Kitchen Ventilation | 2029 | Economic | GWh | After Competition Groups | 93.2758 | 0 | 0 | 13256.761 | 0.0070361 | 26 | Commercial_2029_Economic_GWh_After Competition Groups_26 | Demand Control Kitchen Ventilation | 0.7036% | 0 | 93.2758 | Commercial_2029_Economic_GWh_After Competition Groups_Demand Control Kitchen Ventilation
Commercial | Com ¦ ECM MOTORS FOR EVAPORATOR FANS for refrigeration (WALK-IN) | 2029 | Economic | GWh | After Competition Groups | 89.6612 | 0 | 0 | 13256.761 | 0.0067634 | 27 | Commercial_2029_Economic_GWh_After Competition Groups_27 | ECM MOTORS FOR EVAPORATOR FANS for refrigeration (WALK-IN) | 0.6763% | 0 | 89.6612 | Commercial_2029_Economic_GWh_After Competition Groups_ECM MOTORS FOR EVAPORATOR FANS for refrigeration (WALK-IN)
Commercial | Com ¦ Condensing Unit Heaters or other Efficient Unit Heating System | 2029 | Economic | GWh | After Competition Groups | 85.9292 | 0 | 0 | 13256.761 | 0.0064819 | 28 | Commercial_2029_Economic_GWh_After Competition Groups_28 | Condensing Unit Heaters or other Efficient Unit Heating System | 0.6482% | 0 | 85.9292 | Commercial_2029_Economic_GWh_After Competition Groups_Condensing Unit Heaters or other Efficient Unit Heating System
Commercial | Com ¦ Refrigerated Display Case LED | 2029 | Economic | GWh | After Competition Groups | 82.487 | 0 | 0 | 13256.761 | 0.0062223 | 29 | Commercial_2029_Economic_GWh_After Competition Groups_29 | Refrigerated Display Case LED | 0.6222% | 0 | 82.487 | Commercial_2029_Economic_GWh_After Competition Groups_Refrigerated Display Case LED
Commercial | Com ¦ Occupancy Sensors | 2029 | Economic | GWh | After Competition Groups | 74.2508 | 0 | 0 | 13256.761 | 0.005601 | 30 | Commercial_2029_Economic_GWh_After Competition Groups_30 | Occupancy Sensors | 0.5601% | 0 | 74.2508 | Commercial_2029_Economic_GWh_After Competition Groups_Occupancy Sensors
Commercial | Com ¦ Freezer Case Light Sensor | 2029 | Economic | GWh | After Competition Groups | 73.8466 | 0 | 0 | 13256.761 | 0.0055705 | 31 | Commercial_2029_Economic_GWh_After Competition Groups_31 | Freezer Case Light Sensor | 0.557% | 0 | 73.8466 | Commercial_2029_Economic_GWh_After Competition Groups_Freezer Case Light Sensor
Commercial | Com ¦ Evaporator Fan Controls | 2029 | Economic | GWh | After Competition Groups | 72.0341 | 0 | 0 | 13256.761 | 0.0054338 | 32 | Commercial_2029_Economic_GWh_After Competition Groups_32 | Evaporator Fan Controls | 0.5434% | 0 | 72.0341 | Commercial_2029_Economic_GWh_After Competition Groups_Evaporator Fan Controls
Commercial | Com ¦ Door Gasket Freezer/Refrigerator | 2029 | Economic | GWh | After Competition Groups | 46.2525 | 0 | 0 | 13256.761 | 0.003489 | 33 | Commercial_2029_Economic_GWh_After Competition Groups_33 | Door Gasket Freezer/Refrigerator | 0.3489% | 0 | 46.2525 | Commercial_2029_Economic_GWh_After Competition Groups_Door Gasket Freezer/Refrigerator
Commercial | Com ¦ Elec Storage WH 2.30 Et | 2029 | Economic | GWh | After Competition Groups | 43.8264 | 0 | 0 | 13256.761 | 0.003306 | 34 | Commercial_2029_Economic_GWh_After Competition Groups_34 | Elec Storage WH 2.30 Et | 0.3306% | 0 | 43.8264 | Commercial_2029_Economic_GWh_After Competition Groups_Elec Storage WH 2.30 Et
Commercial | Com ¦ BEVERAGE VENDING MACHINE CONTROLS | 2029 | Economic | GWh | After Competition Groups | 40.2222 | 0 | 0 | 13256.761 | 0.0030341 | 35 | Commercial_2029_Economic_GWh_After Competition Groups_35 | BEVERAGE VENDING MACHINE CONTROLS | 0.3034% | 0 | 40.2222 | Commercial_2029_Economic_GWh_After Competition Groups_BEVERAGE VENDING MACHINE CONTROLS
Commercial | Com ¦ Chilled Water Optimization | 2029 | Economic | GWh | After Competition Groups | 37.1117 | 0 | 0 | 13256.761 | 0.0027995 | 36 | Commercial_2029_Economic_GWh_After Competition Groups_36 | Chilled Water Optimization | 0.2799% | 0 | 37.1117 | Commercial_2029_Economic_GWh_After Competition Groups_Chilled Water Optimization
Commercial | Com ¦ ENERGY STAR Griddle (74% eff) | 2029 | Economic | GWh | After Competition Groups | 35.1601 | 0 | 0 | 13256.761 | 0.0026522 | 37 | Commercial_2029_Economic_GWh_After Competition Groups_37 | ENERGY STAR Griddle (74% eff) | 0.2652% | 0 | 35.1601 | Commercial_2029_Economic_GWh_After Competition Groups_ENERGY STAR Griddle (74% eff)
Commercial | Com ¦ CO Sensors for parking garage exhaust fans | 2029 | Economic | GWh | After Competition Groups | 28.9949 | 0 | 0 | 13256.761 | 0.0021872 | 38 | Commercial_2029_Economic_GWh_After Competition Groups_38 | CO Sensors for parking garage exhaust fans | 0.2187% | 0 | 28.9949 | Commercial_2029_Economic_GWh_After Competition Groups_CO Sensors for parking garage exhaust fans
Commercial | Com ¦ Water Source Heat Pump (4 ton) | 2029 | Economic | GWh | After Competition Groups | 27.7241 | 0 | 0 | 13256.761 | 0.0020913 | 39 | Commercial_2029_Economic_GWh_After Competition Groups_39 | Water Source Heat Pump (4 ton) | 0.2091% | 0 | 27.7241 | Commercial_2029_Economic_GWh_After Competition Groups_Water Source Heat Pump (4 ton)
Commercial | Com ¦ Temperature Adjustment in Commercial Freezers | 2029 | Economic | GWh | After Competition Groups | 27.545 | 0 | 0 | 13256.761 | 0.0020778 | 40 | Commercial_2029_Economic_GWh_After Competition Groups_40 | Temperature Adjustment in Commercial Freezers | 0.2078% | 0 | 27.545 | Commercial_2029_Economic_GWh_After Competition Groups_Temperature Adjustment in Commercial Freezers
Commercial | Com ¦ Energy Efficient Laboratory Fume Hood | 2029 | Economic | GWh | After Competition Groups | 24.533 | 0 | 0 | 13256.761 | 0.0018506 | 41 | Commercial_2029_Economic_GWh_After Competition Groups_41 | Energy Efficient Laboratory Fume Hood | 0.1851% | 0 | 24.533 | Commercial_2029_Economic_GWh_After Competition Groups_Energy Efficient Laboratory Fume Hood
Commercial | Com ¦ Vertical Night Covers | 2029 | Economic | GWh | After Competition Groups | 21.3675 | 0 | 0 | 13256.761 | 0.0016118 | 42 | Commercial_2029_Economic_GWh_After Competition Groups_42 | Vertical Night Covers | 0.1612% | 0 | 21.3675 | Commercial_2029_Economic_GWh_After Competition Groups_Vertical Night Covers
Commercial | Com ¦ Duct Insulation, R8 | 2029 | Economic | GWh | After Competition Groups | 19.0228 | 0 | 0 | 13256.761 | 0.001435 | 43 | Commercial_2029_Economic_GWh_After Competition Groups_43 | Duct Insulation, R8 | 0.1435% | 0 | 19.0228 | Commercial_2029_Economic_GWh_After Competition Groups_Duct Insulation, R8
Commercial | Com ¦ Water Heating (DHW) Pipe Insulation (Add 3/4\ Foam)" | 2029 | Economic | GWh | After Competition Groups | 18.3913 | 0 | 0 | 13256.761 | 0.0013873 | 44 | Commercial_2029_Economic_GWh_After Competition Groups_44 | Water Heating (DHW) Pipe Insulation (Add 3/4\ Foam)" | 0.1387% | 0 | 18.3913 | Commercial_2029_Economic_GWh_After Competition Groups_Water Heating (DHW) Pipe Insulation (Add 3/4\ Foam)"
Commercial | Com ¦ Outside Air Economizer | 2029 | Economic | GWh | After Competition Groups | 16.9524 | 0 | 0 | 13256.761 | 0.0012788 | 45 | Commercial_2029_Economic_GWh_After Competition Groups_45 | Outside Air Economizer | 0.1279% | 0 | 16.9524 | Commercial_2029_Economic_GWh_After Competition Groups_Outside Air Economizer
Commercial | Com ¦ ENERGY STAR Fryer (84% eff) | 2029 | Economic | GWh | After Competition Groups | 12.5046 | 0 | 0 | 13256.761 | 0.00094327 | 46 | Commercial_2029_Economic_GWh_After Competition Groups_46 | ENERGY STAR Fryer (84% eff) | 0.09433% | 0 | 12.5046 | Commercial_2029_Economic_GWh_After Competition Groups_ENERGY STAR Fryer (84% eff)
Commercial | Com ¦ Suction Pipe Insulation Freezer/Refrigerator | 2029 | Economic | GWh | After Competition Groups | 11.6782 | 0 | 0 | 13256.761 | 0.00088092 | 47 | Commercial_2029_Economic_GWh_After Competition Groups_47 | Suction Pipe Insulation Freezer/Refrigerator | 0.08809% | 0 | 11.6782 | Commercial_2029_Economic_GWh_After Competition Groups_Suction Pipe Insulation Freezer/Refrigerator
Commercial | Com ¦ ENERGY STAR Dishwasher | 2029 | Economic | GWh | After Competition Groups | 11.2716 | 0 | 0 | 13256.761 | 0.00085025 | 48 | Commercial_2029_Economic_GWh_After Competition Groups_48 | ENERGY STAR Dishwasher | 0.08503% | 0 | 11.2716 | Commercial_2029_Economic_GWh_After Competition Groups_ENERGY STAR Dishwasher
Commercial | Com ¦ Ozone Laundry Treatment | 2029 | Economic | GWh | After Competition Groups | 6.3428 | 0 | 0 | 13256.761 | 0.00047846 | 49 | Commercial_2029_Economic_GWh_After Competition Groups_49 | Ozone Laundry Treatment | 0.04785% | 0 | 6.3428 | Commercial_2029_Economic_GWh_After Competition Groups_Ozone Laundry Treatment
Commercial | Com ¦ ENERGY STAR Steam Cookers | 2029 | Economic | GWh | After Competition Groups | 6.1272 | 0 | 0 | 13256.761 | 0.0004622 | 50 | Commercial_2029_Economic_GWh_After Competition Groups_50 | ENERGY STAR Steam Cookers | 0.04622% | 0 | 6.1272 | Commercial_2029_Economic_GWh_After Competition Groups_ENERGY STAR Steam Cookers
Commercial | Com ¦ Condensing Make Up Air Unit | 2029 | Economic | GWh | After Competition Groups | 5.4591 | 0 | 0 | 13256.761 | 0.0004118 | 51 | Commercial_2029_Economic_GWh_After Competition Groups_51 | Condensing Make Up Air Unit | 0.04118% | 0 | 5.4591 | Commercial_2029_Economic_GWh_After Competition Groups_Condensing Make Up Air Unit
Commercial | Com ¦ Demand controlled Circulating Systems | 2029 | Economic | GWh | After Competition Groups | 3.9411 | 0 | 0 | 13256.761 | 0.00029729 | 52 | Commercial_2029_Economic_GWh_After Competition Groups_52 | Demand controlled Circulating Systems | 0.02973% | 0 | 3.9411 | Commercial_2029_Economic_GWh_After Competition Groups_Demand controlled Circulating Systems
Commercial | Com ¦ Solar Water Preheat (Pools/DHW) | 2029 | Economic | GWh | After Competition Groups | 2.9541 | 0 | 0 | 13256.761 | 0.00022283 | 53 | Commercial_2029_Economic_GWh_After Competition Groups_53 | Solar Water Preheat (Pools/DHW) | 0.02228% | 0 | 2.9541 | Commercial_2029_Economic_GWh_After Competition Groups_Solar Water Preheat (Pools/DHW)
Commercial | Com ¦ ECM MOTORS FOR HVAC APPLICATION (FAN-POWERED VAV BOX) | 2029 | Economic | GWh | After Competition Groups | 2.6858 | 0 | 0 | 13256.761 | 0.0002026 | 54 | Commercial_2029_Economic_GWh_After Competition Groups_54 | ECM MOTORS FOR HVAC APPLICATION (FAN-POWERED VAV BOX) | 0.02026% | 0 | 2.6858 | Commercial_2029_Economic_GWh_After Competition Groups_ECM MOTORS FOR HVAC APPLICATION (FAN-POWERED VAV BOX)
Commercial | Com ¦ Thermostat Setback | 2029 | Economic | GWh | After Competition Groups | 2.4159 | 0 | 0 | 13256.761 | 0.00018224 | 55 | Commercial_2029_Economic_GWh_After Competition Groups_55 | Thermostat Setback | 0.01822% | 0 | 2.4159 | Commercial_2029_Economic_GWh_After Competition Groups_Thermostat Setback
Commercial | Com ¦ Notched V belts for HVAC Systems | 2029 | Economic | GWh | After Competition Groups | 2.2814 | 0 | 0 | 13256.761 | 0.0001721 | 56 | Commercial_2029_Economic_GWh_After Competition Groups_56 | Notched V belts for HVAC Systems | 0.01721% | 0 | 2.2814 | Commercial_2029_Economic_GWh_After Competition Groups_Notched V belts for HVAC Systems
Commercial | Com ¦ PTAC (12 EER/10,000 BTU) | 2029 | Economic | GWh | After Competition Groups | 1.9308 | 0 | 0 | 13256.761 | 0.00014565 | 57 | Commercial_2029_Economic_GWh_After Competition Groups_57 | PTAC (12 EER/10,000 BTU) | 0.01456% | 0 | 1.9308 | Commercial_2029_Economic_GWh_After Competition Groups_PTAC (12 EER/10,000 BTU)
Commercial | Com ¦ Auto Off Time Switch or Time Clock control | 2029 | Economic | GWh | After Competition Groups | 1.3297 | 0 | 0 | 13256.761 | 0.0001003 | 58 | Commercial_2029_Economic_GWh_After Competition Groups_58 | Auto Off Time Switch or Time Clock control | 0.01003% | 0 | 1.3297 | Commercial_2029_Economic_GWh_After Competition Groups_Auto Off Time Switch or Time Clock control
Commercial | Com ¦ CEE Tier 2/Energy Star Clothes Washers | 2029 | Economic | GWh | After Competition Groups | 1.3237 | 0 | 0 | 13256.761 | 9.9849e-05 | 59 | Commercial_2029_Economic_GWh_After Competition Groups_59 | CEE Tier 2/Energy Star Clothes Washers | 0.009985% | 0 | 1.3237 | Commercial_2029_Economic_GWh_After Competition Groups_CEE Tier 2/Energy Star Clothes Washers
Commercial | COM ¦ Ductless Mini-Split Heat Pumps | 2029 | Economic | GWh | After Competition Groups | 1.1305 | 0 | 0 | 13256.761 | 8.5278e-05 | 60 | Commercial_2029_Economic_GWh_After Competition Groups_60 | Ductless Mini-Split Heat Pumps | 0.008528% | 0 | 1.1305 | Commercial_2029_Economic_GWh_After Competition Groups_Ductless Mini-Split Heat Pumps
Commercial | Com ¦ Low Flow Pre-Rinse Spray Nozzle | 2029 | Economic | GWh | After Competition Groups | 0.81599 | 0 | 0 | 13256.761 | 6.1553e-05 | 61 | Commercial_2029_Economic_GWh_After Competition Groups_61 | Low Flow Pre-Rinse Spray Nozzle | 0.006155% | 0 | 0.81599 | Commercial_2029_Economic_GWh_After Competition Groups_Low Flow Pre-Rinse Spray Nozzle
Commercial | Com ¦ Commercial Hot Food Holding Cabinets | 2029 | Economic | GWh | After Competition Groups | 0.53214 | 0 | 0 | 13256.761 | 4.0141e-05 | 62 | Commercial_2029_Economic_GWh_After Competition Groups_62 | Commercial Hot Food Holding Cabinets | 0.004014% | 0 | 0.53214 | Commercial_2029_Economic_GWh_After Competition Groups_Commercial Hot Food Holding Cabinets
Commercial | Com ¦ Energy Recovery Ventilation and Ventilation (Enhanced) | 2029 | Economic | GWh | After Competition Groups | 0.44429 | 0 | 0 | 13256.761 | 3.3514e-05 | 63 | Commercial_2029_Economic_GWh_After Competition Groups_63 | Energy Recovery Ventilation and Ventilation (Enhanced) | 0.003351% | 0 | 0.44429 | Commercial_2029_Economic_GWh_After Competition Groups_Energy Recovery Ventilation and Ventilation (Enhanced)
Commercial | Com ¦ HVAC Optimization | 2029 | Economic | GWh | After Competition Groups | 0.42973 | 0 | 0 | 13256.761 | 3.2416e-05 | 64 | Commercial_2029_Economic_GWh_After Competition Groups_64 | HVAC Optimization | 0.003242% | 0 | 0.42973 | Commercial_2029_Economic_GWh_After Competition Groups_HVAC Optimization
Commercial | Com ¦ Wall Insulation | 2029 | Economic | GWh | After Competition Groups | 0.17474 | 0 | 0 | 13256.761 | 1.3181e-05 | 65 | Commercial_2029_Economic_GWh_After Competition Groups_65 | Wall Insulation | 0.001318% | 0 | 0.17474 | Commercial_2029_Economic_GWh_After Competition Groups_Wall Insulation
Commercial | Com ¦ Room AC (w/ louvered sides) 14 SEER from 12 SEER code | 2029 | Economic | GWh | After Competition Groups | 0.12225 | 0 | 0 | 13256.761 | 9.2216e-06 | 66 | Commercial_2029_Economic_GWh_After Competition Groups_66 | Room AC (w/ louvered sides) 14 SEER from 12 SEER code | 0.0009222% | 0 | 0.12225 | Commercial_2029_Economic_GWh_After Competition Groups_Room AC (w/ louvered sides) 14 SEER from 12 SEER code
Commercial | Com ¦ EC Plug Fan for Data Center (under cabinet) | 2029 | Economic | GWh | After Competition Groups | 0.060506 | 0 | 0 | 13256.761 | 4.5641e-06 | 67 | Commercial_2029_Economic_GWh_After Competition Groups_67 | EC Plug Fan for Data Center (under cabinet) | 0.0004564% | 0 | 0.060506 | Commercial_2029_Economic_GWh_After Competition Groups_EC Plug Fan for Data Center (under cabinet)
Commercial | Com ¦ LED RECESSED DOWNLIGHTS | 2029 | Economic | GWh | After Competition Groups | 0.056615 | 0 | 0 | 13256.761 | 4.2707e-06 | 68 | Commercial_2029_Economic_GWh_After Competition Groups_68 | LED RECESSED DOWNLIGHTS | 0.0004271% | 0 | 0.056615 | Commercial_2029_Economic_GWh_After Competition Groups_LED RECESSED DOWNLIGHTS
Commercial | Com ¦ Air Curtains | 2029 | Economic | GWh | After Competition Groups | 0.055179 | 0 | 0 | 13256.761 | 4.1623e-06 | 69 | Commercial_2029_Economic_GWh_After Competition Groups_69 | Air Curtains | 0.0004162% | 0 | 0.055179 | Commercial_2029_Economic_GWh_After Competition Groups_Air Curtains
Commercial | Com ¦ High Efficiency Chiller (avg of water and air cooled) | 2029 | Economic | GWh | After Competition Groups | 0.053423 | 0 | 0 | 13256.761 | 4.0299e-06 | 70 | Commercial_2029_Economic_GWh_After Competition Groups_70 | High Efficiency Chiller (avg of water and air cooled) | 0.000403% | 0 | 0.053423 | Commercial_2029_Economic_GWh_After Competition Groups_High Efficiency Chiller (avg of water and air cooled)
Commercial | Com ¦ VSD Air Compressor | 2029 | Economic | GWh | After Competition Groups | 0.042496 | 0 | 0 | 13256.761 | 3.2056e-06 | 71 | Commercial_2029_Economic_GWh_After Competition Groups_71 | VSD Air Compressor | 0.0003206% | 0 | 0.042496 | Commercial_2029_Economic_GWh_After Competition Groups_VSD Air Compressor
Commercial | Com ¦ Electric Convection Combination Ovens | 2029 | Economic | GWh | After Competition Groups | 0.0033147 | 0 | 0 | 13256.761 | 2.5004e-07 | 72 | Commercial_2029_Economic_GWh_After Competition Groups_72 | Electric Convection Combination Ovens | 2.5e-05% | 0 | 0.0033147 | Commercial_2029_Economic_GWh_After Competition Groups_Electric Convection Combination Ovens
Commercial | Com ¦ Efficient compressor motor | 2029 | Economic | GWh | After Competition Groups | 0 | 0 | 0 | 13256.761 | 0 | 73 | Commercial_2029_Economic_GWh_After Competition Groups_73 | Efficient compressor motor | 0% | 0 | 0 | Commercial_2029_Economic_GWh_After Competition Groups_Efficient compressor motor
Commercial | Com ¦ Indoor Daylight Sensors/Photocell Dimming Control | 2029 | Economic | GWh | After Competition Groups | 0 | 0 | 0 | 13256.761 | 0 | 74 | Commercial_2029_Economic_GWh_After Competition Groups_74 | Indoor Daylight Sensors/Photocell Dimming Control | 0% | 0 | 0 | Commercial_2029_Economic_GWh_After Competition Groups_Indoor Daylight Sensors/Photocell Dimming Control
Commercial | Com ¦ Variable Refrigerant Flow Heat Pump | 2029 | Economic | GWh | After Competition Groups | 0 | 0 | 0 | 13256.761 | 0 | 75 | Commercial_2029_Economic_GWh_After Competition Groups_75 | Variable Refrigerant Flow Heat Pump | 0% | 0 | 0 | Commercial_2029_Economic_GWh_After Competition Groups_Variable Refrigerant Flow Heat Pump
Commercial | Com ¦ ENERGY STAR LED LAMPS (REFLECTOR LAMPs/MR16/PAR 16) | 2029 | SC A | GWh | After Competition Groups | 831.5506 | 3052114.5718 | 3.0521 | 6745.3245 | 0.12328 | 1 | Commercial_2029_SC A_GWh_After Competition Groups_1 | ENERGY STAR LED LAMPS (REFLECTOR LAMPs/MR16/PAR 16) | 12.33% | 3.0521 | 831.5506 | Commercial_2029_SC A_GWh_After Competition Groups_ENERGY STAR LED LAMPS (REFLECTOR LAMPs/MR16/PAR 16)
Commercial | Com ¦ LED Low/High Bay | 2029 | SC A | GWh | After Competition Groups | 747.4098 | 47282101.997 | 47.2821 | 6745.3245 | 0.1108 | 2 | Commercial_2029_SC A_GWh_After Competition Groups_2 | LED Low/High Bay | 11.08% | 47.2821 | 747.4098 | Commercial_2029_SC A_GWh_After Competition Groups_LED Low/High Bay
Commercial | Com ¦ LED Troffer/Surface/Suspended | 2029 | SC A | GWh | After Competition Groups | 746.4204 | 60541713.932 | 60.5417 | 6745.3245 | 0.11066 | 3 | Commercial_2029_SC A_GWh_After Competition Groups_3 | LED Troffer/Surface/Suspended | 11.07% | 60.5417 | 746.4204 | Commercial_2029_SC A_GWh_After Competition Groups_LED Troffer/Surface/Suspended
Commercial | Com ¦ LED EXTERIOR AREA LIGHTS - LED fixture (200W) | 2029 | SC A | GWh | After Competition Groups | 534.5727 | 0 | 0 | 6745.3245 | 0.079251 | 4 | Commercial_2029_SC A_GWh_After Competition Groups_4 | LED EXTERIOR AREA LIGHTS - LED fixture (200W) | 7.925% | 0 | 534.5727 | Commercial_2029_SC A_GWh_After Competition Groups_LED EXTERIOR AREA LIGHTS - LED fixture (200W)
Commercial | Com ¦ LED parking lot fixture | 2029 | SC A | GWh | After Competition Groups | 515.8104 | 8068819.6252 | 8.0688 | 6745.3245 | 0.076469 | 5 | Commercial_2029_SC A_GWh_After Competition Groups_5 | LED parking lot fixture | 7.647% | 8.0688 | 515.8104 | Commercial_2029_SC A_GWh_After Competition Groups_LED parking lot fixture
Commercial | Com ¦ LED Replacement Lamp (Tube) | 2029 | SC A | GWh | After Competition Groups | 450.8559 | 0 | 0 | 6745.3245 | 0.06684 | 6 | Commercial_2029_SC A_GWh_After Competition Groups_6 | LED Replacement Lamp (Tube) | 6.684% | 0 | 450.8559 | Commercial_2029_SC A_GWh_After Competition Groups_LED Replacement Lamp (Tube)
Commercial | Com ¦ Building Recommissioning, Operations and Maintenance (O&M) Improvements | 2029 | SC A | GWh | After Competition Groups | 357.2743 | 1482324.9459 | 1.4823 | 6745.3245 | 0.052966 | 7 | Commercial_2029_SC A_GWh_After Competition Groups_7 | Building Recommissioning, Operations and Maintenance (O&M) Improvements | 5.297% | 1.4823 | 357.2743 | Commercial_2029_SC A_GWh_After Competition Groups_Building Recommissioning, Operations and Maintenance (O&M) Improvements
Commercial | Com ¦ LED street light fixture | 2029 | SC A | GWh | After Competition Groups | 314.1677 | 8807365.5994 | 8.8074 | 6745.3245 | 0.046576 | 8 | Commercial_2029_SC A_GWh_After Competition Groups_8 | LED street light fixture | 4.658% | 8.8074 | 314.1677 | Commercial_2029_SC A_GWh_After Competition Groups_LED street light fixture
Commercial | Com ¦ Furnace Tune-Up | 2029 | SC A | GWh | After Competition Groups | 239.497 | 116006.5556 | 0.11601 | 6745.3245 | 0.035506 | 9 | Commercial_2029_SC A_GWh_After Competition Groups_9 | Furnace Tune-Up | 3.551% | 0.11601 | 239.497 | Commercial_2029_SC A_GWh_After Competition Groups_Furnace Tune-Up
Commercial | Com ¦ Data Center Storage/Server Virtualization | 2029 | SC A | GWh | After Competition Groups | 189.6061 | 0 | 0 | 6745.3245 | 0.028109 | 10 | Commercial_2029_SC A_GWh_After Competition Groups_10 | Data Center Storage/Server Virtualization | 2.811% | 0 | 189.6061 | Commercial_2029_SC A_GWh_After Competition Groups_Data Center Storage/Server Virtualization
Commercial | Com ¦ High Efficiency Air Source Heat Pump | 2029 | SC A | GWh | After Competition Groups | 174.9242 | 1183140.6528 | 1.1831 | 6745.3245 | 0.025933 | 11 | Commercial_2029_SC A_GWh_After Competition Groups_11 | High Efficiency Air Source Heat Pump | 2.593% | 1.1831 | 174.9242 | Commercial_2029_SC A_GWh_After Competition Groups_High Efficiency Air Source Heat Pump
Commercial | Com ¦ Reach-in Shaded Pole to ECM/PSC Evaporator Fan Motor | 2029 | SC A | GWh | After Competition Groups | 173.0626 | 2532960.6069 | 2.533 | 6745.3245 | 0.025657 | 12 | Commercial_2029_SC A_GWh_After Competition Groups_12 | Reach-in Shaded Pole to ECM/PSC Evaporator Fan Motor | 2.566% | 2.533 | 173.0626 | Commercial_2029_SC A_GWh_After Competition Groups_Reach-in Shaded Pole to ECM/PSC Evaporator Fan Motor
Commercial | Com ¦ Strip Curtains | 2029 | SC A | GWh | After Competition Groups | 115.799 | 176026.7071 | 0.17603 | 6745.3245 | 0.017167 | 13 | Commercial_2029_SC A_GWh_After Competition Groups_13 | Strip Curtains | 1.717% | 0.17603 | 115.799 | Commercial_2029_SC A_GWh_After Competition Groups_Strip Curtains
Commercial | Com ¦ Education and Capacity Building/Energy Behavior | 2029 | SC A | GWh | After Competition Groups | 113.5071 | 1321148.4442 | 1.3211 | 6745.3245 | 0.016828 | 14 | Commercial_2029_SC A_GWh_After Competition Groups_14 | Education and Capacity Building/Energy Behavior | 1.683% | 1.3211 | 113.5071 | Commercial_2029_SC A_GWh_After Competition Groups_Education and Capacity Building/Energy Behavior
Commercial | Com ¦ Refrigerated Display Case Doors | 2029 | SC A | GWh | After Competition Groups | 113.1417 | 4079513.2463 | 4.0795 | 6745.3245 | 0.016773 | 15 | Commercial_2029_SC A_GWh_After Competition Groups_15 | Refrigerated Display Case Doors | 1.677% | 4.0795 | 113.1417 | Commercial_2029_SC A_GWh_After Competition Groups_Refrigerated Display Case Doors
Commercial | Com ¦ LED or Equivalent Sign Lighting | 2029 | SC A | GWh | After Competition Groups | 103.0569 | 3198146.9442 | 3.1981 | 6745.3245 | 0.015278 | 16 | Commercial_2029_SC A_GWh_After Competition Groups_16 | LED or Equivalent Sign Lighting | 1.528% | 3.1981 | 103.0569 | Commercial_2029_SC A_GWh_After Competition Groups_LED or Equivalent Sign Lighting
Commercial | Com ¦ ENERGY STAR LED LAMPS (General Service Lamps) | 2029 | SC A | GWh | After Competition Groups | 102.5191 | 401979.4089 | 0.40198 | 6745.3245 | 0.015199 | 17 | Commercial_2029_SC A_GWh_After Competition Groups_17 | ENERGY STAR LED LAMPS (General Service Lamps) | 1.52% | 0.40198 | 102.5191 | Commercial_2029_SC A_GWh_After Competition Groups_ENERGY STAR LED LAMPS (General Service Lamps)
Commercial | Com ¦ Centrally controlled desktop PC/NETWORK PC POWER MANAGEMENT SOFTWARE | 2029 | SC A | GWh | After Competition Groups | 85.3329 | 835622.436 | 0.83562 | 6745.3245 | 0.012651 | 18 | Commercial_2029_SC A_GWh_After Competition Groups_18 | Centrally controlled desktop PC/NETWORK PC POWER MANAGEMENT SOFTWARE | 1.265% | 0.83562 | 85.3329 | Commercial_2029_SC A_GWh_After Competition Groups_Centrally controlled desktop PC/NETWORK PC POWER MANAGEMENT SOFTWARE
Commercial | Com ¦ Advanced BAS/Controllers | 2029 | SC A | GWh | After Competition Groups | 83.0156 | 289800.7883 | 0.2898 | 6745.3245 | 0.012307 | 19 | Commercial_2029_SC A_GWh_After Competition Groups_19 | Advanced BAS/Controllers | 1.231% | 0.2898 | 83.0156 | Commercial_2029_SC A_GWh_After Competition Groups_Advanced BAS/Controllers
Commercial | Com ¦ Variable Frequency Drive (VFD) | 2029 | SC A | GWh | After Competition Groups | 79.8116 | 1914197.879 | 1.9142 | 6745.3245 | 0.011832 | 20 | Commercial_2029_SC A_GWh_After Competition Groups_20 | Variable Frequency Drive (VFD) | 1.183% | 1.9142 | 79.8116 | Commercial_2029_SC A_GWh_After Competition Groups_Variable Frequency Drive (VFD)
Commercial | Com ¦ Demand Control Ventilation | 2029 | SC A | GWh | After Competition Groups | 78.3643 | 377711.3555 | 0.37771 | 6745.3245 | 0.011618 | 21 | Commercial_2029_SC A_GWh_After Competition Groups_21 | Demand Control Ventilation | 1.162% | 0.37771 | 78.3643 | Commercial_2029_SC A_GWh_After Competition Groups_Demand Control Ventilation
Commercial | Com ¦ VFD on Pumps | 2029 | SC A | GWh | After Competition Groups | 74.0977 | 1829744.6689 | 1.8297 | 6745.3245 | 0.010985 | 22 | Commercial_2029_SC A_GWh_After Competition Groups_22 | VFD on Pumps | 1.099% | 1.8297 | 74.0977 | Commercial_2029_SC A_GWh_After Competition Groups_VFD on Pumps
Commercial | Com ¦ Adaptive Thermostats | 2029 | SC A | GWh | After Competition Groups | 56.491 | 1750907.7637 | 1.7509 | 6745.3245 | 0.0083748 | 23 | Commercial_2029_SC A_GWh_After Competition Groups_23 | Adaptive Thermostats | 0.8375% | 1.7509 | 56.491 | Commercial_2029_SC A_GWh_After Competition Groups_Adaptive Thermostats
Commercial | Com ¦ ECM MOTORS FOR EVAPORATOR FANS for refrigeration (WALK-IN) | 2029 | SC A | GWh | After Competition Groups | 37.1933 | 1156660.7001 | 1.1567 | 6745.3245 | 0.0055139 | 24 | Commercial_2029_SC A_GWh_After Competition Groups_24 | ECM MOTORS FOR EVAPORATOR FANS for refrigeration (WALK-IN) | 0.5514% | 1.1567 | 37.1933 | Commercial_2029_SC A_GWh_After Competition Groups_ECM MOTORS FOR EVAPORATOR FANS for refrigeration (WALK-IN)
Commercial | Com ¦ Air Handler with Dedicated Outdoor Air Systems | 2029 | SC A | GWh | After Competition Groups | 36.0688 | 0 | 0 | 6745.3245 | 0.0053472 | 25 | Commercial_2029_SC A_GWh_After Competition Groups_25 | Air Handler with Dedicated Outdoor Air Systems | 0.5347% | 0 | 36.0688 | Commercial_2029_SC A_GWh_After Competition Groups_Air Handler with Dedicated Outdoor Air Systems
Commercial | Com ¦ Condensing Unit Heaters or other Efficient Unit Heating System | 2029 | SC A | GWh | After Competition Groups | 36.0127 | 34822.0131 | 0.034822 | 6745.3245 | 0.0053389 | 26 | Commercial_2029_SC A_GWh_After Competition Groups_26 | Condensing Unit Heaters or other Efficient Unit Heating System | 0.5339% | 0.034822 | 36.0127 | Commercial_2029_SC A_GWh_After Competition Groups_Condensing Unit Heaters or other Efficient Unit Heating System
Commercial | Com ¦ Demand Control Kitchen Ventilation | 2029 | SC A | GWh | After Competition Groups | 32.682 | 134456.2787 | 0.13446 | 6745.3245 | 0.0048451 | 27 | Commercial_2029_SC A_GWh_After Competition Groups_27 | Demand Control Kitchen Ventilation | 0.4845% | 0.13446 | 32.682 | Commercial_2029_SC A_GWh_After Competition Groups_Demand Control Kitchen Ventilation
Commercial | Com ¦ Door Gasket Freezer/Refrigerator | 2029 | SC A | GWh | After Competition Groups | 30.4833 | 587283.5592 | 0.58728 | 6745.3245 | 0.0045192 | 28 | Commercial_2029_SC A_GWh_After Competition Groups_28 | Door Gasket Freezer/Refrigerator | 0.4519% | 0.58728 | 30.4833 | Commercial_2029_SC A_GWh_After Competition Groups_Door Gasket Freezer/Refrigerator
Commercial | Com ¦ Evaporator Fan Controls | 2029 | SC A | GWh | After Competition Groups | 29.7758 | 181054.7386 | 0.18105 | 6745.3245 | 0.0044143 | 29 | Commercial_2029_SC A_GWh_After Competition Groups_29 | Evaporator Fan Controls | 0.4414% | 0.18105 | 29.7758 | Commercial_2029_SC A_GWh_After Competition Groups_Evaporator Fan Controls
Commercial | Com ¦ Refrigerated Display Case LED | 2029 | SC A | GWh | After Competition Groups | 29.676 | 783611.5325 | 0.78361 | 6745.3245 | 0.0043995 | 30 | Commercial_2029_SC A_GWh_After Competition Groups_30 | Refrigerated Display Case LED | 0.4399% | 0.78361 | 29.676 | Commercial_2029_SC A_GWh_After Competition Groups_Refrigerated Display Case LED
Commercial | Com ¦ Freezer Case Light Sensor | 2029 | SC A | GWh | After Competition Groups | 24.8171 | 1255466.4432 | 1.2555 | 6745.3245 | 0.0036792 | 31 | Commercial_2029_SC A_GWh_After Competition Groups_31 | Freezer Case Light Sensor | 0.3679% | 1.2555 | 24.8171 | Commercial_2029_SC A_GWh_After Competition Groups_Freezer Case Light Sensor
Commercial | Com ¦ Unitary Air-Conditioning Unit | 2029 | SC A | GWh | After Competition Groups | 23.433 | 918744.7097 | 0.91874 | 6745.3245 | 0.003474 | 32 | Commercial_2029_SC A_GWh_After Competition Groups_32 | Unitary Air-Conditioning Unit | 0.3474% | 0.91874 | 23.433 | Commercial_2029_SC A_GWh_After Competition Groups_Unitary Air-Conditioning Unit
Commercial | Com ¦ ENERGY STAR Griddle (74% eff) | 2029 | SC A | GWh | After Competition Groups | 21.8015 | 224082.6343 | 0.22408 | 6745.3245 | 0.0032321 | 33 | Commercial_2029_SC A_GWh_After Competition Groups_33 | ENERGY STAR Griddle (74% eff) | 0.3232% | 0.22408 | 21.8015 | Commercial_2029_SC A_GWh_After Competition Groups_ENERGY STAR Griddle (74% eff)
Commercial | Com ¦ Occupancy Sensors | 2029 | SC A | GWh | After Competition Groups | 20.1433 | 5849.2598 | 0.0058493 | 6745.3245 | 0.0029863 | 34 | Commercial_2029_SC A_GWh_After Competition Groups_34 | Occupancy Sensors | 0.2986% | 0.0058493 | 20.1433 | Commercial_2029_SC A_GWh_After Competition Groups_Occupancy Sensors
Commercial | Com ¦ Chilled Water Optimization | 2029 | SC A | GWh | After Competition Groups | 15.2619 | 521430.6807 | 0.52143 | 6745.3245 | 0.0022626 | 35 | Commercial_2029_SC A_GWh_After Competition Groups_35 | Chilled Water Optimization | 0.2263% | 0.52143 | 15.2619 | Commercial_2029_SC A_GWh_After Competition Groups_Chilled Water Optimization
Commercial | Com ¦ Elec Storage WH 2.30 Et | 2029 | SC A | GWh | After Competition Groups | 12.4821 | 599544.4814 | 0.59954 | 6745.3245 | 0.0018505 | 36 | Commercial_2029_SC A_GWh_After Competition Groups_36 | Elec Storage WH 2.30 Et | 0.185% | 0.59954 | 12.4821 | Commercial_2029_SC A_GWh_After Competition Groups_Elec Storage WH 2.30 Et
Commercial | Com ¦ BEVERAGE VENDING MACHINE CONTROLS | 2029 | SC A | GWh | After Competition Groups | 12.1758 | 236060.3211 | 0.23606 | 6745.3245 | 0.0018051 | 37 | Commercial_2029_SC A_GWh_After Competition Groups_37 | BEVERAGE VENDING MACHINE CONTROLS | 0.1805% | 0.23606 | 12.1758 | Commercial_2029_SC A_GWh_After Competition Groups_BEVERAGE VENDING MACHINE CONTROLS
Commercial | Com ¦ Temperature Adjustment in Commercial Freezers | 2029 | SC A | GWh | After Competition Groups | 11.3989 | 0 | 0 | 6745.3245 | 0.0016899 | 38 | Commercial_2029_SC A_GWh_After Competition Groups_38 | Temperature Adjustment in Commercial Freezers | 0.169% | 0 | 11.3989 | Commercial_2029_SC A_GWh_After Competition Groups_Temperature Adjustment in Commercial Freezers
Commercial | Com ¦ CO Sensors for parking garage exhaust fans | 2029 | SC A | GWh | After Competition Groups | 9.6847 | 370224.9596 | 0.37022 | 6745.3245 | 0.0014358 | 39 | Commercial_2029_SC A_GWh_After Competition Groups_39 | CO Sensors for parking garage exhaust fans | 0.1436% | 0.37022 | 9.6847 | Commercial_2029_SC A_GWh_After Competition Groups_CO Sensors for parking garage exhaust fans
Commercial | Com ¦ Energy Efficient Laboratory Fume Hood | 2029 | SC A | GWh | After Competition Groups | 9.1753 | 368906.241 | 0.36891 | 6745.3245 | 0.0013602 | 40 | Commercial_2029_SC A_GWh_After Competition Groups_40 | Energy Efficient Laboratory Fume Hood | 0.136% | 0.36891 | 9.1753 | Commercial_2029_SC A_GWh_After Competition Groups_Energy Efficient Laboratory Fume Hood
Commercial | Com ¦ Vertical Night Covers | 2029 | SC A | GWh | After Competition Groups | 8.6369 | 135715.2035 | 0.13572 | 6745.3245 | 0.0012804 | 41 | Commercial_2029_SC A_GWh_After Competition Groups_41 | Vertical Night Covers | 0.128% | 0.13572 | 8.6369 | Commercial_2029_SC A_GWh_After Competition Groups_Vertical Night Covers
Commercial | Com ¦ Outside Air Economizer | 2029 | SC A | GWh | After Competition Groups | 8.388 | 114656.616 | 0.11466 | 6745.3245 | 0.0012435 | 42 | Commercial_2029_SC A_GWh_After Competition Groups_42 | Outside Air Economizer | 0.1244% | 0.11466 | 8.388 | Commercial_2029_SC A_GWh_After Competition Groups_Outside Air Economizer
Commercial | Com ¦ ENERGY STAR Fryer (84% eff) | 2029 | SC A | GWh | After Competition Groups | 7.9341 | 157254.4173 | 0.15725 | 6745.3245 | 0.0011762 | 43 | Commercial_2029_SC A_GWh_After Competition Groups_43 | ENERGY STAR Fryer (84% eff) | 0.1176% | 0.15725 | 7.9341 | Commercial_2029_SC A_GWh_After Competition Groups_ENERGY STAR Fryer (84% eff)
Commercial | Com ¦ Duct Insulation, R8 | 2029 | SC A | GWh | After Competition Groups | 7.8534 | 316206.3542 | 0.31621 | 6745.3245 | 0.0011643 | 44 | Commercial_2029_SC A_GWh_After Competition Groups_44 | Duct Insulation, R8 | 0.1164% | 0.31621 | 7.8534 | Commercial_2029_SC A_GWh_After Competition Groups_Duct Insulation, R8
Commercial | Com ¦ Water Heating (DHW) Pipe Insulation (Add 3/4\ Foam)" | 2029 | SC A | GWh | After Competition Groups | 7.6479 | 247211.335 | 0.24721 | 6745.3245 | 0.0011338 | 45 | Commercial_2029_SC A_GWh_After Competition Groups_45 | Water Heating (DHW) Pipe Insulation (Add 3/4\ Foam)" | 0.1134% | 0.24721 | 7.6479 | Commercial_2029_SC A_GWh_After Competition Groups_Water Heating (DHW) Pipe Insulation (Add 3/4\ Foam)"
Commercial | Com ¦ Water Source Heat Pump (4 ton) | 2029 | SC A | GWh | After Competition Groups | 6.7908 | 309495.4875 | 0.3095 | 6745.3245 | 0.0010067 | 46 | Commercial_2029_SC A_GWh_After Competition Groups_46 | Water Source Heat Pump (4 ton) | 0.1007% | 0.3095 | 6.7908 | Commercial_2029_SC A_GWh_After Competition Groups_Water Source Heat Pump (4 ton)
Commercial | Com ¦ Suction Pipe Insulation Freezer/Refrigerator | 2029 | SC A | GWh | After Competition Groups | 4.6706 | 137135.6193 | 0.13714 | 6745.3245 | 0.00069242 | 47 | Commercial_2029_SC A_GWh_After Competition Groups_47 | Suction Pipe Insulation Freezer/Refrigerator | 0.06924% | 0.13714 | 4.6706 | Commercial_2029_SC A_GWh_After Competition Groups_Suction Pipe Insulation Freezer/Refrigerator
Commercial | Com ¦ ENERGY STAR Dishwasher | 2029 | SC A | GWh | After Competition Groups | 3.8992 | 33624.4701 | 0.033624 | 6745.3245 | 0.00057805 | 48 | Commercial_2029_SC A_GWh_After Competition Groups_48 | ENERGY STAR Dishwasher | 0.05781% | 0.033624 | 3.8992 | Commercial_2029_SC A_GWh_After Competition Groups_ENERGY STAR Dishwasher
Commercial | Com ¦ ENERGY STAR Steam Cookers | 2029 | SC A | GWh | After Competition Groups | 3.7909 | 83031.5654 | 0.083032 | 6745.3245 | 0.000562 | 49 | Commercial_2029_SC A_GWh_After Competition Groups_49 | ENERGY STAR Steam Cookers | 0.0562% | 0.083032 | 3.7909 | Commercial_2029_SC A_GWh_After Competition Groups_ENERGY STAR Steam Cookers
Commercial | Com ¦ Thermostat Setback | 2029 | SC A | GWh | After Competition Groups | 2.106 | 0 | 0 | 6745.3245 | 0.00031221 | 50 | Commercial_2029_SC A_GWh_After Competition Groups_50 | Thermostat Setback | 0.03122% | 0 | 2.106 | Commercial_2029_SC A_GWh_After Competition Groups_Thermostat Setback
Commercial | Com ¦ Condensing Make Up Air Unit | 2029 | SC A | GWh | After Competition Groups | 1.9551 | 129642.5652 | 0.12964 | 6745.3245 | 0.00028985 | 51 | Commercial_2029_SC A_GWh_After Competition Groups_51 | Condensing Make Up Air Unit | 0.02898% | 0.12964 | 1.9551 | Commercial_2029_SC A_GWh_After Competition Groups_Condensing Make Up Air Unit
Commercial | Com ¦ Ozone Laundry Treatment | 2029 | SC A | GWh | After Competition Groups | 1.9292 | 71538.9539 | 0.071539 | 6745.3245 | 0.00028601 | 52 | Commercial_2029_SC A_GWh_After Competition Groups_52 | Ozone Laundry Treatment | 0.0286% | 0.071539 | 1.9292 | Commercial_2029_SC A_GWh_After Competition Groups_Ozone Laundry Treatment
Commercial | Com ¦ Demand controlled Circulating Systems | 2029 | SC A | GWh | After Competition Groups | 1.5717 | 0 | 0 | 6745.3245 | 0.00023301 | 53 | Commercial_2029_SC A_GWh_After Competition Groups_53 | Demand controlled Circulating Systems | 0.0233% | 0 | 1.5717 | Commercial_2029_SC A_GWh_After Competition Groups_Demand controlled Circulating Systems
Commercial | Com ¦ ECM MOTORS FOR HVAC APPLICATION (FAN-POWERED VAV BOX) | 2029 | SC A | GWh | After Competition Groups | 1.165 | 37522.4551 | 0.037522 | 6745.3245 | 0.00017272 | 54 | Commercial_2029_SC A_GWh_After Competition Groups_54 | ECM MOTORS FOR HVAC APPLICATION (FAN-POWERED VAV BOX) | 0.01727% | 0.037522 | 1.165 | Commercial_2029_SC A_GWh_After Competition Groups_ECM MOTORS FOR HVAC APPLICATION (FAN-POWERED VAV BOX)
Commercial | Com ¦ CEE Tier 2/Energy Star Clothes Washers | 2029 | SC A | GWh | After Competition Groups | 0.78998 | 12707.0901 | 0.012707 | 6745.3245 | 0.00011711 | 55 | Commercial_2029_SC A_GWh_After Competition Groups_55 | CEE Tier 2/Energy Star Clothes Washers | 0.01171% | 0.012707 | 0.78998 | Commercial_2029_SC A_GWh_After Competition Groups_CEE Tier 2/Energy Star Clothes Washers
Commercial | Com ¦ Notched V belts for HVAC Systems | 2029 | SC A | GWh | After Competition Groups | 0.5583 | 14005.3268 | 0.014005 | 6745.3245 | 8.2769e-05 | 56 | Commercial_2029_SC A_GWh_After Competition Groups_56 | Notched V belts for HVAC Systems | 0.008277% | 0.014005 | 0.5583 | Commercial_2029_SC A_GWh_After Competition Groups_Notched V belts for HVAC Systems
Commercial | Com ¦ Solar Water Preheat (Pools/DHW) | 2029 | SC A | GWh | After Competition Groups | 0.48011 | 2445.59 | 0.0024456 | 6745.3245 | 7.1177e-05 | 57 | Commercial_2029_SC A_GWh_After Competition Groups_57 | Solar Water Preheat (Pools/DHW) | 0.007118% | 0.0024456 | 0.48011 | Commercial_2029_SC A_GWh_After Competition Groups_Solar Water Preheat (Pools/DHW)
Commercial | Com ¦ Auto Off Time Switch or Time Clock control | 2029 | SC A | GWh | After Competition Groups | 0.47265 | 81.9598 | 8.196e-05 | 6745.3245 | 7.0071e-05 | 58 | Commercial_2029_SC A_GWh_After Competition Groups_58 | Auto Off Time Switch or Time Clock control | 0.007007% | 8.196e-05 | 0.47265 | Commercial_2029_SC A_GWh_After Competition Groups_Auto Off Time Switch or Time Clock control
Commercial | COM ¦ Ductless Mini-Split Heat Pumps | 2029 | SC A | GWh | After Competition Groups | 0.44042 | 194.6623 | 0.00019466 | 6745.3245 | 6.5292e-05 | 59 | Commercial_2029_SC A_GWh_After Competition Groups_59 | Ductless Mini-Split Heat Pumps | 0.006529% | 0.00019466 | 0.44042 | Commercial_2029_SC A_GWh_After Competition Groups_Ductless Mini-Split Heat Pumps
Commercial | Com ¦ Low Flow Pre-Rinse Spray Nozzle | 2029 | SC A | GWh | After Competition Groups | 0.41754 | 3097.2698 | 0.0030973 | 6745.3245 | 6.19e-05 | 60 | Commercial_2029_SC A_GWh_After Competition Groups_60 | Low Flow Pre-Rinse Spray Nozzle | 0.00619% | 0.0030973 | 0.41754 | Commercial_2029_SC A_GWh_After Competition Groups_Low Flow Pre-Rinse Spray Nozzle
Commercial | Com ¦ PTAC (12 EER/10,000 BTU) | 2029 | SC A | GWh | After Competition Groups | 0.3168 | 11012.9034 | 0.011013 | 6745.3245 | 4.6966e-05 | 61 | Commercial_2029_SC A_GWh_After Competition Groups_61 | PTAC (12 EER/10,000 BTU) | 0.004697% | 0.011013 | 0.3168 | Commercial_2029_SC A_GWh_After Competition Groups_PTAC (12 EER/10,000 BTU)
Commercial | Com ¦ HVAC Optimization | 2029 | SC A | GWh | After Competition Groups | 0.27068 | 215.2555 | 0.00021526 | 6745.3245 | 4.0129e-05 | 62 | Commercial_2029_SC A_GWh_After Competition Groups_62 | HVAC Optimization | 0.004013% | 0.00021526 | 0.27068 | Commercial_2029_SC A_GWh_After Competition Groups_HVAC Optimization
Commercial | Com ¦ Commercial Hot Food Holding Cabinets | 2029 | SC A | GWh | After Competition Groups | 0.19583 | 2989.6052 | 0.0029896 | 6745.3245 | 2.9032e-05 | 63 | Commercial_2029_SC A_GWh_After Competition Groups_63 | Commercial Hot Food Holding Cabinets | 0.002903% | 0.0029896 | 0.19583 | Commercial_2029_SC A_GWh_After Competition Groups_Commercial Hot Food Holding Cabinets
Commercial | Com ¦ Air Curtains | 2029 | SC A | GWh | After Competition Groups | 0.11784 | 4281.7309 | 0.0042817 | 6745.3245 | 1.747e-05 | 64 | Commercial_2029_SC A_GWh_After Competition Groups_64 | Air Curtains | 0.001747% | 0.0042817 | 0.11784 | Commercial_2029_SC A_GWh_After Competition Groups_Air Curtains
Commercial | Com ¦ LED RECESSED DOWNLIGHTS | 2029 | SC A | GWh | After Competition Groups | 0.073404 | 4349.8022 | 0.0043498 | 6745.3245 | 1.0882e-05 | 65 | Commercial_2029_SC A_GWh_After Competition Groups_65 | LED RECESSED DOWNLIGHTS | 0.001088% | 0.0043498 | 0.073404 | Commercial_2029_SC A_GWh_After Competition Groups_LED RECESSED DOWNLIGHTS
Commercial | Com ¦ Wall Insulation | 2029 | SC A | GWh | After Competition Groups | 0.07093 | 46.7413 | 4.6741e-05 | 6745.3245 | 1.0515e-05 | 66 | Commercial_2029_SC A_GWh_After Competition Groups_66 | Wall Insulation | 0.001052% | 4.6741e-05 | 0.07093 | Commercial_2029_SC A_GWh_After Competition Groups_Wall Insulation
Commercial | Com ¦ High Efficiency Small Instantaneous Water Heater | 2029 | SC A | GWh | After Competition Groups | 0.069726 | 7084.612 | 0.0070846 | 6745.3245 | 1.0337e-05 | 67 | Commercial_2029_SC A_GWh_After Competition Groups_67 | High Efficiency Small Instantaneous Water Heater | 0.001034% | 0.0070846 | 0.069726 | Commercial_2029_SC A_GWh_After Competition Groups_High Efficiency Small Instantaneous Water Heater
Commercial | Com ¦ Energy Recovery Ventilation and Ventilation (Enhanced) | 2029 | SC A | GWh | After Competition Groups | 0.046674 | 0 | 0 | 6745.3245 | 6.9194e-06 | 68 | Commercial_2029_SC A_GWh_After Competition Groups_68 | Energy Recovery Ventilation and Ventilation (Enhanced) | 0.0006919% | 0 | 0.046674 | Commercial_2029_SC A_GWh_After Competition Groups_Energy Recovery Ventilation and Ventilation (Enhanced)
Commercial | Com ¦ LLLC - Low Impact Application | 2029 | SC A | GWh | After Competition Groups | 0.024449 | 15.1463 | 1.5146e-05 | 6745.3245 | 3.6246e-06 | 69 | Commercial_2029_SC A_GWh_After Competition Groups_69 | LLLC - Low Impact Application | 0.0003625% | 1.5146e-05 | 0.024449 | Commercial_2029_SC A_GWh_After Competition Groups_LLLC - Low Impact Application
Commercial | Com ¦ VSD Air Compressor | 2029 | SC A | GWh | After Competition Groups | 0.023144 | 551.4065 | 0.00055141 | 6745.3245 | 3.4311e-06 | 70 | Commercial_2029_SC A_GWh_After Competition Groups_70 | VSD Air Compressor | 0.0003431% | 0.00055141 | 0.023144 | Commercial_2029_SC A_GWh_After Competition Groups_VSD Air Compressor
Commercial | Com ¦ LLLC - High Impact Application | 2029 | SC A | GWh | After Competition Groups | 0.02296 | 0.5646 | 5.646e-07 | 6745.3245 | 3.4039e-06 | 71 | Commercial_2029_SC A_GWh_After Competition Groups_71 | LLLC - High Impact Application | 0.0003404% | 5.646e-07 | 0.02296 | Commercial_2029_SC A_GWh_After Competition Groups_LLLC - High Impact Application
Commercial | Com ¦ Room AC (w/ louvered sides) 14 SEER from 12 SEER code | 2029 | SC A | GWh | After Competition Groups | 0.016465 | 722.6411 | 0.00072264 | 6745.3245 | 2.441e-06 | 72 | Commercial_2029_SC A_GWh_After Competition Groups_72 | Room AC (w/ louvered sides) 14 SEER from 12 SEER code | 0.0002441% | 0.00072264 | 0.016465 | Commercial_2029_SC A_GWh_After Competition Groups_Room AC (w/ louvered sides) 14 SEER from 12 SEER code
Commercial | Com ¦ EC Plug Fan for Data Center (under cabinet) | 2029 | SC A | GWh | After Competition Groups | 0.016392 | 972.5912 | 0.00097259 | 6745.3245 | 2.4301e-06 | 73 | Commercial_2029_SC A_GWh_After Competition Groups_73 | EC Plug Fan for Data Center (under cabinet) | 0.000243% | 0.00097259 | 0.016392 | Commercial_2029_SC A_GWh_After Competition Groups_EC Plug Fan for Data Center (under cabinet)
Commercial | Com ¦ High Efficiency Chiller (avg of water and air cooled) | 2029 | SC A | GWh | After Competition Groups | 0.0044274 | 177.2998 | 0.0001773 | 6745.3245 | 6.5636e-07 | 74 | Commercial_2029_SC A_GWh_After Competition Groups_74 | High Efficiency Chiller (avg of water and air cooled) | 6.564e-05% | 0.0001773 | 0.0044274 | Commercial_2029_SC A_GWh_After Competition Groups_High Efficiency Chiller (avg of water and air cooled)
Commercial | Com ¦ Electric Convection Combination Ovens | 2029 | SC A | GWh | After Competition Groups | 0.0023623 | 3.7414 | 3.7414e-06 | 6745.3245 | 3.5021e-07 | 75 | Commercial_2029_SC A_GWh_After Competition Groups_75 | Electric Convection Combination Ovens | 3.502e-05% | 3.7414e-06 | 0.0023623 | Commercial_2029_SC A_GWh_After Competition Groups_Electric Convection Combination Ovens
Commercial | Com ¦ Networked/Connected - High Impact Application | 2029 | SC A | GWh | After Competition Groups | 0.00054829 | 0.0017949 | 1.7949e-09 | 6745.3245 | 8.1285e-08 | 76 | Commercial_2029_SC A_GWh_After Competition Groups_76 | Networked/Connected - High Impact Application | 8.128e-06% | 1.7949e-09 | 0.00054829 | Commercial_2029_SC A_GWh_After Competition Groups_Networked/Connected - High Impact Application
Commercial | Com ¦ Networked/Connected - Low Impact Application | 2029 | SC A | GWh | After Competition Groups | 2.518e-05 | 0.0056433 | 5.6433e-09 | 6745.3245 | 3.7329e-09 | 77 | Commercial_2029_SC A_GWh_After Competition Groups_77 | Networked/Connected - Low Impact Application | 3.733e-07% | 5.6433e-09 | 2.518e-05 | Commercial_2029_SC A_GWh_After Competition Groups_Networked/Connected - Low Impact Application
Commercial | Com ¦ Efficient compressor motor | 2029 | SC A | GWh | After Competition Groups | 0 | 0 | 0 | 6745.3245 | 0 | 78 | Commercial_2029_SC A_GWh_After Competition Groups_78 | Efficient compressor motor | 0% | 0 | 0 | Commercial_2029_SC A_GWh_After Competition Groups_Efficient compressor motor
Commercial | Com ¦ Indoor Daylight Sensors/Photocell Dimming Control | 2029 | SC A | GWh | After Competition Groups | 0 | 0 | 0 | 6745.3245 | 0 | 79 | Commercial_2029_SC A_GWh_After Competition Groups_79 | Indoor Daylight Sensors/Photocell Dimming Control | 0% | 0 | 0 | Commercial_2029_SC A_GWh_After Competition Groups_Indoor Daylight Sensors/Photocell Dimming Control
Commercial | Com ¦ Variable Refrigerant Flow Heat Pump | 2029 | SC A | GWh | After Competition Groups | 0 | 0 | 0 | 6745.3245 | 0 | 80 | Commercial_2029_SC A_GWh_After Competition Groups_80 | Variable Refrigerant Flow Heat Pump | 0% | 0 | 0 | Commercial_2029_SC A_GWh_After Competition Groups_Variable Refrigerant Flow Heat Pump
Commercial | Com ¦ LED Low/High Bay | 2029 | SC B | GWh | After Competition Groups | 838.262 | 75811372.6341 | 75.8114 | 9099.4232 | 0.092123 | 1 | Commercial_2029_SC B_GWh_After Competition Groups_1 | LED Low/High Bay | 9.212% | 75.8114 | 838.262 | Commercial_2029_SC B_GWh_After Competition Groups_LED Low/High Bay
Commercial | Com ¦ ENERGY STAR LED LAMPS (REFLECTOR LAMPs/MR16/PAR 16) | 2029 | SC B | GWh | After Competition Groups | 831.5506 | 3051809.3603 | 3.0518 | 9099.4232 | 0.091385 | 2 | Commercial_2029_SC B_GWh_After Competition Groups_2 | ENERGY STAR LED LAMPS (REFLECTOR LAMPs/MR16/PAR 16) | 9.138% | 3.0518 | 831.5506 | Commercial_2029_SC B_GWh_After Competition Groups_ENERGY STAR LED LAMPS (REFLECTOR LAMPs/MR16/PAR 16)
Commercial | Com ¦ LED Troffer/Surface/Suspended | 2029 | SC B | GWh | After Competition Groups | 787.2778 | 60827743.328 | 60.8277 | 9099.4232 | 0.08652 | 3 | Commercial_2029_SC B_GWh_After Competition Groups_3 | LED Troffer/Surface/Suspended | 8.652% | 60.8277 | 787.2778 | Commercial_2029_SC B_GWh_After Competition Groups_LED Troffer/Surface/Suspended
Commercial | Com ¦ Building Recommissioning, Operations and Maintenance (O&M) Improvements | 2029 | SC B | GWh | After Competition Groups | 662.878 | 4595731.4835 | 4.5957 | 9099.4232 | 0.072848 | 4 | Commercial_2029_SC B_GWh_After Competition Groups_4 | Building Recommissioning, Operations and Maintenance (O&M) Improvements | 7.285% | 4.5957 | 662.878 | Commercial_2029_SC B_GWh_After Competition Groups_Building Recommissioning, Operations and Maintenance (O&M) Improvements
Commercial | Com ¦ Education and Capacity Building/Energy Behavior | 2029 | SC B | GWh | After Competition Groups | 567.5353 | 6605742.2208 | 6.6057 | 9099.4232 | 0.06237 | 5 | Commercial_2029_SC B_GWh_After Competition Groups_5 | Education and Capacity Building/Energy Behavior | 6.237% | 6.6057 | 567.5353 | Commercial_2029_SC B_GWh_After Competition Groups_Education and Capacity Building/Energy Behavior
Commercial | Com ¦ LED EXTERIOR AREA LIGHTS - LED fixture (200W) | 2029 | SC B | GWh | After Competition Groups | 535.948 | 2573024.6112 | 2.573 | 9099.4232 | 0.058899 | 6 | Commercial_2029_SC B_GWh_After Competition Groups_6 | LED EXTERIOR AREA LIGHTS - LED fixture (200W) | 5.89% | 2.573 | 535.948 | Commercial_2029_SC B_GWh_After Competition Groups_LED EXTERIOR AREA LIGHTS - LED fixture (200W)
Commercial | Com ¦ LED parking lot fixture | 2029 | SC B | GWh | After Competition Groups | 515.8104 | 8068012.7432 | 8.068 | 9099.4232 | 0.056686 | 7 | Commercial_2029_SC B_GWh_After Competition Groups_7 | LED parking lot fixture | 5.669% | 8.068 | 515.8104 | Commercial_2029_SC B_GWh_After Competition Groups_LED parking lot fixture
Commercial | Com ¦ Furnace Tune-Up | 2029 | SC B | GWh | After Competition Groups | 499.4709 | 132108.2842 | 0.13211 | 9099.4232 | 0.05489 | 8 | Commercial_2029_SC B_GWh_After Competition Groups_8 | Furnace Tune-Up | 5.489% | 0.13211 | 499.4709 | Commercial_2029_SC B_GWh_After Competition Groups_Furnace Tune-Up
Commercial | Com ¦ LED Replacement Lamp (Tube) | 2029 | SC B | GWh | After Competition Groups | 450.8559 | 0 | 0 | 9099.4232 | 0.049548 | 9 | Commercial_2029_SC B_GWh_After Competition Groups_9 | LED Replacement Lamp (Tube) | 4.955% | 0 | 450.8559 | Commercial_2029_SC B_GWh_After Competition Groups_LED Replacement Lamp (Tube)
Commercial | Com ¦ LED street light fixture | 2029 | SC B | GWh | After Competition Groups | 318.5798 | 11580660.3569 | 11.5807 | 9099.4232 | 0.035011 | 10 | Commercial_2029_SC B_GWh_After Competition Groups_10 | LED street light fixture | 3.501% | 11.5807 | 318.5798 | Commercial_2029_SC B_GWh_After Competition Groups_LED street light fixture
Commercial | Com ¦ Data Center Storage/Server Virtualization | 2029 | SC B | GWh | After Competition Groups | 219.8563 | 0 | 0 | 9099.4232 | 0.024162 | 11 | Commercial_2029_SC B_GWh_After Competition Groups_11 | Data Center Storage/Server Virtualization | 2.416% | 0 | 219.8563 | Commercial_2029_SC B_GWh_After Competition Groups_Data Center Storage/Server Virtualization
Commercial | Com ¦ Strip Curtains | 2029 | SC B | GWh | After Competition Groups | 198.3943 | 206709.5487 | 0.20671 | 9099.4232 | 0.021803 | 12 | Commercial_2029_SC B_GWh_After Competition Groups_12 | Strip Curtains | 2.18% | 0.20671 | 198.3943 | Commercial_2029_SC B_GWh_After Competition Groups_Strip Curtains
Commercial | Com ¦ Demand Control Ventilation | 2029 | SC B | GWh | After Competition Groups | 197.0538 | 4956463.091 | 4.9565 | 9099.4232 | 0.021656 | 13 | Commercial_2029_SC B_GWh_After Competition Groups_13 | Demand Control Ventilation | 2.166% | 4.9565 | 197.0538 | Commercial_2029_SC B_GWh_After Competition Groups_Demand Control Ventilation
Commercial | Com ¦ Reach-in Shaded Pole to ECM/PSC Evaporator Fan Motor | 2029 | SC B | GWh | After Competition Groups | 188.7849 | 2659373.8594 | 2.6594 | 9099.4232 | 0.020747 | 14 | Commercial_2029_SC B_GWh_After Competition Groups_14 | Reach-in Shaded Pole to ECM/PSC Evaporator Fan Motor | 2.075% | 2.6594 | 188.7849 | Commercial_2029_SC B_GWh_After Competition Groups_Reach-in Shaded Pole to ECM/PSC Evaporator Fan Motor
Commercial | Com ¦ Refrigerated Display Case Doors | 2029 | SC B | GWh | After Competition Groups | 184.9803 | 15841609.4924 | 15.8416 | 9099.4232 | 0.020329 | 15 | Commercial_2029_SC B_GWh_After Competition Groups_15 | Refrigerated Display Case Doors | 2.033% | 15.8416 | 184.9803 | Commercial_2029_SC B_GWh_After Competition Groups_Refrigerated Display Case Doors
Commercial | Com ¦ High Efficiency Air Source Heat Pump | 2029 | SC B | GWh | After Competition Groups | 174.9238 | 1183019.0688 | 1.183 | 9099.4232 | 0.019224 | 16 | Commercial_2029_SC B_GWh_After Competition Groups_16 | High Efficiency Air Source Heat Pump | 1.922% | 1.183 | 174.9238 | Commercial_2029_SC B_GWh_After Competition Groups_High Efficiency Air Source Heat Pump
Commercial | Com ¦ Variable Frequency Drive (VFD) | 2029 | SC B | GWh | After Competition Groups | 166.0265 | 2180305.7329 | 2.1803 | 9099.4232 | 0.018246 | 17 | Commercial_2029_SC B_GWh_After Competition Groups_17 | Variable Frequency Drive (VFD) | 1.825% | 2.1803 | 166.0265 | Commercial_2029_SC B_GWh_After Competition Groups_Variable Frequency Drive (VFD)
Commercial | Com ¦ VFD on Pumps | 2029 | SC B | GWh | After Competition Groups | 155.1934 | 2216896.9533 | 2.2169 | 9099.4232 | 0.017055 | 18 | Commercial_2029_SC B_GWh_After Competition Groups_18 | VFD on Pumps | 1.706% | 2.2169 | 155.1934 | Commercial_2029_SC B_GWh_After Competition Groups_VFD on Pumps
Commercial | Com ¦ Centrally controlled desktop PC/NETWORK PC POWER MANAGEMENT SOFTWARE | 2029 | SC B | GWh | After Competition Groups | 142.6808 | 988432.5023 | 0.98843 | 9099.4232 | 0.01568 | 19 | Commercial_2029_SC B_GWh_After Competition Groups_19 | Centrally controlled desktop PC/NETWORK PC POWER MANAGEMENT SOFTWARE | 1.568% | 0.98843 | 142.6808 | Commercial_2029_SC B_GWh_After Competition Groups_Centrally controlled desktop PC/NETWORK PC POWER MANAGEMENT SOFTWARE
Commercial | Com ¦ LED or Equivalent Sign Lighting | 2029 | SC B | GWh | After Competition Groups | 142.6739 | 10609151.8269 | 10.6092 | 9099.4232 | 0.015679 | 20 | Commercial_2029_SC B_GWh_After Competition Groups_20 | LED or Equivalent Sign Lighting | 1.568% | 10.6092 | 142.6739 | Commercial_2029_SC B_GWh_After Competition Groups_LED or Equivalent Sign Lighting
Commercial | Com ¦ Advanced BAS/Controllers | 2029 | SC B | GWh | After Competition Groups | 133.1672 | 1066402.6886 | 1.0664 | 9099.4232 | 0.014635 | 21 | Commercial_2029_SC B_GWh_After Competition Groups_21 | Advanced BAS/Controllers | 1.463% | 1.0664 | 133.1672 | Commercial_2029_SC B_GWh_After Competition Groups_Advanced BAS/Controllers
Commercial | Com ¦ Air Handler with Dedicated Outdoor Air Systems | 2029 | SC B | GWh | After Competition Groups | 125.7386 | 0 | 0 | 9099.4232 | 0.013818 | 22 | Commercial_2029_SC B_GWh_After Competition Groups_22 | Air Handler with Dedicated Outdoor Air Systems | 1.382% | 0 | 125.7386 | Commercial_2029_SC B_GWh_After Competition Groups_Air Handler with Dedicated Outdoor Air Systems
Commercial | Com ¦ Adaptive Thermostats | 2029 | SC B | GWh | After Competition Groups | 113.702 | 3929491.9782 | 3.9295 | 9099.4232 | 0.012496 | 23 | Commercial_2029_SC B_GWh_After Competition Groups_23 | Adaptive Thermostats | 1.25% | 3.9295 | 113.702 | Commercial_2029_SC B_GWh_After Competition Groups_Adaptive Thermostats
Commercial | Com ¦ ENERGY STAR LED LAMPS (General Service Lamps) | 2029 | SC B | GWh | After Competition Groups | 102.5191 | 401939.2109 | 0.40194 | 9099.4232 | 0.011267 | 24 | Commercial_2029_SC B_GWh_After Competition Groups_24 | ENERGY STAR LED LAMPS (General Service Lamps) | 1.127% | 0.40194 | 102.5191 | Commercial_2029_SC B_GWh_After Competition Groups_ENERGY STAR LED LAMPS (General Service Lamps)
Commercial | Com ¦ ECM MOTORS FOR EVAPORATOR FANS for refrigeration (WALK-IN) | 2029 | SC B | GWh | After Competition Groups | 77.9729 | 1339800.049 | 1.3398 | 9099.4232 | 0.008569 | 25 | Commercial_2029_SC B_GWh_After Competition Groups_25 | ECM MOTORS FOR EVAPORATOR FANS for refrigeration (WALK-IN) | 0.8569% | 1.3398 | 77.9729 | Commercial_2029_SC B_GWh_After Competition Groups_ECM MOTORS FOR EVAPORATOR FANS for refrigeration (WALK-IN)
Commercial | Com ¦ Condensing Unit Heaters or other Efficient Unit Heating System | 2029 | SC B | GWh | After Competition Groups | 75.1329 | 39680.0382 | 0.03968 | 9099.4232 | 0.0082569 | 26 | Commercial_2029_SC B_GWh_After Competition Groups_26 | Condensing Unit Heaters or other Efficient Unit Heating System | 0.8257% | 0.03968 | 75.1329 | Commercial_2029_SC B_GWh_After Competition Groups_Condensing Unit Heaters or other Efficient Unit Heating System
Commercial | Com ¦ Unitary Air-Conditioning Unit | 2029 | SC B | GWh | After Competition Groups | 74.4418 | 12144692.3327 | 12.1447 | 9099.4232 | 0.0081809 | 27 | Commercial_2029_SC B_GWh_After Competition Groups_27 | Unitary Air-Conditioning Unit | 0.8181% | 12.1447 | 74.4418 | Commercial_2029_SC B_GWh_After Competition Groups_Unitary Air-Conditioning Unit
Commercial | Com ¦ Door Gasket Freezer/Refrigerator | 2029 | SC B | GWh | After Competition Groups | 66.5661 | 2151221.7937 | 2.1512 | 9099.4232 | 0.0073154 | 28 | Commercial_2029_SC B_GWh_After Competition Groups_28 | Door Gasket Freezer/Refrigerator | 0.7315% | 2.1512 | 66.5661 | Commercial_2029_SC B_GWh_After Competition Groups_Door Gasket Freezer/Refrigerator
Commercial | Com ¦ Freezer Case Light Sensor | 2029 | SC B | GWh | After Competition Groups | 64.0999 | 2960124.6426 | 2.9601 | 9099.4232 | 0.0070444 | 29 | Commercial_2029_SC B_GWh_After Competition Groups_29 | Freezer Case Light Sensor | 0.7044% | 2.9601 | 64.0999 | Commercial_2029_SC B_GWh_After Competition Groups_Freezer Case Light Sensor
Commercial | Com ¦ Evaporator Fan Controls | 2029 | SC B | GWh | After Competition Groups | 62.5282 | 210902.4166 | 0.2109 | 9099.4232 | 0.0068717 | 30 | Commercial_2029_SC B_GWh_After Competition Groups_30 | Evaporator Fan Controls | 0.6872% | 0.2109 | 62.5282 | Commercial_2029_SC B_GWh_After Competition Groups_Evaporator Fan Controls
Commercial | Com ¦ Demand Control Kitchen Ventilation | 2029 | SC B | GWh | After Competition Groups | 61.9459 | 263832.9674 | 0.26383 | 9099.4232 | 0.0068077 | 31 | Commercial_2029_SC B_GWh_After Competition Groups_31 | Demand Control Kitchen Ventilation | 0.6808% | 0.26383 | 61.9459 | Commercial_2029_SC B_GWh_After Competition Groups_Demand Control Kitchen Ventilation
Commercial | Com ¦ Refrigerated Display Case LED | 2029 | SC B | GWh | After Competition Groups | 55.5512 | 3466208.0727 | 3.4662 | 9099.4232 | 0.0061049 | 32 | Commercial_2029_SC B_GWh_After Competition Groups_32 | Refrigerated Display Case LED | 0.6105% | 3.4662 | 55.5512 | Commercial_2029_SC B_GWh_After Competition Groups_Refrigerated Display Case LED
Commercial | Com ¦ BEVERAGE VENDING MACHINE CONTROLS | 2029 | SC B | GWh | After Competition Groups | 25.9535 | 442719.6436 | 0.44272 | 9099.4232 | 0.0028522 | 33 | Commercial_2029_SC B_GWh_After Competition Groups_33 | BEVERAGE VENDING MACHINE CONTROLS | 0.2852% | 0.44272 | 25.9535 | Commercial_2029_SC B_GWh_After Competition Groups_BEVERAGE VENDING MACHINE CONTROLS
Commercial | Com ¦ Elec Storage WH 2.30 Et | 2029 | SC B | GWh | After Competition Groups | 24.1492 | 820606.9034 | 0.82061 | 9099.4232 | 0.0026539 | 34 | Commercial_2029_SC B_GWh_After Competition Groups_34 | Elec Storage WH 2.30 Et | 0.2654% | 0.82061 | 24.1492 | Commercial_2029_SC B_GWh_After Competition Groups_Elec Storage WH 2.30 Et
Commercial | Com ¦ Temperature Adjustment in Commercial Freezers | 2029 | SC B | GWh | After Competition Groups | 23.9244 | 0 | 0 | 9099.4232 | 0.0026292 | 35 | Commercial_2029_SC B_GWh_After Competition Groups_35 | Temperature Adjustment in Commercial Freezers | 0.2629% | 0 | 23.9244 | Commercial_2029_SC B_GWh_After Competition Groups_Temperature Adjustment in Commercial Freezers
Commercial | Com ¦ ENERGY STAR Griddle (74% eff) | 2029 | SC B | GWh | After Competition Groups | 21.8014 | 224059.3426 | 0.22406 | 9099.4232 | 0.0023959 | 36 | Commercial_2029_SC B_GWh_After Competition Groups_36 | ENERGY STAR Griddle (74% eff) | 0.2396% | 0.22406 | 21.8014 | Commercial_2029_SC B_GWh_After Competition Groups_ENERGY STAR Griddle (74% eff)
Commercial | Com ¦ CO Sensors for parking garage exhaust fans | 2029 | SC B | GWh | After Competition Groups | 21.3245 | 908099.1875 | 0.9081 | 9099.4232 | 0.0023435 | 37 | Commercial_2029_SC B_GWh_After Competition Groups_37 | CO Sensors for parking garage exhaust fans | 0.2344% | 0.9081 | 21.3245 | Commercial_2029_SC B_GWh_After Competition Groups_CO Sensors for parking garage exhaust fans
Commercial | Com ¦ Energy Efficient Laboratory Fume Hood | 2029 | SC B | GWh | After Competition Groups | 20.8176 | 708478.4249 | 0.70848 | 9099.4232 | 0.0022878 | 38 | Commercial_2029_SC B_GWh_After Competition Groups_38 | Energy Efficient Laboratory Fume Hood | 0.2288% | 0.70848 | 20.8176 | Commercial_2029_SC B_GWh_After Competition Groups_Energy Efficient Laboratory Fume Hood
Commercial | Com ¦ Occupancy Sensors | 2029 | SC B | GWh | After Competition Groups | 20.1433 | 5848.6739 | 0.0058487 | 9099.4232 | 0.0022137 | 39 | Commercial_2029_SC B_GWh_After Competition Groups_39 | Occupancy Sensors | 0.2214% | 0.0058487 | 20.1433 | Commercial_2029_SC B_GWh_After Competition Groups_Occupancy Sensors
Commercial | Com ¦ Chilled Water Optimization | 2029 | SC B | GWh | After Competition Groups | 19.8381 | 1632493.4122 | 1.6325 | 9099.4232 | 0.0021801 | 40 | Commercial_2029_SC B_GWh_After Competition Groups_40 | Chilled Water Optimization | 0.218% | 1.6325 | 19.8381 | Commercial_2029_SC B_GWh_After Competition Groups_Chilled Water Optimization
Commercial | Com ¦ Vertical Night Covers | 2029 | SC B | GWh | After Competition Groups | 18.5477 | 204577.1369 | 0.20458 | 9099.4232 | 0.0020383 | 41 | Commercial_2029_SC B_GWh_After Competition Groups_41 | Vertical Night Covers | 0.2038% | 0.20458 | 18.5477 | Commercial_2029_SC B_GWh_After Competition Groups_Vertical Night Covers
Commercial | Com ¦ Duct Insulation, R8 | 2029 | SC B | GWh | After Competition Groups | 16.6822 | 404165.8617 | 0.40417 | 9099.4232 | 0.0018333 | 42 | Commercial_2029_SC B_GWh_After Competition Groups_42 | Duct Insulation, R8 | 0.1833% | 0.40417 | 16.6822 | Commercial_2029_SC B_GWh_After Competition Groups_Duct Insulation, R8
Commercial | Com ¦ Water Heating (DHW) Pipe Insulation (Add 3/4\ Foam)" | 2029 | SC B | GWh | After Competition Groups | 16.0146 | 285230.8257 | 0.28523 | 9099.4232 | 0.00176 | 43 | Commercial_2029_SC B_GWh_After Competition Groups_43 | Water Heating (DHW) Pipe Insulation (Add 3/4\ Foam)" | 0.176% | 0.28523 | 16.0146 | Commercial_2029_SC B_GWh_After Competition Groups_Water Heating (DHW) Pipe Insulation (Add 3/4\ Foam)"
Commercial | Com ¦ Outside Air Economizer | 2029 | SC B | GWh | After Competition Groups | 14.1113 | 129869.0814 | 0.12987 | 9099.4232 | 0.0015508 | 44 | Commercial_2029_SC B_GWh_After Competition Groups_44 | Outside Air Economizer | 0.1551% | 0.12987 | 14.1113 | Commercial_2029_SC B_GWh_After Competition Groups_Outside Air Economizer
Commercial | Com ¦ Water Source Heat Pump (4 ton) | 2029 | SC B | GWh | After Competition Groups | 13.5995 | 1489496.755 | 1.4895 | 9099.4232 | 0.0014945 | 45 | Commercial_2029_SC B_GWh_After Competition Groups_45 | Water Source Heat Pump (4 ton) | 0.1495% | 1.4895 | 13.5995 | Commercial_2029_SC B_GWh_After Competition Groups_Water Source Heat Pump (4 ton)
Commercial | Com ¦ Suction Pipe Insulation Freezer/Refrigerator | 2029 | SC B | GWh | After Competition Groups | 10.147 | 201623.3921 | 0.20162 | 9099.4232 | 0.0011151 | 46 | Commercial_2029_SC B_GWh_After Competition Groups_46 | Suction Pipe Insulation Freezer/Refrigerator | 0.1115% | 0.20162 | 10.147 | Commercial_2029_SC B_GWh_After Competition Groups_Suction Pipe Insulation Freezer/Refrigerator
Commercial | Com ¦ ENERGY STAR Fryer (84% eff) | 2029 | SC B | GWh | After Competition Groups | 7.9341 | 157237.9716 | 0.15724 | 9099.4232 | 0.00087193 | 47 | Commercial_2029_SC B_GWh_After Competition Groups_47 | ENERGY STAR Fryer (84% eff) | 0.08719% | 0.15724 | 7.9341 | Commercial_2029_SC B_GWh_After Competition Groups_ENERGY STAR Fryer (84% eff)
Commercial | Com ¦ Ozone Laundry Treatment | 2029 | SC B | GWh | After Competition Groups | 4.8411 | 245799.993 | 0.2458 | 9099.4232 | 0.00053202 | 48 | Commercial_2029_SC B_GWh_After Competition Groups_48 | Ozone Laundry Treatment | 0.0532% | 0.2458 | 4.8411 | Commercial_2029_SC B_GWh_After Competition Groups_Ozone Laundry Treatment
Commercial | Com ¦ ENERGY STAR Dishwasher | 2029 | SC B | GWh | After Competition Groups | 4.495 | 33620.8343 | 0.033621 | 9099.4232 | 0.00049398 | 49 | Commercial_2029_SC B_GWh_After Competition Groups_49 | ENERGY STAR Dishwasher | 0.0494% | 0.033621 | 4.495 | Commercial_2029_SC B_GWh_After Competition Groups_ENERGY STAR Dishwasher
Commercial | Com ¦ Condensing Make Up Air Unit | 2029 | SC B | GWh | After Competition Groups | 3.9501 | 689164.98 | 0.68916 | 9099.4232 | 0.00043411 | 50 | Commercial_2029_SC B_GWh_After Competition Groups_50 | Condensing Make Up Air Unit | 0.04341% | 0.68916 | 3.9501 | Commercial_2029_SC B_GWh_After Competition Groups_Condensing Make Up Air Unit
Commercial | Com ¦ ENERGY STAR Steam Cookers | 2029 | SC B | GWh | After Competition Groups | 3.7908 | 83022.5158 | 0.083023 | 9099.4232 | 0.0004166 | 51 | Commercial_2029_SC B_GWh_After Competition Groups_51 | ENERGY STAR Steam Cookers | 0.04166% | 0.083023 | 3.7908 | Commercial_2029_SC B_GWh_After Competition Groups_ENERGY STAR Steam Cookers
Commercial | Com ¦ Demand controlled Circulating Systems | 2029 | SC B | GWh | After Competition Groups | 3.4672 | 0 | 0 | 9099.4232 | 0.00038103 | 52 | Commercial_2029_SC B_GWh_After Competition Groups_52 | Demand controlled Circulating Systems | 0.0381% | 0 | 3.4672 | Commercial_2029_SC B_GWh_After Competition Groups_Demand controlled Circulating Systems
Commercial | Com ¦ Thermostat Setback | 2029 | SC B | GWh | After Competition Groups | 2.1292 | 0 | 0 | 9099.4232 | 0.00023399 | 53 | Commercial_2029_SC B_GWh_After Competition Groups_53 | Thermostat Setback | 0.0234% | 0 | 2.1292 | Commercial_2029_SC B_GWh_After Competition Groups_Thermostat Setback
Commercial | Com ¦ ECM MOTORS FOR HVAC APPLICATION (FAN-POWERED VAV BOX) | 2029 | SC B | GWh | After Competition Groups | 2.1069 | 49379.2262 | 0.049379 | 9099.4232 | 0.00023154 | 54 | Commercial_2029_SC B_GWh_After Competition Groups_54 | ECM MOTORS FOR HVAC APPLICATION (FAN-POWERED VAV BOX) | 0.02315% | 0.049379 | 2.1069 | Commercial_2029_SC B_GWh_After Competition Groups_ECM MOTORS FOR HVAC APPLICATION (FAN-POWERED VAV BOX)
Commercial | Com ¦ Solar Water Preheat (Pools/DHW) | 2029 | SC B | GWh | After Competition Groups | 1.1234 | 4884.5489 | 0.0048845 | 9099.4232 | 0.00012346 | 55 | Commercial_2029_SC B_GWh_After Competition Groups_55 | Solar Water Preheat (Pools/DHW) | 0.01235% | 0.0048845 | 1.1234 | Commercial_2029_SC B_GWh_After Competition Groups_Solar Water Preheat (Pools/DHW)
Commercial | Com ¦ Notched V belts for HVAC Systems | 2029 | SC B | GWh | After Competition Groups | 1.09 | 41479.1085 | 0.041479 | 9099.4232 | 0.00011979 | 56 | Commercial_2029_SC B_GWh_After Competition Groups_56 | Notched V belts for HVAC Systems | 0.01198% | 0.041479 | 1.09 | Commercial_2029_SC B_GWh_After Competition Groups_Notched V belts for HVAC Systems
Commercial | Com ¦ Auto Off Time Switch or Time Clock control | 2029 | SC B | GWh | After Competition Groups | 0.96314 | 104.4356 | 0.00010444 | 9099.4232 | 0.00010585 | 57 | Commercial_2029_SC B_GWh_After Competition Groups_57 | Auto Off Time Switch or Time Clock control | 0.01058% | 0.00010444 | 0.96314 | Commercial_2029_SC B_GWh_After Competition Groups_Auto Off Time Switch or Time Clock control
Commercial | Com ¦ CEE Tier 2/Energy Star Clothes Washers | 2029 | SC B | GWh | After Competition Groups | 0.9485 | 21738.7919 | 0.021739 | 9099.4232 | 0.00010424 | 58 | Commercial_2029_SC B_GWh_After Competition Groups_58 | CEE Tier 2/Energy Star Clothes Washers | 0.01042% | 0.021739 | 0.9485 | Commercial_2029_SC B_GWh_After Competition Groups_CEE Tier 2/Energy Star Clothes Washers
Commercial | Com ¦ PTAC (12 EER/10,000 BTU) | 2029 | SC B | GWh | After Competition Groups | 0.78964 | 45928.2099 | 0.045928 | 9099.4232 | 8.6779e-05 | 59 | Commercial_2029_SC B_GWh_After Competition Groups_59 | PTAC (12 EER/10,000 BTU) | 0.008678% | 0.045928 | 0.78964 | Commercial_2029_SC B_GWh_After Competition Groups_PTAC (12 EER/10,000 BTU)
Commercial | COM ¦ Ductless Mini-Split Heat Pumps | 2029 | SC B | GWh | After Competition Groups | 0.61107 | 252.413 | 0.00025241 | 9099.4232 | 6.7155e-05 | 60 | Commercial_2029_SC B_GWh_After Competition Groups_60 | Ductless Mini-Split Heat Pumps | 0.006715% | 0.00025241 | 0.61107 | Commercial_2029_SC B_GWh_After Competition Groups_Ductless Mini-Split Heat Pumps
Commercial | Com ¦ Low Flow Pre-Rinse Spray Nozzle | 2029 | SC B | GWh | After Competition Groups | 0.53373 | 3350.5637 | 0.0033506 | 9099.4232 | 5.8655e-05 | 61 | Commercial_2029_SC B_GWh_After Competition Groups_61 | Low Flow Pre-Rinse Spray Nozzle | 0.005866% | 0.0033506 | 0.53373 | Commercial_2029_SC B_GWh_After Competition Groups_Low Flow Pre-Rinse Spray Nozzle
Commercial | Com ¦ High Efficiency Small Instantaneous Water Heater | 2029 | SC B | GWh | After Competition Groups | 0.33944 | 35156.8849 | 0.035157 | 9099.4232 | 3.7304e-05 | 62 | Commercial_2029_SC B_GWh_After Competition Groups_62 | High Efficiency Small Instantaneous Water Heater | 0.00373% | 0.035157 | 0.33944 | Commercial_2029_SC B_GWh_After Competition Groups_High Efficiency Small Instantaneous Water Heater
Commercial | Com ¦ Commercial Hot Food Holding Cabinets | 2029 | SC B | GWh | After Competition Groups | 0.28047 | 3951.802 | 0.0039518 | 9099.4232 | 3.0823e-05 | 63 | Commercial_2029_SC B_GWh_After Competition Groups_63 | Commercial Hot Food Holding Cabinets | 0.003082% | 0.0039518 | 0.28047 | Commercial_2029_SC B_GWh_After Competition Groups_Commercial Hot Food Holding Cabinets
Commercial | Com ¦ HVAC Optimization | 2029 | SC B | GWh | After Competition Groups | 0.27068 | 215.2339 | 0.00021523 | 9099.4232 | 2.9747e-05 | 64 | Commercial_2029_SC B_GWh_After Competition Groups_64 | HVAC Optimization | 0.002975% | 0.00021523 | 0.27068 | Commercial_2029_SC B_GWh_After Competition Groups_HVAC Optimization
Commercial | Com ¦ Energy Recovery Ventilation and Ventilation (Enhanced) | 2029 | SC B | GWh | After Competition Groups | 0.18422 | 0 | 0 | 9099.4232 | 2.0245e-05 | 65 | Commercial_2029_SC B_GWh_After Competition Groups_65 | Energy Recovery Ventilation and Ventilation (Enhanced) | 0.002025% | 0 | 0.18422 | Commercial_2029_SC B_GWh_After Competition Groups_Energy Recovery Ventilation and Ventilation (Enhanced)
Commercial | Com ¦ Wall Insulation | 2029 | SC B | GWh | After Competition Groups | 0.1521 | 658.2516 | 0.00065825 | 9099.4232 | 1.6716e-05 | 66 | Commercial_2029_SC B_GWh_After Competition Groups_66 | Wall Insulation | 0.001672% | 0.00065825 | 0.1521 | Commercial_2029_SC B_GWh_After Competition Groups_Wall Insulation
Commercial | Com ¦ LED RECESSED DOWNLIGHTS | 2029 | SC B | GWh | After Competition Groups | 0.081928 | 11448.5928 | 0.011449 | 9099.4232 | 9.0037e-06 | 67 | Commercial_2029_SC B_GWh_After Competition Groups_67 | LED RECESSED DOWNLIGHTS | 0.0009004% | 0.011449 | 0.081928 | Commercial_2029_SC B_GWh_After Competition Groups_LED RECESSED DOWNLIGHTS
Commercial | Com ¦ Room AC (w/ louvered sides) 14 SEER from 12 SEER code | 2029 | SC B | GWh | After Competition Groups | 0.050549 | 5895.499 | 0.0058955 | 9099.4232 | 5.5551e-06 | 68 | Commercial_2029_SC B_GWh_After Competition Groups_68 | Room AC (w/ louvered sides) 14 SEER from 12 SEER code | 0.0005555% | 0.0058955 | 0.050549 | Commercial_2029_SC B_GWh_After Competition Groups_Room AC (w/ louvered sides) 14 SEER from 12 SEER code
Commercial | Com ¦ Air Curtains | 2029 | SC B | GWh | After Competition Groups | 0.041935 | 7696.4778 | 0.0076965 | 9099.4232 | 4.6085e-06 | 69 | Commercial_2029_SC B_GWh_After Competition Groups_69 | Air Curtains | 0.0004608% | 0.0076965 | 0.041935 | Commercial_2029_SC B_GWh_After Competition Groups_Air Curtains
Commercial | Com ¦ High Efficiency Chiller (avg of water and air cooled) | 2029 | SC B | GWh | After Competition Groups | 0.035448 | 8004.7834 | 0.0080048 | 9099.4232 | 3.8957e-06 | 70 | Commercial_2029_SC B_GWh_After Competition Groups_70 | High Efficiency Chiller (avg of water and air cooled) | 0.0003896% | 0.0080048 | 0.035448 | Commercial_2029_SC B_GWh_After Competition Groups_High Efficiency Chiller (avg of water and air cooled)
Commercial | Com ¦ VSD Air Compressor | 2029 | SC B | GWh | After Competition Groups | 0.027619 | 620.2163 | 0.00062022 | 9099.4232 | 3.0353e-06 | 71 | Commercial_2029_SC B_GWh_After Competition Groups_71 | VSD Air Compressor | 0.0003035% | 0.00062022 | 0.027619 | Commercial_2029_SC B_GWh_After Competition Groups_VSD Air Compressor
Commercial | Com ¦ EC Plug Fan for Data Center (under cabinet) | 2029 | SC B | GWh | After Competition Groups | 0.025647 | 1845.7435 | 0.0018457 | 9099.4232 | 2.8185e-06 | 72 | Commercial_2029_SC B_GWh_After Competition Groups_72 | EC Plug Fan for Data Center (under cabinet) | 0.0002819% | 0.0018457 | 0.025647 | Commercial_2029_SC B_GWh_After Competition Groups_EC Plug Fan for Data Center (under cabinet)
Commercial | Com ¦ Electric Convection Combination Ovens | 2029 | SC B | GWh | After Competition Groups | 0.0025747 | 3.8975 | 3.8975e-06 | 9099.4232 | 2.8295e-07 | 73 | Commercial_2029_SC B_GWh_After Competition Groups_73 | Electric Convection Combination Ovens | 2.83e-05% | 3.8975e-06 | 0.0025747 | Commercial_2029_SC B_GWh_After Competition Groups_Electric Convection Combination Ovens
Commercial | Com ¦ LLLC - Low Impact Application | 2029 | SC B | GWh | After Competition Groups | 2.8009e-18 | 4.6093e-14 | 4.6093e-20 | 9099.4232 | 3.0781e-22 | 74 | Commercial_2029_SC B_GWh_After Competition Groups_74 | LLLC - Low Impact Application | 3.078e-20% | 4.6093e-20 | 2.8009e-18 | Commercial_2029_SC B_GWh_After Competition Groups_LLLC - Low Impact Application
Commercial | Com ¦ LLLC - High Impact Application | 2029 | SC B | GWh | After Competition Groups | 1.0065e-18 | 2.4179e-14 | 2.4179e-20 | 9099.4232 | 1.1061e-22 | 75 | Commercial_2029_SC B_GWh_After Competition Groups_75 | LLLC - High Impact Application | 1.106e-20% | 2.4179e-20 | 1.0065e-18 | Commercial_2029_SC B_GWh_After Competition Groups_LLLC - High Impact Application
Commercial | Com ¦ Networked/Connected - High Impact Application | 2029 | SC B | GWh | After Competition Groups | 1.2587e-20 | 5.135e-16 | 5.135e-22 | 9099.4232 | 1.3832e-24 | 76 | Commercial_2029_SC B_GWh_After Competition Groups_76 | Networked/Connected - High Impact Application | 1.383e-22% | 5.135e-22 | 1.2587e-20 | Commercial_2029_SC B_GWh_After Competition Groups_Networked/Connected - High Impact Application
Commercial | Com ¦ Networked/Connected - Low Impact Application | 2029 | SC B | GWh | After Competition Groups | 7.03e-21 | 3.6574e-16 | 3.6574e-22 | 9099.4232 | 7.7257e-25 | 77 | Commercial_2029_SC B_GWh_After Competition Groups_77 | Networked/Connected - Low Impact Application | 7.726e-23% | 3.6574e-22 | 7.03e-21 | Commercial_2029_SC B_GWh_After Competition Groups_Networked/Connected - Low Impact Application
Commercial | Com ¦ Efficient compressor motor | 2029 | SC B | GWh | After Competition Groups | 0 | 0 | 0 | 9099.4232 | 0 | 78 | Commercial_2029_SC B_GWh_After Competition Groups_78 | Efficient compressor motor | 0% | 0 | 0 | Commercial_2029_SC B_GWh_After Competition Groups_Efficient compressor motor
Commercial | Com ¦ Indoor Daylight Sensors/Photocell Dimming Control | 2029 | SC B | GWh | After Competition Groups | 0 | 0 | 0 | 9099.4232 | 0 | 79 | Commercial_2029_SC B_GWh_After Competition Groups_79 | Indoor Daylight Sensors/Photocell Dimming Control | 0% | 0 | 0 | Commercial_2029_SC B_GWh_After Competition Groups_Indoor Daylight Sensors/Photocell Dimming Control
Commercial | Com ¦ Variable Refrigerant Flow Heat Pump | 2029 | SC B | GWh | After Competition Groups | 0 | 0 | 0 | 9099.4232 | 0 | 80 | Commercial_2029_SC B_GWh_After Competition Groups_80 | Variable Refrigerant Flow Heat Pump | 0% | 0 | 0 | Commercial_2029_SC B_GWh_After Competition Groups_Variable Refrigerant Flow Heat Pump
Commercial | Com ¦ LED Low/High Bay | 2029 | SC C | GWh | After Competition Groups | 836.704 | 74151609.5268 | 74.1516 | 7046.0215 | 0.11875 | 1 | Commercial_2029_SC C_GWh_After Competition Groups_1 | LED Low/High Bay | 11.87% | 74.1516 | 836.704 | Commercial_2029_SC C_GWh_After Competition Groups_LED Low/High Bay
Commercial | Com ¦ ENERGY STAR LED LAMPS (REFLECTOR LAMPs/MR16/PAR 16) | 2029 | SC C | GWh | After Competition Groups | 831.5506 | 3052114.5718 | 3.0521 | 7046.0215 | 0.11802 | 2 | Commercial_2029_SC C_GWh_After Competition Groups_2 | ENERGY STAR LED LAMPS (REFLECTOR LAMPs/MR16/PAR 16) | 11.8% | 3.0521 | 831.5506 | Commercial_2029_SC C_GWh_After Competition Groups_ENERGY STAR LED LAMPS (REFLECTOR LAMPs/MR16/PAR 16)
Commercial | Com ¦ LED Troffer/Surface/Suspended | 2029 | SC C | GWh | After Competition Groups | 785.6798 | 60944774.6067 | 60.9448 | 7046.0215 | 0.11151 | 3 | Commercial_2029_SC C_GWh_After Competition Groups_3 | LED Troffer/Surface/Suspended | 11.15% | 60.9448 | 785.6798 | Commercial_2029_SC C_GWh_After Competition Groups_LED Troffer/Surface/Suspended
Commercial | Com ¦ LED EXTERIOR AREA LIGHTS - LED fixture (200W) | 2029 | SC C | GWh | After Competition Groups | 534.5907 | 0 | 0 | 7046.0215 | 0.075871 | 4 | Commercial_2029_SC C_GWh_After Competition Groups_4 | LED EXTERIOR AREA LIGHTS - LED fixture (200W) | 7.587% | 0 | 534.5907 | Commercial_2029_SC C_GWh_After Competition Groups_LED EXTERIOR AREA LIGHTS - LED fixture (200W)
Commercial | Com ¦ LED parking lot fixture | 2029 | SC C | GWh | After Competition Groups | 515.8104 | 8068819.6252 | 8.0688 | 7046.0215 | 0.073206 | 5 | Commercial_2029_SC C_GWh_After Competition Groups_5 | LED parking lot fixture | 7.321% | 8.0688 | 515.8104 | Commercial_2029_SC C_GWh_After Competition Groups_LED parking lot fixture
Commercial | Com ¦ LED Replacement Lamp (Tube) | 2029 | SC C | GWh | After Competition Groups | 450.8559 | 0 | 0 | 7046.0215 | 0.063987 | 6 | Commercial_2029_SC C_GWh_After Competition Groups_6 | LED Replacement Lamp (Tube) | 6.399% | 0 | 450.8559 | Commercial_2029_SC C_GWh_After Competition Groups_LED Replacement Lamp (Tube)
Commercial | Com ¦ Building Recommissioning, Operations and Maintenance (O&M) Improvements | 2029 | SC C | GWh | After Competition Groups | 366.0512 | 2020492.5009 | 2.0205 | 7046.0215 | 0.051951 | 7 | Commercial_2029_SC C_GWh_After Competition Groups_7 | Building Recommissioning, Operations and Maintenance (O&M) Improvements | 5.195% | 2.0205 | 366.0512 | Commercial_2029_SC C_GWh_After Competition Groups_Building Recommissioning, Operations and Maintenance (O&M) Improvements
Commercial | Com ¦ LED street light fixture | 2029 | SC C | GWh | After Competition Groups | 318.5798 | 11581818.5387 | 11.5818 | 7046.0215 | 0.045214 | 8 | Commercial_2029_SC C_GWh_After Competition Groups_8 | LED street light fixture | 4.521% | 11.5818 | 318.5798 | Commercial_2029_SC C_GWh_After Competition Groups_LED street light fixture
Commercial | Com ¦ Furnace Tune-Up | 2029 | SC C | GWh | After Competition Groups | 239.497 | 116006.5556 | 0.11601 | 7046.0215 | 0.03399 | 9 | Commercial_2029_SC C_GWh_After Competition Groups_9 | Furnace Tune-Up | 3.399% | 0.11601 | 239.497 | Commercial_2029_SC C_GWh_After Competition Groups_Furnace Tune-Up
Commercial | Com ¦ Data Center Storage/Server Virtualization | 2029 | SC C | GWh | After Competition Groups | 189.6061 | 0 | 0 | 7046.0215 | 0.02691 | 10 | Commercial_2029_SC C_GWh_After Competition Groups_10 | Data Center Storage/Server Virtualization | 2.691% | 0 | 189.6061 | Commercial_2029_SC C_GWh_After Competition Groups_Data Center Storage/Server Virtualization
Commercial | Com ¦ High Efficiency Air Source Heat Pump | 2029 | SC C | GWh | After Competition Groups | 174.9242 | 1183140.6528 | 1.1831 | 7046.0215 | 0.024826 | 11 | Commercial_2029_SC C_GWh_After Competition Groups_11 | High Efficiency Air Source Heat Pump | 2.483% | 1.1831 | 174.9242 | Commercial_2029_SC C_GWh_After Competition Groups_High Efficiency Air Source Heat Pump
Commercial | Com ¦ Reach-in Shaded Pole to ECM/PSC Evaporator Fan Motor | 2029 | SC C | GWh | After Competition Groups | 173.0626 | 2532960.6069 | 2.533 | 7046.0215 | 0.024562 | 12 | Commercial_2029_SC C_GWh_After Competition Groups_12 | Reach-in Shaded Pole to ECM/PSC Evaporator Fan Motor | 2.456% | 2.533 | 173.0626 | Commercial_2029_SC C_GWh_After Competition Groups_Reach-in Shaded Pole to ECM/PSC Evaporator Fan Motor
Commercial | Com ¦ LED or Equivalent Sign Lighting | 2029 | SC C | GWh | After Competition Groups | 142.6739 | 10610212.8481 | 10.6102 | 7046.0215 | 0.020249 | 13 | Commercial_2029_SC C_GWh_After Competition Groups_13 | LED or Equivalent Sign Lighting | 2.025% | 10.6102 | 142.6739 | Commercial_2029_SC C_GWh_After Competition Groups_LED or Equivalent Sign Lighting
Commercial | Com ¦ Refrigerated Display Case Doors | 2029 | SC C | GWh | After Competition Groups | 142.6002 | 13021966.8007 | 13.022 | 7046.0215 | 0.020238 | 14 | Commercial_2029_SC C_GWh_After Competition Groups_14 | Refrigerated Display Case Doors | 2.024% | 13.022 | 142.6002 | Commercial_2029_SC C_GWh_After Competition Groups_Refrigerated Display Case Doors
Commercial | Com ¦ Strip Curtains | 2029 | SC C | GWh | After Competition Groups | 115.8032 | 176899.7253 | 0.1769 | 7046.0215 | 0.016435 | 15 | Commercial_2029_SC C_GWh_After Competition Groups_15 | Strip Curtains | 1.644% | 0.1769 | 115.8032 | Commercial_2029_SC C_GWh_After Competition Groups_Strip Curtains
Commercial | Com ¦ Education and Capacity Building/Energy Behavior | 2029 | SC C | GWh | After Competition Groups | 113.5071 | 1321148.4442 | 1.3211 | 7046.0215 | 0.016109 | 16 | Commercial_2029_SC C_GWh_After Competition Groups_16 | Education and Capacity Building/Energy Behavior | 1.611% | 1.3211 | 113.5071 | Commercial_2029_SC C_GWh_After Competition Groups_Education and Capacity Building/Energy Behavior
Commercial | Com ¦ ENERGY STAR LED LAMPS (General Service Lamps) | 2029 | SC C | GWh | After Competition Groups | 102.5191 | 401979.4089 | 0.40198 | 7046.0215 | 0.01455 | 17 | Commercial_2029_SC C_GWh_After Competition Groups_17 | ENERGY STAR LED LAMPS (General Service Lamps) | 1.455% | 0.40198 | 102.5191 | Commercial_2029_SC C_GWh_After Competition Groups_ENERGY STAR LED LAMPS (General Service Lamps)
Commercial | Com ¦ Demand Control Ventilation | 2029 | SC C | GWh | After Competition Groups | 96.3476 | 3241677.9302 | 3.2417 | 7046.0215 | 0.013674 | 18 | Commercial_2029_SC C_GWh_After Competition Groups_18 | Demand Control Ventilation | 1.367% | 3.2417 | 96.3476 | Commercial_2029_SC C_GWh_After Competition Groups_Demand Control Ventilation
Commercial | Com ¦ Advanced BAS/Controllers | 2029 | SC C | GWh | After Competition Groups | 86.9868 | 466719.8239 | 0.46672 | 7046.0215 | 0.012346 | 19 | Commercial_2029_SC C_GWh_After Competition Groups_19 | Advanced BAS/Controllers | 1.235% | 0.46672 | 86.9868 | Commercial_2029_SC C_GWh_After Competition Groups_Advanced BAS/Controllers
Commercial | Com ¦ Centrally controlled desktop PC/NETWORK PC POWER MANAGEMENT SOFTWARE | 2029 | SC C | GWh | After Competition Groups | 85.3329 | 835622.436 | 0.83562 | 7046.0215 | 0.012111 | 20 | Commercial_2029_SC C_GWh_After Competition Groups_20 | Centrally controlled desktop PC/NETWORK PC POWER MANAGEMENT SOFTWARE | 1.211% | 0.83562 | 85.3329 | Commercial_2029_SC C_GWh_After Competition Groups_Centrally controlled desktop PC/NETWORK PC POWER MANAGEMENT SOFTWARE
Commercial | Com ¦ Variable Frequency Drive (VFD) | 2029 | SC C | GWh | After Competition Groups | 79.8116 | 1914197.879 | 1.9142 | 7046.0215 | 0.011327 | 21 | Commercial_2029_SC C_GWh_After Competition Groups_21 | Variable Frequency Drive (VFD) | 1.133% | 1.9142 | 79.8116 | Commercial_2029_SC C_GWh_After Competition Groups_Variable Frequency Drive (VFD)
Commercial | Com ¦ VFD on Pumps | 2029 | SC C | GWh | After Competition Groups | 74.5243 | 1944915.3118 | 1.9449 | 7046.0215 | 0.010577 | 22 | Commercial_2029_SC C_GWh_After Competition Groups_22 | VFD on Pumps | 1.058% | 1.9449 | 74.5243 | Commercial_2029_SC C_GWh_After Competition Groups_VFD on Pumps
Commercial | Com ¦ Adaptive Thermostats | 2029 | SC C | GWh | After Competition Groups | 62.7541 | 3430680.6103 | 3.4307 | 7046.0215 | 0.0089063 | 23 | Commercial_2029_SC C_GWh_After Competition Groups_23 | Adaptive Thermostats | 0.8906% | 3.4307 | 62.7541 | Commercial_2029_SC C_GWh_After Competition Groups_Adaptive Thermostats
Commercial | Com ¦ Unitary Air-Conditioning Unit | 2029 | SC C | GWh | After Competition Groups | 48.9118 | 8607914.7634 | 8.6079 | 7046.0215 | 0.0069418 | 24 | Commercial_2029_SC C_GWh_After Competition Groups_24 | Unitary Air-Conditioning Unit | 0.6942% | 8.6079 | 48.9118 | Commercial_2029_SC C_GWh_After Competition Groups_Unitary Air-Conditioning Unit
Commercial | Com ¦ Air Handler with Dedicated Outdoor Air Systems | 2029 | SC C | GWh | After Competition Groups | 44.034 | 0 | 0 | 7046.0215 | 0.0062495 | 25 | Commercial_2029_SC C_GWh_After Competition Groups_25 | Air Handler with Dedicated Outdoor Air Systems | 0.6249% | 0 | 44.034 | Commercial_2029_SC C_GWh_After Competition Groups_Air Handler with Dedicated Outdoor Air Systems
Commercial | Com ¦ ECM MOTORS FOR EVAPORATOR FANS for refrigeration (WALK-IN) | 2029 | SC C | GWh | After Competition Groups | 37.1933 | 1156660.7001 | 1.1567 | 7046.0215 | 0.0052786 | 26 | Commercial_2029_SC C_GWh_After Competition Groups_26 | ECM MOTORS FOR EVAPORATOR FANS for refrigeration (WALK-IN) | 0.5279% | 1.1567 | 37.1933 | Commercial_2029_SC C_GWh_After Competition Groups_ECM MOTORS FOR EVAPORATOR FANS for refrigeration (WALK-IN)
Commercial | Com ¦ Condensing Unit Heaters or other Efficient Unit Heating System | 2029 | SC C | GWh | After Competition Groups | 36.0127 | 34822.0131 | 0.034822 | 7046.0215 | 0.0051111 | 27 | Commercial_2029_SC C_GWh_After Competition Groups_27 | Condensing Unit Heaters or other Efficient Unit Heating System | 0.5111% | 0.034822 | 36.0127 | Commercial_2029_SC C_GWh_After Competition Groups_Condensing Unit Heaters or other Efficient Unit Heating System
Commercial | Com ¦ Refrigerated Display Case LED | 2029 | SC C | GWh | After Competition Groups | 35.7973 | 2318565.638 | 2.3186 | 7046.0215 | 0.0050805 | 28 | Commercial_2029_SC C_GWh_After Competition Groups_28 | Refrigerated Display Case LED | 0.5081% | 2.3186 | 35.7973 | Commercial_2029_SC C_GWh_After Competition Groups_Refrigerated Display Case LED
Commercial | Com ¦ Demand Control Kitchen Ventilation | 2029 | SC C | GWh | After Competition Groups | 34.2048 | 187139.7208 | 0.18714 | 7046.0215 | 0.0048545 | 29 | Commercial_2029_SC C_GWh_After Competition Groups_29 | Demand Control Kitchen Ventilation | 0.4854% | 0.18714 | 34.2048 | Commercial_2029_SC C_GWh_After Competition Groups_Demand Control Kitchen Ventilation
Commercial | Com ¦ Door Gasket Freezer/Refrigerator | 2029 | SC C | GWh | After Competition Groups | 32.4937 | 1344518.6947 | 1.3445 | 7046.0215 | 0.0046116 | 30 | Commercial_2029_SC C_GWh_After Competition Groups_30 | Door Gasket Freezer/Refrigerator | 0.4612% | 1.3445 | 32.4937 | Commercial_2029_SC C_GWh_After Competition Groups_Door Gasket Freezer/Refrigerator
Commercial | Com ¦ Freezer Case Light Sensor | 2029 | SC C | GWh | After Competition Groups | 30.525 | 2541135.9443 | 2.5411 | 7046.0215 | 0.0043322 | 31 | Commercial_2029_SC C_GWh_After Competition Groups_31 | Freezer Case Light Sensor | 0.4332% | 2.5411 | 30.525 | Commercial_2029_SC C_GWh_After Competition Groups_Freezer Case Light Sensor
Commercial | Com ¦ Evaporator Fan Controls | 2029 | SC C | GWh | After Competition Groups | 29.7758 | 181054.7386 | 0.18105 | 7046.0215 | 0.0042259 | 32 | Commercial_2029_SC C_GWh_After Competition Groups_32 | Evaporator Fan Controls | 0.4226% | 0.18105 | 29.7758 | Commercial_2029_SC C_GWh_After Competition Groups_Evaporator Fan Controls
Commercial | Com ¦ ENERGY STAR Griddle (74% eff) | 2029 | SC C | GWh | After Competition Groups | 21.8015 | 224082.6343 | 0.22408 | 7046.0215 | 0.0030942 | 33 | Commercial_2029_SC C_GWh_After Competition Groups_33 | ENERGY STAR Griddle (74% eff) | 0.3094% | 0.22408 | 21.8015 | Commercial_2029_SC C_GWh_After Competition Groups_ENERGY STAR Griddle (74% eff)
Commercial | Com ¦ Occupancy Sensors | 2029 | SC C | GWh | After Competition Groups | 20.1433 | 5849.2598 | 0.0058493 | 7046.0215 | 0.0028588 | 34 | Commercial_2029_SC C_GWh_After Competition Groups_34 | Occupancy Sensors | 0.2859% | 0.0058493 | 20.1433 | Commercial_2029_SC C_GWh_After Competition Groups_Occupancy Sensors
Commercial | Com ¦ Chilled Water Optimization | 2029 | SC C | GWh | After Competition Groups | 19.8387 | 1632702.1116 | 1.6327 | 7046.0215 | 0.0028156 | 35 | Commercial_2029_SC C_GWh_After Competition Groups_35 | Chilled Water Optimization | 0.2816% | 1.6327 | 19.8387 | Commercial_2029_SC C_GWh_After Competition Groups_Chilled Water Optimization
Commercial | Com ¦ Elec Storage WH 2.30 Et | 2029 | SC C | GWh | After Competition Groups | 12.5123 | 607662.0641 | 0.60766 | 7046.0215 | 0.0017758 | 36 | Commercial_2029_SC C_GWh_After Competition Groups_36 | Elec Storage WH 2.30 Et | 0.1776% | 0.60766 | 12.5123 | Commercial_2029_SC C_GWh_After Competition Groups_Elec Storage WH 2.30 Et
Commercial | Com ¦ BEVERAGE VENDING MACHINE CONTROLS | 2029 | SC C | GWh | After Competition Groups | 12.3753 | 304245.2111 | 0.30425 | 7046.0215 | 0.0017564 | 37 | Commercial_2029_SC C_GWh_After Competition Groups_37 | BEVERAGE VENDING MACHINE CONTROLS | 0.1756% | 0.30425 | 12.3753 | Commercial_2029_SC C_GWh_After Competition Groups_BEVERAGE VENDING MACHINE CONTROLS
Commercial | Com ¦ Temperature Adjustment in Commercial Freezers | 2029 | SC C | GWh | After Competition Groups | 11.3989 | 0 | 0 | 7046.0215 | 0.0016178 | 38 | Commercial_2029_SC C_GWh_After Competition Groups_38 | Temperature Adjustment in Commercial Freezers | 0.1618% | 0 | 11.3989 | Commercial_2029_SC C_GWh_After Competition Groups_Temperature Adjustment in Commercial Freezers
Commercial | Com ¦ CO Sensors for parking garage exhaust fans | 2029 | SC C | GWh | After Competition Groups | 10.9248 | 746403.1867 | 0.7464 | 7046.0215 | 0.0015505 | 39 | Commercial_2029_SC C_GWh_After Competition Groups_39 | CO Sensors for parking garage exhaust fans | 0.155% | 0.7464 | 10.9248 | Commercial_2029_SC C_GWh_After Competition Groups_CO Sensors for parking garage exhaust fans
Commercial | Com ¦ Energy Efficient Laboratory Fume Hood | 2029 | SC C | GWh | After Competition Groups | 10.0042 | 615273.4381 | 0.61527 | 7046.0215 | 0.0014198 | 40 | Commercial_2029_SC C_GWh_After Competition Groups_40 | Energy Efficient Laboratory Fume Hood | 0.142% | 0.61527 | 10.0042 | Commercial_2029_SC C_GWh_After Competition Groups_Energy Efficient Laboratory Fume Hood
Commercial | Com ¦ Water Source Heat Pump (4 ton) | 2029 | SC C | GWh | After Competition Groups | 8.9395 | 1056122.2317 | 1.0561 | 7046.0215 | 0.0012687 | 41 | Commercial_2029_SC C_GWh_After Competition Groups_41 | Water Source Heat Pump (4 ton) | 0.1269% | 1.0561 | 8.9395 | Commercial_2029_SC C_GWh_After Competition Groups_Water Source Heat Pump (4 ton)
Commercial | Com ¦ Vertical Night Covers | 2029 | SC C | GWh | After Competition Groups | 8.8324 | 175623.9482 | 0.17562 | 7046.0215 | 0.0012535 | 42 | Commercial_2029_SC C_GWh_After Competition Groups_42 | Vertical Night Covers | 0.1254% | 0.17562 | 8.8324 | Commercial_2029_SC C_GWh_After Competition Groups_Vertical Night Covers
Commercial | Com ¦ Outside Air Economizer | 2029 | SC C | GWh | After Competition Groups | 8.388 | 114656.616 | 0.11466 | 7046.0215 | 0.0011905 | 43 | Commercial_2029_SC C_GWh_After Competition Groups_43 | Outside Air Economizer | 0.119% | 0.11466 | 8.388 | Commercial_2029_SC C_GWh_After Competition Groups_Outside Air Economizer
Commercial | Com ¦ Duct Insulation, R8 | 2029 | SC C | GWh | After Competition Groups | 8.0134 | 357921.1592 | 0.35792 | 7046.0215 | 0.0011373 | 44 | Commercial_2029_SC C_GWh_After Competition Groups_44 | Duct Insulation, R8 | 0.1137% | 0.35792 | 8.0134 | Commercial_2029_SC C_GWh_After Competition Groups_Duct Insulation, R8
Commercial | Com ¦ ENERGY STAR Fryer (84% eff) | 2029 | SC C | GWh | After Competition Groups | 7.9341 | 157254.4173 | 0.15725 | 7046.0215 | 0.001126 | 45 | Commercial_2029_SC C_GWh_After Competition Groups_45 | ENERGY STAR Fryer (84% eff) | 0.1126% | 0.15725 | 7.9341 | Commercial_2029_SC C_GWh_After Competition Groups_ENERGY STAR Fryer (84% eff)
Commercial | Com ¦ Water Heating (DHW) Pipe Insulation (Add 3/4\ Foam)" | 2029 | SC C | GWh | After Competition Groups | 7.6479 | 247211.335 | 0.24721 | 7046.0215 | 0.0010854 | 46 | Commercial_2029_SC C_GWh_After Competition Groups_46 | Water Heating (DHW) Pipe Insulation (Add 3/4\ Foam)" | 0.1085% | 0.24721 | 7.6479 | Commercial_2029_SC C_GWh_After Competition Groups_Water Heating (DHW) Pipe Insulation (Add 3/4\ Foam)"
Commercial | Com ¦ Suction Pipe Insulation Freezer/Refrigerator | 2029 | SC C | GWh | After Competition Groups | 4.8364 | 173553.8649 | 0.17355 | 7046.0215 | 0.0006864 | 47 | Commercial_2029_SC C_GWh_After Competition Groups_47 | Suction Pipe Insulation Freezer/Refrigerator | 0.06864% | 0.17355 | 4.8364 | Commercial_2029_SC C_GWh_After Competition Groups_Suction Pipe Insulation Freezer/Refrigerator
Commercial | Com ¦ ENERGY STAR Dishwasher | 2029 | SC C | GWh | After Competition Groups | 4.1638 | 33624.4701 | 0.033624 | 7046.0215 | 0.00059094 | 48 | Commercial_2029_SC C_GWh_After Competition Groups_48 | ENERGY STAR Dishwasher | 0.05909% | 0.033624 | 4.1638 | Commercial_2029_SC C_GWh_After Competition Groups_ENERGY STAR Dishwasher
Commercial | Com ¦ ENERGY STAR Steam Cookers | 2029 | SC C | GWh | After Competition Groups | 3.7909 | 83031.5654 | 0.083032 | 7046.0215 | 0.00053802 | 49 | Commercial_2029_SC C_GWh_After Competition Groups_49 | ENERGY STAR Steam Cookers | 0.0538% | 0.083032 | 3.7909 | Commercial_2029_SC C_GWh_After Competition Groups_ENERGY STAR Steam Cookers
Commercial | Com ¦ Condensing Make Up Air Unit | 2029 | SC C | GWh | After Competition Groups | 2.8329 | 545261.3006 | 0.54526 | 7046.0215 | 0.00040205 | 50 | Commercial_2029_SC C_GWh_After Competition Groups_50 | Condensing Make Up Air Unit | 0.04021% | 0.54526 | 2.8329 | Commercial_2029_SC C_GWh_After Competition Groups_Condensing Make Up Air Unit
Commercial | Com ¦ Ozone Laundry Treatment | 2029 | SC C | GWh | After Competition Groups | 2.4366 | 206018.2555 | 0.20602 | 7046.0215 | 0.00034582 | 51 | Commercial_2029_SC C_GWh_After Competition Groups_51 | Ozone Laundry Treatment | 0.03458% | 0.20602 | 2.4366 | Commercial_2029_SC C_GWh_After Competition Groups_Ozone Laundry Treatment
Commercial | Com ¦ Thermostat Setback | 2029 | SC C | GWh | After Competition Groups | 2.106 | 0 | 0 | 7046.0215 | 0.00029889 | 52 | Commercial_2029_SC C_GWh_After Competition Groups_52 | Thermostat Setback | 0.02989% | 0 | 2.106 | Commercial_2029_SC C_GWh_After Competition Groups_Thermostat Setback
Commercial | Com ¦ Demand controlled Circulating Systems | 2029 | SC C | GWh | After Competition Groups | 1.6274 | 0 | 0 | 7046.0215 | 0.00023096 | 53 | Commercial_2029_SC C_GWh_After Competition Groups_53 | Demand controlled Circulating Systems | 0.0231% | 0 | 1.6274 | Commercial_2029_SC C_GWh_After Competition Groups_Demand controlled Circulating Systems
Commercial | Com ¦ ECM MOTORS FOR HVAC APPLICATION (FAN-POWERED VAV BOX) | 2029 | SC C | GWh | After Competition Groups | 1.1737 | 41496.8232 | 0.041497 | 7046.0215 | 0.00016657 | 54 | Commercial_2029_SC C_GWh_After Competition Groups_54 | ECM MOTORS FOR HVAC APPLICATION (FAN-POWERED VAV BOX) | 0.01666% | 0.041497 | 1.1737 | Commercial_2029_SC C_GWh_After Competition Groups_ECM MOTORS FOR HVAC APPLICATION (FAN-POWERED VAV BOX)
Commercial | Com ¦ CEE Tier 2/Energy Star Clothes Washers | 2029 | SC C | GWh | After Competition Groups | 0.81198 | 20421.0313 | 0.020421 | 7046.0215 | 0.00011524 | 55 | Commercial_2029_SC C_GWh_After Competition Groups_55 | CEE Tier 2/Energy Star Clothes Washers | 0.01152% | 0.020421 | 0.81198 | Commercial_2029_SC C_GWh_After Competition Groups_CEE Tier 2/Energy Star Clothes Washers
Commercial | Com ¦ LLLC - High Impact Application | 2029 | SC C | GWh | After Competition Groups | 0.6542 | 8.2727 | 8.2727e-06 | 7046.0215 | 9.2846e-05 | 56 | Commercial_2029_SC C_GWh_After Competition Groups_56 | LLLC - High Impact Application | 0.009285% | 8.2727e-06 | 0.6542 | Commercial_2029_SC C_GWh_After Competition Groups_LLLC - High Impact Application
Commercial | Com ¦ Notched V belts for HVAC Systems | 2029 | SC C | GWh | After Competition Groups | 0.57947 | 30788.4778 | 0.030788 | 7046.0215 | 8.224e-05 | 57 | Commercial_2029_SC C_GWh_After Competition Groups_57 | Notched V belts for HVAC Systems | 0.008224% | 0.030788 | 0.57947 | Commercial_2029_SC C_GWh_After Competition Groups_Notched V belts for HVAC Systems
Commercial | Com ¦ Solar Water Preheat (Pools/DHW) | 2029 | SC C | GWh | After Competition Groups | 0.48011 | 2445.59 | 0.0024456 | 7046.0215 | 6.8139e-05 | 58 | Commercial_2029_SC C_GWh_After Competition Groups_58 | Solar Water Preheat (Pools/DHW) | 0.006814% | 0.0024456 | 0.48011 | Commercial_2029_SC C_GWh_After Competition Groups_Solar Water Preheat (Pools/DHW)
Commercial | Com ¦ Auto Off Time Switch or Time Clock control | 2029 | SC C | GWh | After Competition Groups | 0.47265 | 81.9598 | 8.196e-05 | 7046.0215 | 6.7081e-05 | 59 | Commercial_2029_SC C_GWh_After Competition Groups_59 | Auto Off Time Switch or Time Clock control | 0.006708% | 8.196e-05 | 0.47265 | Commercial_2029_SC C_GWh_After Competition Groups_Auto Off Time Switch or Time Clock control
Commercial | COM ¦ Ductless Mini-Split Heat Pumps | 2029 | SC C | GWh | After Competition Groups | 0.44042 | 194.6623 | 0.00019466 | 7046.0215 | 6.2506e-05 | 60 | Commercial_2029_SC C_GWh_After Competition Groups_60 | Ductless Mini-Split Heat Pumps | 0.006251% | 0.00019466 | 0.44042 | Commercial_2029_SC C_GWh_After Competition Groups_Ductless Mini-Split Heat Pumps
Commercial | Com ¦ Low Flow Pre-Rinse Spray Nozzle | 2029 | SC C | GWh | After Competition Groups | 0.41754 | 3097.2698 | 0.0030973 | 7046.0215 | 5.9258e-05 | 61 | Commercial_2029_SC C_GWh_After Competition Groups_61 | Low Flow Pre-Rinse Spray Nozzle | 0.005926% | 0.0030973 | 0.41754 | Commercial_2029_SC C_GWh_After Competition Groups_Low Flow Pre-Rinse Spray Nozzle
Commercial | Com ¦ LLLC - Low Impact Application | 2029 | SC C | GWh | After Competition Groups | 0.39818 | 208.9723 | 0.00020897 | 7046.0215 | 5.6511e-05 | 62 | Commercial_2029_SC C_GWh_After Competition Groups_62 | LLLC - Low Impact Application | 0.005651% | 0.00020897 | 0.39818 | Commercial_2029_SC C_GWh_After Competition Groups_LLLC - Low Impact Application
Commercial | Com ¦ PTAC (12 EER/10,000 BTU) | 2029 | SC C | GWh | After Competition Groups | 0.33647 | 23931.2636 | 0.023931 | 7046.0215 | 4.7753e-05 | 63 | Commercial_2029_SC C_GWh_After Competition Groups_63 | PTAC (12 EER/10,000 BTU) | 0.004775% | 0.023931 | 0.33647 | Commercial_2029_SC C_GWh_After Competition Groups_PTAC (12 EER/10,000 BTU)
Commercial | Com ¦ HVAC Optimization | 2029 | SC C | GWh | After Competition Groups | 0.27068 | 215.2555 | 0.00021526 | 7046.0215 | 3.8416e-05 | 64 | Commercial_2029_SC C_GWh_After Competition Groups_64 | HVAC Optimization | 0.003842% | 0.00021526 | 0.27068 | Commercial_2029_SC C_GWh_After Competition Groups_HVAC Optimization
Commercial | Com ¦ Commercial Hot Food Holding Cabinets | 2029 | SC C | GWh | After Competition Groups | 0.19583 | 2989.6052 | 0.0029896 | 7046.0215 | 2.7793e-05 | 65 | Commercial_2029_SC C_GWh_After Competition Groups_65 | Commercial Hot Food Holding Cabinets | 0.002779% | 0.0029896 | 0.19583 | Commercial_2029_SC C_GWh_After Competition Groups_Commercial Hot Food Holding Cabinets
Commercial | Com ¦ Air Curtains | 2029 | SC C | GWh | After Competition Groups | 0.12605 | 6532.5638 | 0.0065326 | 7046.0215 | 1.789e-05 | 66 | Commercial_2029_SC C_GWh_After Competition Groups_66 | Air Curtains | 0.001789% | 0.0065326 | 0.12605 | Commercial_2029_SC C_GWh_After Competition Groups_Air Curtains
Commercial | Com ¦ LED RECESSED DOWNLIGHTS | 2029 | SC C | GWh | After Competition Groups | 0.081928 | 11449.7377 | 0.01145 | 7046.0215 | 1.1628e-05 | 67 | Commercial_2029_SC C_GWh_After Competition Groups_67 | LED RECESSED DOWNLIGHTS | 0.001163% | 0.01145 | 0.081928 | Commercial_2029_SC C_GWh_After Competition Groups_LED RECESSED DOWNLIGHTS
Commercial | Com ¦ High Efficiency Small Instantaneous Water Heater | 2029 | SC C | GWh | After Competition Groups | 0.076072 | 13781.6769 | 0.013782 | 7046.0215 | 1.0797e-05 | 68 | Commercial_2029_SC C_GWh_After Competition Groups_68 | High Efficiency Small Instantaneous Water Heater | 0.00108% | 0.013782 | 0.076072 | Commercial_2029_SC C_GWh_After Competition Groups_High Efficiency Small Instantaneous Water Heater
Commercial | Com ¦ Wall Insulation | 2029 | SC C | GWh | After Competition Groups | 0.073023 | 409.8481 | 0.00040985 | 7046.0215 | 1.0364e-05 | 69 | Commercial_2029_SC C_GWh_After Competition Groups_69 | Wall Insulation | 0.001036% | 0.00040985 | 0.073023 | Commercial_2029_SC C_GWh_After Competition Groups_Wall Insulation
Commercial | Com ¦ Energy Recovery Ventilation and Ventilation (Enhanced) | 2029 | SC C | GWh | After Competition Groups | 0.061112 | 0 | 0 | 7046.0215 | 8.6733e-06 | 70 | Commercial_2029_SC C_GWh_After Competition Groups_70 | Energy Recovery Ventilation and Ventilation (Enhanced) | 0.0008673% | 0 | 0.061112 | Commercial_2029_SC C_GWh_After Competition Groups_Energy Recovery Ventilation and Ventilation (Enhanced)
Commercial | Com ¦ High Efficiency Chiller (avg of water and air cooled) | 2029 | SC C | GWh | After Competition Groups | 0.035451 | 8006.2573 | 0.0080063 | 7046.0215 | 5.0313e-06 | 71 | Commercial_2029_SC C_GWh_After Competition Groups_71 | High Efficiency Chiller (avg of water and air cooled) | 0.0005031% | 0.0080063 | 0.035451 | Commercial_2029_SC C_GWh_After Competition Groups_High Efficiency Chiller (avg of water and air cooled)
Commercial | Com ¦ VSD Air Compressor | 2029 | SC C | GWh | After Competition Groups | 0.023144 | 551.4065 | 0.00055141 | 7046.0215 | 3.2847e-06 | 72 | Commercial_2029_SC C_GWh_After Competition Groups_72 | VSD Air Compressor | 0.0003285% | 0.00055141 | 0.023144 | Commercial_2029_SC C_GWh_After Competition Groups_VSD Air Compressor
Commercial | Com ¦ Room AC (w/ louvered sides) 14 SEER from 12 SEER code | 2029 | SC C | GWh | After Competition Groups | 0.021926 | 3063.6814 | 0.0030637 | 7046.0215 | 3.1118e-06 | 73 | Commercial_2029_SC C_GWh_After Competition Groups_73 | Room AC (w/ louvered sides) 14 SEER from 12 SEER code | 0.0003112% | 0.0030637 | 0.021926 | Commercial_2029_SC C_GWh_After Competition Groups_Room AC (w/ louvered sides) 14 SEER from 12 SEER code
Commercial | Com ¦ EC Plug Fan for Data Center (under cabinet) | 2029 | SC C | GWh | After Competition Groups | 0.017065 | 1243.403 | 0.0012434 | 7046.0215 | 2.4219e-06 | 74 | Commercial_2029_SC C_GWh_After Competition Groups_74 | EC Plug Fan for Data Center (under cabinet) | 0.0002422% | 0.0012434 | 0.017065 | Commercial_2029_SC C_GWh_After Competition Groups_EC Plug Fan for Data Center (under cabinet)
Commercial | Com ¦ Electric Convection Combination Ovens | 2029 | SC C | GWh | After Competition Groups | 0.0023623 | 3.7414 | 3.7414e-06 | 7046.0215 | 3.3526e-07 | 75 | Commercial_2029_SC C_GWh_After Competition Groups_75 | Electric Convection Combination Ovens | 3.353e-05% | 3.7414e-06 | 0.0023623 | Commercial_2029_SC C_GWh_After Competition Groups_Electric Convection Combination Ovens
Commercial | Com ¦ Networked/Connected - High Impact Application | 2029 | SC C | GWh | After Competition Groups | 0.0021945 | 0.013824 | 1.3824e-08 | 7046.0215 | 3.1145e-07 | 76 | Commercial_2029_SC C_GWh_After Competition Groups_76 | Networked/Connected - High Impact Application | 3.114e-05% | 1.3824e-08 | 0.0021945 | Commercial_2029_SC C_GWh_After Competition Groups_Networked/Connected - High Impact Application
Commercial | Com ¦ Networked/Connected - Low Impact Application | 2029 | SC C | GWh | After Competition Groups | 0.00010719 | 0.049936 | 4.9936e-08 | 7046.0215 | 1.5212e-08 | 77 | Commercial_2029_SC C_GWh_After Competition Groups_77 | Networked/Connected - Low Impact Application | 1.521e-06% | 4.9936e-08 | 0.00010719 | Commercial_2029_SC C_GWh_After Competition Groups_Networked/Connected - Low Impact Application
Commercial | Com ¦ Efficient compressor motor | 2029 | SC C | GWh | After Competition Groups | 0 | 0 | 0 | 7046.0215 | 0 | 78 | Commercial_2029_SC C_GWh_After Competition Groups_78 | Efficient compressor motor | 0% | 0 | 0 | Commercial_2029_SC C_GWh_After Competition Groups_Efficient compressor motor
Commercial | Com ¦ Indoor Daylight Sensors/Photocell Dimming Control | 2029 | SC C | GWh | After Competition Groups | 0 | 0 | 0 | 7046.0215 | 0 | 79 | Commercial_2029_SC C_GWh_After Competition Groups_79 | Indoor Daylight Sensors/Photocell Dimming Control | 0% | 0 | 0 | Commercial_2029_SC C_GWh_After Competition Groups_Indoor Daylight Sensors/Photocell Dimming Control
Commercial | Com ¦ Variable Refrigerant Flow Heat Pump | 2029 | SC C | GWh | After Competition Groups | 0 | 0 | 0 | 7046.0215 | 0 | 80 | Commercial_2029_SC C_GWh_After Competition Groups_80 | Variable Refrigerant Flow Heat Pump | 0% | 0 | 0 | Commercial_2029_SC C_GWh_After Competition Groups_Variable Refrigerant Flow Heat Pump
Commercial | Com ¦ ENERGY STAR LED LAMPS (REFLECTOR LAMPs/MR16/PAR 16) | 2029 | SC D | GWh | After Competition Groups | 831.5301 | 0 | 0 | 6518.7981 | 0.12756 | 1 | Commercial_2029_SC D_GWh_After Competition Groups_1 | ENERGY STAR LED LAMPS (REFLECTOR LAMPs/MR16/PAR 16) | 12.76% | 0 | 831.5301 | Commercial_2029_SC D_GWh_After Competition Groups_ENERGY STAR LED LAMPS (REFLECTOR LAMPs/MR16/PAR 16)
Commercial | Com ¦ LED Low/High Bay | 2029 | SC D | GWh | After Competition Groups | 687.9517 | 0 | 0 | 6518.7981 | 0.10553 | 2 | Commercial_2029_SC D_GWh_After Competition Groups_2 | LED Low/High Bay | 10.55% | 0 | 687.9517 | Commercial_2029_SC D_GWh_After Competition Groups_LED Low/High Bay
Commercial | Com ¦ LED Troffer/Surface/Suspended | 2029 | SC D | GWh | After Competition Groups | 662.0655 | 0 | 0 | 6518.7981 | 0.10156 | 3 | Commercial_2029_SC D_GWh_After Competition Groups_3 | LED Troffer/Surface/Suspended | 10.16% | 0 | 662.0655 | Commercial_2029_SC D_GWh_After Competition Groups_LED Troffer/Surface/Suspended
Commercial | Com ¦ LED EXTERIOR AREA LIGHTS - LED fixture (200W) | 2029 | SC D | GWh | After Competition Groups | 524.7241 | 0 | 0 | 6518.7981 | 0.080494 | 4 | Commercial_2029_SC D_GWh_After Competition Groups_4 | LED EXTERIOR AREA LIGHTS - LED fixture (200W) | 8.049% | 0 | 524.7241 | Commercial_2029_SC D_GWh_After Competition Groups_LED EXTERIOR AREA LIGHTS - LED fixture (200W)
Commercial | Com ¦ LED parking lot fixture | 2029 | SC D | GWh | After Competition Groups | 515.8104 | 0 | 0 | 6518.7981 | 0.079127 | 5 | Commercial_2029_SC D_GWh_After Competition Groups_5 | LED parking lot fixture | 7.913% | 0 | 515.8104 | Commercial_2029_SC D_GWh_After Competition Groups_LED parking lot fixture
Commercial | Com ¦ LED Replacement Lamp (Tube) | 2029 | SC D | GWh | After Competition Groups | 450.8559 | 0 | 0 | 6518.7981 | 0.069162 | 6 | Commercial_2029_SC D_GWh_After Competition Groups_6 | LED Replacement Lamp (Tube) | 6.916% | 0 | 450.8559 | Commercial_2029_SC D_GWh_After Competition Groups_LED Replacement Lamp (Tube)
Commercial | Com ¦ Building Recommissioning, Operations and Maintenance (O&M) Improvements | 2029 | SC D | GWh | After Competition Groups | 364.3328 | 0 | 0 | 6518.7981 | 0.05589 | 7 | Commercial_2029_SC D_GWh_After Competition Groups_7 | Building Recommissioning, Operations and Maintenance (O&M) Improvements | 5.589% | 0 | 364.3328 | Commercial_2029_SC D_GWh_After Competition Groups_Building Recommissioning, Operations and Maintenance (O&M) Improvements
Commercial | Com ¦ LED street light fixture | 2029 | SC D | GWh | After Competition Groups | 241.7629 | 0 | 0 | 6518.7981 | 0.037087 | 8 | Commercial_2029_SC D_GWh_After Competition Groups_8 | LED street light fixture | 3.709% | 0 | 241.7629 | Commercial_2029_SC D_GWh_After Competition Groups_LED street light fixture
Commercial | Com ¦ Furnace Tune-Up | 2029 | SC D | GWh | After Competition Groups | 239.4564 | 0 | 0 | 6518.7981 | 0.036733 | 9 | Commercial_2029_SC D_GWh_After Competition Groups_9 | Furnace Tune-Up | 3.673% | 0 | 239.4564 | Commercial_2029_SC D_GWh_After Competition Groups_Furnace Tune-Up
Commercial | Com ¦ Data Center Storage/Server Virtualization | 2029 | SC D | GWh | After Competition Groups | 189.6061 | 0 | 0 | 6518.7981 | 0.029086 | 10 | Commercial_2029_SC D_GWh_After Competition Groups_10 | Data Center Storage/Server Virtualization | 2.909% | 0 | 189.6061 | Commercial_2029_SC D_GWh_After Competition Groups_Data Center Storage/Server Virtualization
Commercial | Com ¦ High Efficiency Air Source Heat Pump | 2029 | SC D | GWh | After Competition Groups | 174.9242 | 0 | 0 | 6518.7981 | 0.026834 | 11 | Commercial_2029_SC D_GWh_After Competition Groups_11 | High Efficiency Air Source Heat Pump | 2.683% | 0 | 174.9242 | Commercial_2029_SC D_GWh_After Competition Groups_High Efficiency Air Source Heat Pump
Commercial | Com ¦ Reach-in Shaded Pole to ECM/PSC Evaporator Fan Motor | 2029 | SC D | GWh | After Competition Groups | 173.0626 | 0 | 0 | 6518.7981 | 0.026548 | 12 | Commercial_2029_SC D_GWh_After Competition Groups_12 | Reach-in Shaded Pole to ECM/PSC Evaporator Fan Motor | 2.655% | 0 | 173.0626 | Commercial_2029_SC D_GWh_After Competition Groups_Reach-in Shaded Pole to ECM/PSC Evaporator Fan Motor
Commercial | Com ¦ Strip Curtains | 2029 | SC D | GWh | After Competition Groups | 115.7477 | 0 | 0 | 6518.7981 | 0.017756 | 13 | Commercial_2029_SC D_GWh_After Competition Groups_13 | Strip Curtains | 1.776% | 0 | 115.7477 | Commercial_2029_SC D_GWh_After Competition Groups_Strip Curtains
Commercial | Com ¦ Education and Capacity Building/Energy Behavior | 2029 | SC D | GWh | After Competition Groups | 113.5071 | 0 | 0 | 6518.7981 | 0.017412 | 14 | Commercial_2029_SC D_GWh_After Competition Groups_14 | Education and Capacity Building/Energy Behavior | 1.741% | 0 | 113.5071 | Commercial_2029_SC D_GWh_After Competition Groups_Education and Capacity Building/Energy Behavior
Commercial | Com ¦ Refrigerated Display Case Doors | 2029 | SC D | GWh | After Competition Groups | 104.9947 | 0 | 0 | 6518.7981 | 0.016106 | 15 | Commercial_2029_SC D_GWh_After Competition Groups_15 | Refrigerated Display Case Doors | 1.611% | 0 | 104.9947 | Commercial_2029_SC D_GWh_After Competition Groups_Refrigerated Display Case Doors
Commercial | Com ¦ ENERGY STAR LED LAMPS (General Service Lamps) | 2029 | SC D | GWh | After Competition Groups | 102.5131 | 0 | 0 | 6518.7981 | 0.015726 | 16 | Commercial_2029_SC D_GWh_After Competition Groups_16 | ENERGY STAR LED LAMPS (General Service Lamps) | 1.573% | 0 | 102.5131 | Commercial_2029_SC D_GWh_After Competition Groups_ENERGY STAR LED LAMPS (General Service Lamps)
Commercial | Com ¦ Advanced BAS/Controllers | 2029 | SC D | GWh | After Competition Groups | 91.9176 | 0 | 0 | 6518.7981 | 0.0141 | 17 | Commercial_2029_SC D_GWh_After Competition Groups_17 | Advanced BAS/Controllers | 1.41% | 0 | 91.9176 | Commercial_2029_SC D_GWh_After Competition Groups_Advanced BAS/Controllers
Commercial | Com ¦ LED or Equivalent Sign Lighting | 2029 | SC D | GWh | After Competition Groups | 91.7507 | 0 | 0 | 6518.7981 | 0.014075 | 18 | Commercial_2029_SC D_GWh_After Competition Groups_18 | LED or Equivalent Sign Lighting | 1.407% | 0 | 91.7507 | Commercial_2029_SC D_GWh_After Competition Groups_LED or Equivalent Sign Lighting
Commercial | Com ¦ Centrally controlled desktop PC/NETWORK PC POWER MANAGEMENT SOFTWARE | 2029 | SC D | GWh | After Competition Groups | 85.2397 | 0 | 0 | 6518.7981 | 0.013076 | 19 | Commercial_2029_SC D_GWh_After Competition Groups_19 | Centrally controlled desktop PC/NETWORK PC POWER MANAGEMENT SOFTWARE | 1.308% | 0 | 85.2397 | Commercial_2029_SC D_GWh_After Competition Groups_Centrally controlled desktop PC/NETWORK PC POWER MANAGEMENT SOFTWARE
Commercial | Com ¦ Variable Frequency Drive (VFD) | 2029 | SC D | GWh | After Competition Groups | 77.371 | 0 | 0 | 6518.7981 | 0.011869 | 20 | Commercial_2029_SC D_GWh_After Competition Groups_20 | Variable Frequency Drive (VFD) | 1.187% | 0 | 77.371 | Commercial_2029_SC D_GWh_After Competition Groups_Variable Frequency Drive (VFD)
Commercial | Com ¦ Demand Control Ventilation | 2029 | SC D | GWh | After Competition Groups | 74.6505 | 0 | 0 | 6518.7981 | 0.011452 | 21 | Commercial_2029_SC D_GWh_After Competition Groups_21 | Demand Control Ventilation | 1.145% | 0 | 74.6505 | Commercial_2029_SC D_GWh_After Competition Groups_Demand Control Ventilation
Commercial | Com ¦ VFD on Pumps | 2029 | SC D | GWh | After Competition Groups | 71.7748 | 0 | 0 | 6518.7981 | 0.01101 | 22 | Commercial_2029_SC D_GWh_After Competition Groups_22 | VFD on Pumps | 1.101% | 0 | 71.7748 | Commercial_2029_SC D_GWh_After Competition Groups_VFD on Pumps
Commercial | Com ¦ Adaptive Thermostats | 2029 | SC D | GWh | After Competition Groups | 59.9013 | 0 | 0 | 6518.7981 | 0.009189 | 23 | Commercial_2029_SC D_GWh_After Competition Groups_23 | Adaptive Thermostats | 0.9189% | 0 | 59.9013 | Commercial_2029_SC D_GWh_After Competition Groups_Adaptive Thermostats
Commercial | Com ¦ Unitary Air-Conditioning Unit | 2029 | SC D | GWh | After Competition Groups | 42.528 | 0 | 0 | 6518.7981 | 0.0065239 | 24 | Commercial_2029_SC D_GWh_After Competition Groups_24 | Unitary Air-Conditioning Unit | 0.6524% | 0 | 42.528 | Commercial_2029_SC D_GWh_After Competition Groups_Unitary Air-Conditioning Unit
Commercial | Com ¦ ECM MOTORS FOR EVAPORATOR FANS for refrigeration (WALK-IN) | 2029 | SC D | GWh | After Competition Groups | 36.7427 | 0 | 0 | 6518.7981 | 0.0056364 | 25 | Commercial_2029_SC D_GWh_After Competition Groups_25 | ECM MOTORS FOR EVAPORATOR FANS for refrigeration (WALK-IN) | 0.5636% | 0 | 36.7427 | Commercial_2029_SC D_GWh_After Competition Groups_ECM MOTORS FOR EVAPORATOR FANS for refrigeration (WALK-IN)
Commercial | Com ¦ Condensing Unit Heaters or other Efficient Unit Heating System | 2029 | SC D | GWh | After Competition Groups | 35.8544 | 0 | 0 | 6518.7981 | 0.0055002 | 26 | Commercial_2029_SC D_GWh_After Competition Groups_26 | Condensing Unit Heaters or other Efficient Unit Heating System | 0.55% | 0 | 35.8544 | Commercial_2029_SC D_GWh_After Competition Groups_Condensing Unit Heaters or other Efficient Unit Heating System
Commercial | Com ¦ Air Handler with Dedicated Outdoor Air Systems | 2029 | SC D | GWh | After Competition Groups | 32.6539 | 0 | 0 | 6518.7981 | 0.0050092 | 27 | Commercial_2029_SC D_GWh_After Competition Groups_27 | Air Handler with Dedicated Outdoor Air Systems | 0.5009% | 0 | 32.6539 | Commercial_2029_SC D_GWh_After Competition Groups_Air Handler with Dedicated Outdoor Air Systems
Commercial | Com ¦ Demand Control Kitchen Ventilation | 2029 | SC D | GWh | After Competition Groups | 31.7541 | 0 | 0 | 6518.7981 | 0.0048712 | 28 | Commercial_2029_SC D_GWh_After Competition Groups_28 | Demand Control Kitchen Ventilation | 0.4871% | 0 | 31.7541 | Commercial_2029_SC D_GWh_After Competition Groups_Demand Control Kitchen Ventilation
Commercial | Com ¦ Refrigerated Display Case LED | 2029 | SC D | GWh | After Competition Groups | 30.109 | 0 | 0 | 6518.7981 | 0.0046188 | 29 | Commercial_2029_SC D_GWh_After Competition Groups_29 | Refrigerated Display Case LED | 0.4619% | 0 | 30.109 | Commercial_2029_SC D_GWh_After Competition Groups_Refrigerated Display Case LED
Commercial | Com ¦ Door Gasket Freezer/Refrigerator | 2029 | SC D | GWh | After Competition Groups | 29.8202 | 0 | 0 | 6518.7981 | 0.0045745 | 30 | Commercial_2029_SC D_GWh_After Competition Groups_30 | Door Gasket Freezer/Refrigerator | 0.4575% | 0 | 29.8202 | Commercial_2029_SC D_GWh_After Competition Groups_Door Gasket Freezer/Refrigerator
Commercial | Com ¦ Evaporator Fan Controls | 2029 | SC D | GWh | After Competition Groups | 29.7758 | 0 | 0 | 6518.7981 | 0.0045677 | 31 | Commercial_2029_SC D_GWh_After Competition Groups_31 | Evaporator Fan Controls | 0.4568% | 0 | 29.7758 | Commercial_2029_SC D_GWh_After Competition Groups_Evaporator Fan Controls
Commercial | Com ¦ ENERGY STAR Griddle (74% eff) | 2029 | SC D | GWh | After Competition Groups | 21.8015 | 0 | 0 | 6518.7981 | 0.0033444 | 32 | Commercial_2029_SC D_GWh_After Competition Groups_32 | ENERGY STAR Griddle (74% eff) | 0.3344% | 0 | 21.8015 | Commercial_2029_SC D_GWh_After Competition Groups_ENERGY STAR Griddle (74% eff)
Commercial | Com ¦ Freezer Case Light Sensor | 2029 | SC D | GWh | After Competition Groups | 20.597 | 0 | 0 | 6518.7981 | 0.0031596 | 33 | Commercial_2029_SC D_GWh_After Competition Groups_33 | Freezer Case Light Sensor | 0.316% | 0 | 20.597 | Commercial_2029_SC D_GWh_After Competition Groups_Freezer Case Light Sensor
Commercial | Com ¦ Occupancy Sensors | 2029 | SC D | GWh | After Competition Groups | 20.1433 | 0 | 0 | 6518.7981 | 0.00309 | 34 | Commercial_2029_SC D_GWh_After Competition Groups_34 | Occupancy Sensors | 0.309% | 0 | 20.1433 | Commercial_2029_SC D_GWh_After Competition Groups_Occupancy Sensors
Commercial | Com ¦ Chilled Water Optimization | 2029 | SC D | GWh | After Competition Groups | 19.8387 | 0 | 0 | 6518.7981 | 0.0030433 | 35 | Commercial_2029_SC D_GWh_After Competition Groups_35 | Chilled Water Optimization | 0.3043% | 0 | 19.8387 | Commercial_2029_SC D_GWh_After Competition Groups_Chilled Water Optimization
Commercial | Com ¦ BEVERAGE VENDING MACHINE CONTROLS | 2029 | SC D | GWh | After Competition Groups | 11.8777 | 0 | 0 | 6518.7981 | 0.0018221 | 36 | Commercial_2029_SC D_GWh_After Competition Groups_36 | BEVERAGE VENDING MACHINE CONTROLS | 0.1822% | 0 | 11.8777 | Commercial_2029_SC D_GWh_After Competition Groups_BEVERAGE VENDING MACHINE CONTROLS
Commercial | Com ¦ Temperature Adjustment in Commercial Freezers | 2029 | SC D | GWh | After Competition Groups | 11.3989 | 0 | 0 | 6518.7981 | 0.0017486 | 37 | Commercial_2029_SC D_GWh_After Competition Groups_37 | Temperature Adjustment in Commercial Freezers | 0.1749% | 0 | 11.3989 | Commercial_2029_SC D_GWh_After Competition Groups_Temperature Adjustment in Commercial Freezers
Commercial | Com ¦ Elec Storage WH 2.30 Et | 2029 | SC D | GWh | After Competition Groups | 11.148 | 0 | 0 | 6518.7981 | 0.0017101 | 38 | Commercial_2029_SC D_GWh_After Competition Groups_38 | Elec Storage WH 2.30 Et | 0.171% | 0 | 11.148 | Commercial_2029_SC D_GWh_After Competition Groups_Elec Storage WH 2.30 Et
Commercial | Com ¦ CO Sensors for parking garage exhaust fans | 2029 | SC D | GWh | After Competition Groups | 8.5319 | 0 | 0 | 6518.7981 | 0.0013088 | 39 | Commercial_2029_SC D_GWh_After Competition Groups_39 | CO Sensors for parking garage exhaust fans | 0.1309% | 0 | 8.5319 | Commercial_2029_SC D_GWh_After Competition Groups_CO Sensors for parking garage exhaust fans
Commercial | Com ¦ Outside Air Economizer | 2029 | SC D | GWh | After Competition Groups | 8.388 | 0 | 0 | 6518.7981 | 0.0012867 | 40 | Commercial_2029_SC D_GWh_After Competition Groups_40 | Outside Air Economizer | 0.1287% | 0 | 8.388 | Commercial_2029_SC D_GWh_After Competition Groups_Outside Air Economizer
Commercial | Com ¦ Vertical Night Covers | 2029 | SC D | GWh | After Competition Groups | 8.3851 | 0 | 0 | 6518.7981 | 0.0012863 | 41 | Commercial_2029_SC D_GWh_After Competition Groups_41 | Vertical Night Covers | 0.1286% | 0 | 8.3851 | Commercial_2029_SC D_GWh_After Competition Groups_Vertical Night Covers
Commercial | Com ¦ Energy Efficient Laboratory Fume Hood | 2029 | SC D | GWh | After Competition Groups | 8.1244 | 0 | 0 | 6518.7981 | 0.0012463 | 42 | Commercial_2029_SC D_GWh_After Competition Groups_42 | Energy Efficient Laboratory Fume Hood | 0.1246% | 0 | 8.1244 | Commercial_2029_SC D_GWh_After Competition Groups_Energy Efficient Laboratory Fume Hood
Commercial | Com ¦ Duct Insulation, R8 | 2029 | SC D | GWh | After Competition Groups | 7.9672 | 0 | 0 | 6518.7981 | 0.0012222 | 43 | Commercial_2029_SC D_GWh_After Competition Groups_43 | Duct Insulation, R8 | 0.1222% | 0 | 7.9672 | Commercial_2029_SC D_GWh_After Competition Groups_Duct Insulation, R8
Commercial | Com ¦ ENERGY STAR Fryer (84% eff) | 2029 | SC D | GWh | After Competition Groups | 7.8704 | 0 | 0 | 6518.7981 | 0.0012073 | 44 | Commercial_2029_SC D_GWh_After Competition Groups_44 | ENERGY STAR Fryer (84% eff) | 0.1207% | 0 | 7.8704 | Commercial_2029_SC D_GWh_After Competition Groups_ENERGY STAR Fryer (84% eff)
Commercial | Com ¦ Water Source Heat Pump (4 ton) | 2029 | SC D | GWh | After Competition Groups | 7.4858 | 0 | 0 | 6518.7981 | 0.0011483 | 45 | Commercial_2029_SC D_GWh_After Competition Groups_45 | Water Source Heat Pump (4 ton) | 0.1148% | 0 | 7.4858 | Commercial_2029_SC D_GWh_After Competition Groups_Water Source Heat Pump (4 ton)
Commercial | Com ¦ Water Heating (DHW) Pipe Insulation (Add 3/4\ Foam)" | 2029 | SC D | GWh | After Competition Groups | 7.2183 | 0 | 0 | 6518.7981 | 0.0011073 | 46 | Commercial_2029_SC D_GWh_After Competition Groups_46 | Water Heating (DHW) Pipe Insulation (Add 3/4\ Foam)" | 0.1107% | 0 | 7.2183 | Commercial_2029_SC D_GWh_After Competition Groups_Water Heating (DHW) Pipe Insulation (Add 3/4\ Foam)"
Commercial | Com ¦ Suction Pipe Insulation Freezer/Refrigerator | 2029 | SC D | GWh | After Competition Groups | 4.425 | 0 | 0 | 6518.7981 | 0.00067881 | 47 | Commercial_2029_SC D_GWh_After Competition Groups_47 | Suction Pipe Insulation Freezer/Refrigerator | 0.06788% | 0 | 4.425 | Commercial_2029_SC D_GWh_After Competition Groups_Suction Pipe Insulation Freezer/Refrigerator
Commercial | Com ¦ ENERGY STAR Steam Cookers | 2029 | SC D | GWh | After Competition Groups | 3.767 | 0 | 0 | 6518.7981 | 0.00057787 | 48 | Commercial_2029_SC D_GWh_After Competition Groups_48 | ENERGY STAR Steam Cookers | 0.05779% | 0 | 3.767 | Commercial_2029_SC D_GWh_After Competition Groups_ENERGY STAR Steam Cookers
Commercial | Com ¦ ENERGY STAR Dishwasher | 2029 | SC D | GWh | After Competition Groups | 3.6989 | 0 | 0 | 6518.7981 | 0.00056742 | 49 | Commercial_2029_SC D_GWh_After Competition Groups_49 | ENERGY STAR Dishwasher | 0.05674% | 0 | 3.6989 | Commercial_2029_SC D_GWh_After Competition Groups_ENERGY STAR Dishwasher
Commercial | Com ¦ Thermostat Setback | 2029 | SC D | GWh | After Competition Groups | 2.106 | 0 | 0 | 6518.7981 | 0.00032306 | 50 | Commercial_2029_SC D_GWh_After Competition Groups_50 | Thermostat Setback | 0.03231% | 0 | 2.106 | Commercial_2029_SC D_GWh_After Competition Groups_Thermostat Setback
Commercial | Com ¦ Condensing Make Up Air Unit | 2029 | SC D | GWh | After Competition Groups | 1.7257 | 0 | 0 | 6518.7981 | 0.00026472 | 51 | Commercial_2029_SC D_GWh_After Competition Groups_51 | Condensing Make Up Air Unit | 0.02647% | 0 | 1.7257 | Commercial_2029_SC D_GWh_After Competition Groups_Condensing Make Up Air Unit
Commercial | Com ¦ Ozone Laundry Treatment | 2029 | SC D | GWh | After Competition Groups | 1.6848 | 0 | 0 | 6518.7981 | 0.00025845 | 52 | Commercial_2029_SC D_GWh_After Competition Groups_52 | Ozone Laundry Treatment | 0.02584% | 0 | 1.6848 | Commercial_2029_SC D_GWh_After Competition Groups_Ozone Laundry Treatment
Commercial | Com ¦ ECM MOTORS FOR HVAC APPLICATION (FAN-POWERED VAV BOX) | 2029 | SC D | GWh | After Competition Groups | 1.1067 | 0 | 0 | 6518.7981 | 0.00016977 | 53 | Commercial_2029_SC D_GWh_After Competition Groups_53 | ECM MOTORS FOR HVAC APPLICATION (FAN-POWERED VAV BOX) | 0.01698% | 0 | 1.1067 | Commercial_2029_SC D_GWh_After Competition Groups_ECM MOTORS FOR HVAC APPLICATION (FAN-POWERED VAV BOX)
Commercial | Com ¦ CEE Tier 2/Energy Star Clothes Washers | 2029 | SC D | GWh | After Competition Groups | 0.77375 | 0 | 0 | 6518.7981 | 0.0001187 | 54 | Commercial_2029_SC D_GWh_After Competition Groups_54 | CEE Tier 2/Energy Star Clothes Washers | 0.01187% | 0 | 0.77375 | Commercial_2029_SC D_GWh_After Competition Groups_CEE Tier 2/Energy Star Clothes Washers
Commercial | Com ¦ Notched V belts for HVAC Systems | 2029 | SC D | GWh | After Competition Groups | 0.51581 | 0 | 0 | 6518.7981 | 7.9126e-05 | 55 | Commercial_2029_SC D_GWh_After Competition Groups_55 | Notched V belts for HVAC Systems | 0.007913% | 0 | 0.51581 | Commercial_2029_SC D_GWh_After Competition Groups_Notched V belts for HVAC Systems
Commercial | Com ¦ Demand controlled Circulating Systems | 2029 | SC D | GWh | After Competition Groups | 0.49466 | 0 | 0 | 6518.7981 | 7.5882e-05 | 56 | Commercial_2029_SC D_GWh_After Competition Groups_56 | Demand controlled Circulating Systems | 0.007588% | 0 | 0.49466 | Commercial_2029_SC D_GWh_After Competition Groups_Demand controlled Circulating Systems
Commercial | Com ¦ Solar Water Preheat (Pools/DHW) | 2029 | SC D | GWh | After Competition Groups | 0.48011 | 0 | 0 | 6518.7981 | 7.365e-05 | 57 | Commercial_2029_SC D_GWh_After Competition Groups_57 | Solar Water Preheat (Pools/DHW) | 0.007365% | 0 | 0.48011 | Commercial_2029_SC D_GWh_After Competition Groups_Solar Water Preheat (Pools/DHW)
Commercial | Com ¦ Auto Off Time Switch or Time Clock control | 2029 | SC D | GWh | After Competition Groups | 0.47265 | 0 | 0 | 6518.7981 | 7.2506e-05 | 58 | Commercial_2029_SC D_GWh_After Competition Groups_58 | Auto Off Time Switch or Time Clock control | 0.007251% | 0 | 0.47265 | Commercial_2029_SC D_GWh_After Competition Groups_Auto Off Time Switch or Time Clock control
Commercial | COM ¦ Ductless Mini-Split Heat Pumps | 2029 | SC D | GWh | After Competition Groups | 0.44042 | 0 | 0 | 6518.7981 | 6.7561e-05 | 59 | Commercial_2029_SC D_GWh_After Competition Groups_59 | Ductless Mini-Split Heat Pumps | 0.006756% | 0 | 0.44042 | Commercial_2029_SC D_GWh_After Competition Groups_Ductless Mini-Split Heat Pumps
Commercial | Com ¦ Low Flow Pre-Rinse Spray Nozzle | 2029 | SC D | GWh | After Competition Groups | 0.41627 | 0 | 0 | 6518.7981 | 6.3857e-05 | 60 | Commercial_2029_SC D_GWh_After Competition Groups_60 | Low Flow Pre-Rinse Spray Nozzle | 0.006386% | 0 | 0.41627 | Commercial_2029_SC D_GWh_After Competition Groups_Low Flow Pre-Rinse Spray Nozzle
Commercial | Com ¦ PTAC (12 EER/10,000 BTU) | 2029 | SC D | GWh | After Competition Groups | 0.32557 | 0 | 0 | 6518.7981 | 4.9944e-05 | 61 | Commercial_2029_SC D_GWh_After Competition Groups_61 | PTAC (12 EER/10,000 BTU) | 0.004994% | 0 | 0.32557 | Commercial_2029_SC D_GWh_After Competition Groups_PTAC (12 EER/10,000 BTU)
Commercial | Com ¦ HVAC Optimization | 2029 | SC D | GWh | After Competition Groups | 0.27068 | 0 | 0 | 6518.7981 | 4.1523e-05 | 62 | Commercial_2029_SC D_GWh_After Competition Groups_62 | HVAC Optimization | 0.004152% | 0 | 0.27068 | Commercial_2029_SC D_GWh_After Competition Groups_HVAC Optimization
Commercial | Com ¦ Commercial Hot Food Holding Cabinets | 2029 | SC D | GWh | After Competition Groups | 0.19583 | 0 | 0 | 6518.7981 | 3.0041e-05 | 63 | Commercial_2029_SC D_GWh_After Competition Groups_63 | Commercial Hot Food Holding Cabinets | 0.003004% | 0 | 0.19583 | Commercial_2029_SC D_GWh_After Competition Groups_Commercial Hot Food Holding Cabinets
Commercial | Com ¦ Air Curtains | 2029 | SC D | GWh | After Competition Groups | 0.10971 | 0 | 0 | 6518.7981 | 1.683e-05 | 64 | Commercial_2029_SC D_GWh_After Competition Groups_64 | Air Curtains | 0.001683% | 0 | 0.10971 | Commercial_2029_SC D_GWh_After Competition Groups_Air Curtains
Commercial | Com ¦ LED RECESSED DOWNLIGHTS | 2029 | SC D | GWh | After Competition Groups | 0.065798 | 0 | 0 | 6518.7981 | 1.0094e-05 | 65 | Commercial_2029_SC D_GWh_After Competition Groups_65 | LED RECESSED DOWNLIGHTS | 0.001009% | 0 | 0.065798 | Commercial_2029_SC D_GWh_After Competition Groups_LED RECESSED DOWNLIGHTS
Commercial | Com ¦ Wall Insulation | 2029 | SC D | GWh | After Competition Groups | 0.065447 | 0 | 0 | 6518.7981 | 1.004e-05 | 66 | Commercial_2029_SC D_GWh_After Competition Groups_66 | Wall Insulation | 0.001004% | 0 | 0.065447 | Commercial_2029_SC D_GWh_After Competition Groups_Wall Insulation
Commercial | Com ¦ High Efficiency Small Instantaneous Water Heater | 2029 | SC D | GWh | After Competition Groups | 0.06474 | 0 | 0 | 6518.7981 | 9.9313e-06 | 67 | Commercial_2029_SC D_GWh_After Competition Groups_67 | High Efficiency Small Instantaneous Water Heater | 0.0009931% | 0 | 0.06474 | Commercial_2029_SC D_GWh_After Competition Groups_High Efficiency Small Instantaneous Water Heater
Commercial | Com ¦ Energy Recovery Ventilation and Ventilation (Enhanced) | 2029 | SC D | GWh | After Competition Groups | 0.040151 | 0 | 0 | 6518.7981 | 6.1593e-06 | 68 | Commercial_2029_SC D_GWh_After Competition Groups_68 | Energy Recovery Ventilation and Ventilation (Enhanced) | 0.0006159% | 0 | 0.040151 | Commercial_2029_SC D_GWh_After Competition Groups_Energy Recovery Ventilation and Ventilation (Enhanced)
Commercial | Com ¦ VSD Air Compressor | 2029 | SC D | GWh | After Competition Groups | 0.023144 | 0 | 0 | 6518.7981 | 3.5504e-06 | 69 | Commercial_2029_SC D_GWh_After Competition Groups_69 | VSD Air Compressor | 0.000355% | 0 | 0.023144 | Commercial_2029_SC D_GWh_After Competition Groups_VSD Air Compressor
Commercial | Com ¦ Room AC (w/ louvered sides) 14 SEER from 12 SEER code | 2029 | SC D | GWh | After Competition Groups | 0.021907 | 0 | 0 | 6518.7981 | 3.3606e-06 | 70 | Commercial_2029_SC D_GWh_After Competition Groups_70 | Room AC (w/ louvered sides) 14 SEER from 12 SEER code | 0.0003361% | 0 | 0.021907 | Commercial_2029_SC D_GWh_After Competition Groups_Room AC (w/ louvered sides) 14 SEER from 12 SEER code
Commercial | Com ¦ High Efficiency Chiller (avg of water and air cooled) | 2029 | SC D | GWh | After Competition Groups | 0.017767 | 0 | 0 | 6518.7981 | 2.7255e-06 | 71 | Commercial_2029_SC D_GWh_After Competition Groups_71 | High Efficiency Chiller (avg of water and air cooled) | 0.0002725% | 0 | 0.017767 | Commercial_2029_SC D_GWh_After Competition Groups_High Efficiency Chiller (avg of water and air cooled)
Commercial | Com ¦ EC Plug Fan for Data Center (under cabinet) | 2029 | SC D | GWh | After Competition Groups | 0.015318 | 0 | 0 | 6518.7981 | 2.3499e-06 | 72 | Commercial_2029_SC D_GWh_After Competition Groups_72 | EC Plug Fan for Data Center (under cabinet) | 0.000235% | 0 | 0.015318 | Commercial_2029_SC D_GWh_After Competition Groups_EC Plug Fan for Data Center (under cabinet)
Commercial | Com ¦ LLLC - High Impact Application | 2029 | SC D | GWh | After Competition Groups | 0.0059776 | 0 | 0 | 6518.7981 | 9.1697e-07 | 73 | Commercial_2029_SC D_GWh_After Competition Groups_73 | LLLC - High Impact Application | 9.17e-05% | 0 | 0.0059776 | Commercial_2029_SC D_GWh_After Competition Groups_LLLC - High Impact Application
Commercial | Com ¦ Electric Convection Combination Ovens | 2029 | SC D | GWh | After Competition Groups | 0.0023623 | 0 | 0 | 6518.7981 | 3.6238e-07 | 74 | Commercial_2029_SC D_GWh_After Competition Groups_74 | Electric Convection Combination Ovens | 3.624e-05% | 0 | 0.0023623 | Commercial_2029_SC D_GWh_After Competition Groups_Electric Convection Combination Ovens
Commercial | Com ¦ LLLC - Low Impact Application | 2029 | SC D | GWh | After Competition Groups | 0.00053106 | 0 | 0 | 6518.7981 | 8.1466e-08 | 75 | Commercial_2029_SC D_GWh_After Competition Groups_75 | LLLC - Low Impact Application | 8.147e-06% | 0 | 0.00053106 | Commercial_2029_SC D_GWh_After Competition Groups_LLLC - Low Impact Application
Commercial | Com ¦ Networked/Connected - Low Impact Application | 2029 | SC D | GWh | After Competition Groups | 1.6539e-07 | 0 | 0 | 6518.7981 | 2.5371e-11 | 76 | Commercial_2029_SC D_GWh_After Competition Groups_76 | Networked/Connected - Low Impact Application | 2.537e-09% | 0 | 1.6539e-07 | Commercial_2029_SC D_GWh_After Competition Groups_Networked/Connected - Low Impact Application
Commercial | Com ¦ Networked/Connected - High Impact Application | 2029 | SC D | GWh | After Competition Groups | 2.5364e-08 | 0 | 0 | 6518.7981 | 3.8908e-12 | 77 | Commercial_2029_SC D_GWh_After Competition Groups_77 | Networked/Connected - High Impact Application | 3.891e-10% | 0 | 2.5364e-08 | Commercial_2029_SC D_GWh_After Competition Groups_Networked/Connected - High Impact Application
Commercial | Com ¦ Efficient compressor motor | 2029 | SC D | GWh | After Competition Groups | 0 | 0 | 0 | 6518.7981 | 0 | 78 | Commercial_2029_SC D_GWh_After Competition Groups_78 | Efficient compressor motor | 0% | 0 | 0 | Commercial_2029_SC D_GWh_After Competition Groups_Efficient compressor motor
Commercial | Com ¦ Indoor Daylight Sensors/Photocell Dimming Control | 2029 | SC D | GWh | After Competition Groups | 0 | 0 | 0 | 6518.7981 | 0 | 79 | Commercial_2029_SC D_GWh_After Competition Groups_79 | Indoor Daylight Sensors/Photocell Dimming Control | 0% | 0 | 0 | Commercial_2029_SC D_GWh_After Competition Groups_Indoor Daylight Sensors/Photocell Dimming Control
Commercial | Com ¦ Variable Refrigerant Flow Heat Pump | 2029 | SC D | GWh | After Competition Groups | 0 | 0 | 0 | 6518.7981 | 0 | 80 | Commercial_2029_SC D_GWh_After Competition Groups_80 | Variable Refrigerant Flow Heat Pump | 0% | 0 | 0 | Commercial_2029_SC D_GWh_After Competition Groups_Variable Refrigerant Flow Heat Pump
Commercial | Com ¦ Building Recommissioning, Operations and Maintenance (O&M) Improvements | 2029 | Technical | GWh | After Competition Groups | 2079.483 | 0 | 0 | 17175.6863 | 0.12107 | 1 | Commercial_2029_Technical_GWh_After Competition Groups_1 | Building Recommissioning, Operations and Maintenance (O&M) Improvements | 12.11% | 0 | 2079.483 | Commercial_2029_Technical_GWh_After Competition Groups_Building Recommissioning, Operations and Maintenance (O&M) Improvements
Commercial | Com ¦ Central Lighting Control System | 2029 | Technical | GWh | After Competition Groups | 1425.9968 | 0 | 0 | 17175.6863 | 0.083024 | 2 | Commercial_2029_Technical_GWh_After Competition Groups_2 | Central Lighting Control System | 8.302% | 0 | 1425.9968 | Commercial_2029_Technical_GWh_After Competition Groups_Central Lighting Control System
Commercial | Com ¦ LED Low/High Bay | 2029 | Technical | GWh | After Competition Groups | 1274.8918 | 0 | 0 | 17175.6863 | 0.074227 | 3 | Commercial_2029_Technical_GWh_After Competition Groups_3 | LED Low/High Bay | 7.423% | 0 | 1274.8918 | Commercial_2029_Technical_GWh_After Competition Groups_LED Low/High Bay
Commercial | Com ¦ LED Troffer/Surface/Suspended | 2029 | Technical | GWh | After Competition Groups | 1038.5505 | 0 | 0 | 17175.6863 | 0.060466 | 4 | Commercial_2029_Technical_GWh_After Competition Groups_4 | LED Troffer/Surface/Suspended | 6.047% | 0 | 1038.5505 | Commercial_2029_Technical_GWh_After Competition Groups_LED Troffer/Surface/Suspended
Commercial | Com ¦ ENERGY STAR LED LAMPS (REFLECTOR LAMPs/MR16/PAR 16) | 2029 | Technical | GWh | After Competition Groups | 1029.5873 | 0 | 0 | 17175.6863 | 0.059944 | 5 | Commercial_2029_Technical_GWh_After Competition Groups_5 | ENERGY STAR LED LAMPS (REFLECTOR LAMPs/MR16/PAR 16) | 5.994% | 0 | 1029.5873 | Commercial_2029_Technical_GWh_After Competition Groups_ENERGY STAR LED LAMPS (REFLECTOR LAMPs/MR16/PAR 16)
Commercial | Com ¦ Education and Capacity Building/Energy Behavior | 2029 | Technical | GWh | After Competition Groups | 782.1378 | 0 | 0 | 17175.6863 | 0.045537 | 6 | Commercial_2029_Technical_GWh_After Competition Groups_6 | Education and Capacity Building/Energy Behavior | 4.554% | 0 | 782.1378 | Commercial_2029_Technical_GWh_After Competition Groups_Education and Capacity Building/Energy Behavior
Commercial | Com ¦ LED EXTERIOR AREA LIGHTS - LED fixture (200W) | 2029 | Technical | GWh | After Competition Groups | 624.7794 | 0 | 0 | 17175.6863 | 0.036376 | 7 | Commercial_2029_Technical_GWh_After Competition Groups_7 | LED EXTERIOR AREA LIGHTS - LED fixture (200W) | 3.638% | 0 | 624.7794 | Commercial_2029_Technical_GWh_After Competition Groups_LED EXTERIOR AREA LIGHTS - LED fixture (200W)
Commercial | Com ¦ LED parking lot fixture | 2029 | Technical | GWh | After Competition Groups | 598.117 | 0 | 0 | 17175.6863 | 0.034823 | 8 | Commercial_2029_Technical_GWh_After Competition Groups_8 | LED parking lot fixture | 3.482% | 0 | 598.117 | Commercial_2029_Technical_GWh_After Competition Groups_LED parking lot fixture
Commercial | Com ¦ Furnace Tune-Up | 2029 | Technical | GWh | After Competition Groups | 571.0128 | 0 | 0 | 17175.6863 | 0.033245 | 9 | Commercial_2029_Technical_GWh_After Competition Groups_9 | Furnace Tune-Up | 3.325% | 0 | 571.0128 | Commercial_2029_Technical_GWh_After Competition Groups_Furnace Tune-Up
Commercial | Com ¦ LED Replacement Lamp (Tube) | 2029 | Technical | GWh | After Competition Groups | 547.9708 | 0 | 0 | 17175.6863 | 0.031904 | 10 | Commercial_2029_Technical_GWh_After Competition Groups_10 | LED Replacement Lamp (Tube) | 3.19% | 0 | 547.9708 | Commercial_2029_Technical_GWh_After Competition Groups_LED Replacement Lamp (Tube)
Commercial | Com ¦ High Efficiency Air Source Heat Pump | 2029 | Technical | GWh | After Competition Groups | 510.6016 | 0 | 0 | 17175.6863 | 0.029728 | 11 | Commercial_2029_Technical_GWh_After Competition Groups_11 | High Efficiency Air Source Heat Pump | 2.973% | 0 | 510.6016 | Commercial_2029_Technical_GWh_After Competition Groups_High Efficiency Air Source Heat Pump
Commercial | Com ¦ Smart Strip Plug Outlets | 2029 | Technical | GWh | After Competition Groups | 509.9329 | 0 | 0 | 17175.6863 | 0.029689 | 12 | Commercial_2029_Technical_GWh_After Competition Groups_12 | Smart Strip Plug Outlets | 2.969% | 0 | 509.9329 | Commercial_2029_Technical_GWh_After Competition Groups_Smart Strip Plug Outlets
Commercial | Com ¦ Variable Refrigerant Flow Heat Pump | 2029 | Technical | GWh | After Competition Groups | 452.5059 | 0 | 0 | 17175.6863 | 0.026346 | 13 | Commercial_2029_Technical_GWh_After Competition Groups_13 | Variable Refrigerant Flow Heat Pump | 2.635% | 0 | 452.5059 | Commercial_2029_Technical_GWh_After Competition Groups_Variable Refrigerant Flow Heat Pump
Commercial | Com ¦ LED street light fixture | 2029 | Technical | GWh | After Competition Groups | 373.6948 | 0 | 0 | 17175.6863 | 0.021757 | 14 | Commercial_2029_Technical_GWh_After Competition Groups_14 | LED street light fixture | 2.176% | 0 | 373.6948 | Commercial_2029_Technical_GWh_After Competition Groups_LED street light fixture
Commercial | Com ¦ Refrigerated Display Case Doors | 2029 | Technical | GWh | After Competition Groups | 352.0984 | 0 | 0 | 17175.6863 | 0.0205 | 15 | Commercial_2029_Technical_GWh_After Competition Groups_15 | Refrigerated Display Case Doors | 2.05% | 0 | 352.0984 | Commercial_2029_Technical_GWh_After Competition Groups_Refrigerated Display Case Doors
Commercial | Com ¦ Advanced BAS/Controllers | 2029 | Technical | GWh | After Competition Groups | 325.7522 | 0 | 0 | 17175.6863 | 0.018966 | 16 | Commercial_2029_Technical_GWh_After Competition Groups_16 | Advanced BAS/Controllers | 1.897% | 0 | 325.7522 | Commercial_2029_Technical_GWh_After Competition Groups_Advanced BAS/Controllers
Commercial | Com ¦ Data Center Storage/Server Virtualization | 2029 | Technical | GWh | After Competition Groups | 298.8771 | 0 | 0 | 17175.6863 | 0.017401 | 17 | Commercial_2029_Technical_GWh_After Competition Groups_17 | Data Center Storage/Server Virtualization | 1.74% | 0 | 298.8771 | Commercial_2029_Technical_GWh_After Competition Groups_Data Center Storage/Server Virtualization
Commercial | Com ¦ Demand Control Ventilation | 2029 | Technical | GWh | After Competition Groups | 293.826 | 0 | 0 | 17175.6863 | 0.017107 | 18 | Commercial_2029_Technical_GWh_After Competition Groups_18 | Demand Control Ventilation | 1.711% | 0 | 293.826 | Commercial_2029_Technical_GWh_After Competition Groups_Demand Control Ventilation
Commercial | Com ¦ Reach-in Shaded Pole to ECM/PSC Evaporator Fan Motor | 2029 | Technical | GWh | After Competition Groups | 256.3175 | 0 | 0 | 17175.6863 | 0.014923 | 19 | Commercial_2029_Technical_GWh_After Competition Groups_19 | Reach-in Shaded Pole to ECM/PSC Evaporator Fan Motor | 1.492% | 0 | 256.3175 | Commercial_2029_Technical_GWh_After Competition Groups_Reach-in Shaded Pole to ECM/PSC Evaporator Fan Motor
Commercial | Com ¦ Strip Curtains | 2029 | Technical | GWh | After Competition Groups | 241.6656 | 0 | 0 | 17175.6863 | 0.01407 | 20 | Commercial_2029_Technical_GWh_After Competition Groups_20 | Strip Curtains | 1.407% | 0 | 241.6656 | Commercial_2029_Technical_GWh_After Competition Groups_Strip Curtains
Commercial | Com ¦ Door Gasket Freezer/Refrigerator | 2029 | Technical | GWh | After Competition Groups | 197.2404 | 0 | 0 | 17175.6863 | 0.011484 | 21 | Commercial_2029_Technical_GWh_After Competition Groups_21 | Door Gasket Freezer/Refrigerator | 1.148% | 0 | 197.2404 | Commercial_2029_Technical_GWh_After Competition Groups_Door Gasket Freezer/Refrigerator
Commercial | Com ¦ Centrally controlled desktop PC/NETWORK PC POWER MANAGEMENT SOFTWARE | 2029 | Technical | GWh | After Competition Groups | 197.1312 | 0 | 0 | 17175.6863 | 0.011477 | 22 | Commercial_2029_Technical_GWh_After Competition Groups_22 | Centrally controlled desktop PC/NETWORK PC POWER MANAGEMENT SOFTWARE | 1.148% | 0 | 197.1312 | Commercial_2029_Technical_GWh_After Competition Groups_Centrally controlled desktop PC/NETWORK PC POWER MANAGEMENT SOFTWARE
Commercial | Com ¦ Variable Frequency Drive (VFD) | 2029 | Technical | GWh | After Competition Groups | 189.2704 | 0 | 0 | 17175.6863 | 0.01102 | 23 | Commercial_2029_Technical_GWh_After Competition Groups_23 | Variable Frequency Drive (VFD) | 1.102% | 0 | 189.2704 | Commercial_2029_Technical_GWh_After Competition Groups_Variable Frequency Drive (VFD)
Commercial | Com ¦ VFD on Pumps | 2029 | Technical | GWh | After Competition Groups | 177.1346 | 0 | 0 | 17175.6863 | 0.010313 | 24 | Commercial_2029_Technical_GWh_After Competition Groups_24 | VFD on Pumps | 1.031% | 0 | 177.1346 | Commercial_2029_Technical_GWh_After Competition Groups_VFD on Pumps
Commercial | Com ¦ LED or Equivalent Sign Lighting | 2029 | Technical | GWh | After Competition Groups | 167.5746 | 0 | 0 | 17175.6863 | 0.0097565 | 25 | Commercial_2029_Technical_GWh_After Competition Groups_25 | LED or Equivalent Sign Lighting | 0.9757% | 0 | 167.5746 | Commercial_2029_Technical_GWh_After Competition Groups_LED or Equivalent Sign Lighting
Commercial | Com ¦ Refrigeration Optimization | 2029 | Technical | GWh | After Competition Groups | 160.8839 | 0 | 0 | 17175.6863 | 0.009367 | 26 | Commercial_2029_Technical_GWh_After Competition Groups_26 | Refrigeration Optimization | 0.9367% | 0 | 160.8839 | Commercial_2029_Technical_GWh_After Competition Groups_Refrigeration Optimization
Commercial | Com ¦ Unitary Air-Conditioning Unit | 2029 | Technical | GWh | After Competition Groups | 152.6464 | 0 | 0 | 17175.6863 | 0.0088874 | 27 | Commercial_2029_Technical_GWh_After Competition Groups_27 | Unitary Air-Conditioning Unit | 0.8887% | 0 | 152.6464 | Commercial_2029_Technical_GWh_After Competition Groups_Unitary Air-Conditioning Unit
Commercial | Com ¦ Air Handler with Dedicated Outdoor Air Systems | 2029 | Technical | GWh | After Competition Groups | 144.4582 | 0 | 0 | 17175.6863 | 0.0084106 | 28 | Commercial_2029_Technical_GWh_After Competition Groups_28 | Air Handler with Dedicated Outdoor Air Systems | 0.8411% | 0 | 144.4582 | Commercial_2029_Technical_GWh_After Competition Groups_Air Handler with Dedicated Outdoor Air Systems
Commercial | Com ¦ Adaptive Thermostats | 2029 | Technical | GWh | After Competition Groups | 143.0327 | 0 | 0 | 17175.6863 | 0.0083276 | 29 | Commercial_2029_Technical_GWh_After Competition Groups_29 | Adaptive Thermostats | 0.8328% | 0 | 143.0327 | Commercial_2029_Technical_GWh_After Competition Groups_Adaptive Thermostats
Commercial | Com ¦ ENERGY STAR LED LAMPS (General Service Lamps) | 2029 | Technical | GWh | After Competition Groups | 119.8888 | 0 | 0 | 17175.6863 | 0.0069801 | 30 | Commercial_2029_Technical_GWh_After Competition Groups_30 | ENERGY STAR LED LAMPS (General Service Lamps) | 0.698% | 0 | 119.8888 | Commercial_2029_Technical_GWh_After Competition Groups_ENERGY STAR LED LAMPS (General Service Lamps)
Commercial | Com ¦ ENERGY STAR FREEZER | 2029 | Technical | GWh | After Competition Groups | 118.2895 | 0 | 0 | 17175.6863 | 0.006887 | 31 | Commercial_2029_Technical_GWh_After Competition Groups_31 | ENERGY STAR FREEZER | 0.6887% | 0 | 118.2895 | Commercial_2029_Technical_GWh_After Competition Groups_ENERGY STAR FREEZER
Commercial | Com ¦ Refrigerated Display Case LED | 2029 | Technical | GWh | After Competition Groups | 107.3616 | 0 | 0 | 17175.6863 | 0.0062508 | 32 | Commercial_2029_Technical_GWh_After Competition Groups_32 | Refrigerated Display Case LED | 0.6251% | 0 | 107.3616 | Commercial_2029_Technical_GWh_After Competition Groups_Refrigerated Display Case LED
Commercial | Com ¦ Demand Control Kitchen Ventilation | 2029 | Technical | GWh | After Competition Groups | 101.7781 | 0 | 0 | 17175.6863 | 0.0059257 | 33 | Commercial_2029_Technical_GWh_After Competition Groups_33 | Demand Control Kitchen Ventilation | 0.5926% | 0 | 101.7781 | Commercial_2029_Technical_GWh_After Competition Groups_Demand Control Kitchen Ventilation
Commercial | Com ¦ ENERGY STAR ICE MACHINES - Ice Making Head | 2029 | Technical | GWh | After Competition Groups | 98.5249 | 0 | 0 | 17175.6863 | 0.0057363 | 34 | Commercial_2029_Technical_GWh_After Competition Groups_34 | ENERGY STAR ICE MACHINES - Ice Making Head | 0.5736% | 0 | 98.5249 | Commercial_2029_Technical_GWh_After Competition Groups_ENERGY STAR ICE MACHINES - Ice Making Head
Commercial | Com ¦ Condensing Make Up Air Unit | 2029 | Technical | GWh | After Competition Groups | 98.1841 | 0 | 0 | 17175.6863 | 0.0057165 | 35 | Commercial_2029_Technical_GWh_After Competition Groups_35 | Condensing Make Up Air Unit | 0.5716% | 0 | 98.1841 | Commercial_2029_Technical_GWh_After Competition Groups_Condensing Make Up Air Unit
Commercial | Com ¦ Indoor Daylight Sensors/Photocell Dimming Control | 2029 | Technical | GWh | After Competition Groups | 97.6373 | 0 | 0 | 17175.6863 | 0.0056846 | 36 | Commercial_2029_Technical_GWh_After Competition Groups_36 | Indoor Daylight Sensors/Photocell Dimming Control | 0.5685% | 0 | 97.6373 | Commercial_2029_Technical_GWh_After Competition Groups_Indoor Daylight Sensors/Photocell Dimming Control
Commercial | Com ¦ ECM MOTORS FOR EVAPORATOR FANS for refrigeration (WALK-IN) | 2029 | Technical | GWh | After Competition Groups | 89.6612 | 0 | 0 | 17175.6863 | 0.0052202 | 37 | Commercial_2029_Technical_GWh_After Competition Groups_37 | ECM MOTORS FOR EVAPORATOR FANS for refrigeration (WALK-IN) | 0.522% | 0 | 89.6612 | Commercial_2029_Technical_GWh_After Competition Groups_ECM MOTORS FOR EVAPORATOR FANS for refrigeration (WALK-IN)
Commercial | Com ¦ Super-High Efficiency Furnaces (Emerging Tech) | 2029 | Technical | GWh | After Competition Groups | 87.6001 | 0 | 0 | 17175.6863 | 0.0051002 | 38 | Commercial_2029_Technical_GWh_After Competition Groups_38 | Super-High Efficiency Furnaces (Emerging Tech) | 0.51% | 0 | 87.6001 | Commercial_2029_Technical_GWh_After Competition Groups_Super-High Efficiency Furnaces (Emerging Tech)
Commercial | Com ¦ Condensing Unit Heaters or other Efficient Unit Heating System | 2029 | Technical | GWh | After Competition Groups | 85.9292 | 0 | 0 | 17175.6863 | 0.005003 | 39 | Commercial_2029_Technical_GWh_After Competition Groups_39 | Condensing Unit Heaters or other Efficient Unit Heating System | 0.5003% | 0 | 85.9292 | Commercial_2029_Technical_GWh_After Competition Groups_Condensing Unit Heaters or other Efficient Unit Heating System
Commercial | Com ¦ Adding reflective (White) roof treatment or a green roof | 2029 | Technical | GWh | After Competition Groups | 85.2957 | 0 | 0 | 17175.6863 | 0.0049661 | 40 | Commercial_2029_Technical_GWh_After Competition Groups_40 | Adding reflective (White) roof treatment or a green roof | 0.4966% | 0 | 85.2957 | Commercial_2029_Technical_GWh_After Competition Groups_Adding reflective (White) roof treatment or a green roof
Commercial | Com ¦ High R-Value Glass Doors/no-heat glass door | 2029 | Technical | GWh | After Competition Groups | 79.3565 | 0 | 0 | 17175.6863 | 0.0046203 | 41 | Commercial_2029_Technical_GWh_After Competition Groups_41 | High R-Value Glass Doors/no-heat glass door | 0.462% | 0 | 79.3565 | Commercial_2029_Technical_GWh_After Competition Groups_High R-Value Glass Doors/no-heat glass door
Commercial | Com ¦ Occupancy Sensors | 2029 | Technical | GWh | After Competition Groups | 74.2508 | 0 | 0 | 17175.6863 | 0.004323 | 42 | Commercial_2029_Technical_GWh_After Competition Groups_42 | Occupancy Sensors | 0.4323% | 0 | 74.2508 | Commercial_2029_Technical_GWh_After Competition Groups_Occupancy Sensors
Commercial | Com ¦ Freezer Case Light Sensor | 2029 | Technical | GWh | After Competition Groups | 73.8466 | 0 | 0 | 17175.6863 | 0.0042995 | 43 | Commercial_2029_Technical_GWh_After Competition Groups_43 | Freezer Case Light Sensor | 0.4299% | 0 | 73.8466 | Commercial_2029_Technical_GWh_After Competition Groups_Freezer Case Light Sensor
Commercial | Com ¦ Evaporator Fan Controls | 2029 | Technical | GWh | After Competition Groups | 72.0341 | 0 | 0 | 17175.6863 | 0.004194 | 44 | Commercial_2029_Technical_GWh_After Competition Groups_44 | Evaporator Fan Controls | 0.4194% | 0 | 72.0341 | Commercial_2029_Technical_GWh_After Competition Groups_Evaporator Fan Controls
Commercial | Com ¦ HOTEL OCCUPANCY CONTROLS (HVAC + LIGHTING) | 2029 | Technical | GWh | After Competition Groups | 66.3569 | 0 | 0 | 17175.6863 | 0.0038634 | 45 | Commercial_2029_Technical_GWh_After Competition Groups_45 | HOTEL OCCUPANCY CONTROLS (HVAC + LIGHTING) | 0.3863% | 0 | 66.3569 | Commercial_2029_Technical_GWh_After Competition Groups_HOTEL OCCUPANCY CONTROLS (HVAC + LIGHTING)
Commercial | Com ¦ ENERGY STAR Refrigerator | 2029 | Technical | GWh | After Competition Groups | 58.5708 | 0 | 0 | 17175.6863 | 0.0034101 | 46 | Commercial_2029_Technical_GWh_After Competition Groups_46 | ENERGY STAR Refrigerator | 0.341% | 0 | 58.5708 | Commercial_2029_Technical_GWh_After Competition Groups_ENERGY STAR Refrigerator
Commercial | Com ¦ Refrigeration Commissioning | 2029 | Technical | GWh | After Competition Groups | 49.4052 | 0 | 0 | 17175.6863 | 0.0028765 | 47 | Commercial_2029_Technical_GWh_After Competition Groups_47 | Refrigeration Commissioning | 0.2876% | 0 | 49.4052 | Commercial_2029_Technical_GWh_After Competition Groups_Refrigeration Commissioning
Commercial | Com ¦ Elec Storage WH 2.30 Et | 2029 | Technical | GWh | After Competition Groups | 43.5381 | 0 | 0 | 17175.6863 | 0.0025349 | 48 | Commercial_2029_Technical_GWh_After Competition Groups_48 | Elec Storage WH 2.30 Et | 0.2535% | 0 | 43.5381 | Commercial_2029_Technical_GWh_After Competition Groups_Elec Storage WH 2.30 Et
Commercial | Com ¦ BEVERAGE VENDING MACHINE CONTROLS | 2029 | Technical | GWh | After Competition Groups | 40.2222 | 0 | 0 | 17175.6863 | 0.0023418 | 49 | Commercial_2029_Technical_GWh_After Competition Groups_49 | BEVERAGE VENDING MACHINE CONTROLS | 0.2342% | 0 | 40.2222 | Commercial_2029_Technical_GWh_After Competition Groups_BEVERAGE VENDING MACHINE CONTROLS
Commercial | Com ¦ Chilled Water Optimization | 2029 | Technical | GWh | After Competition Groups | 37.1117 | 0 | 0 | 17175.6863 | 0.0021607 | 50 | Commercial_2029_Technical_GWh_After Competition Groups_50 | Chilled Water Optimization | 0.2161% | 0 | 37.1117 | Commercial_2029_Technical_GWh_After Competition Groups_Chilled Water Optimization
Commercial | Com ¦ ENERGY STAR Griddle (74% eff) | 2029 | Technical | GWh | After Competition Groups | 35.1601 | 0 | 0 | 17175.6863 | 0.0020471 | 51 | Commercial_2029_Technical_GWh_After Competition Groups_51 | ENERGY STAR Griddle (74% eff) | 0.2047% | 0 | 35.1601 | Commercial_2029_Technical_GWh_After Competition Groups_ENERGY STAR Griddle (74% eff)
Commercial | Com ¦ CO Sensors for parking garage exhaust fans | 2029 | Technical | GWh | After Competition Groups | 28.9949 | 0 | 0 | 17175.6863 | 0.0016881 | 52 | Commercial_2029_Technical_GWh_After Competition Groups_52 | CO Sensors for parking garage exhaust fans | 0.1688% | 0 | 28.9949 | Commercial_2029_Technical_GWh_After Competition Groups_CO Sensors for parking garage exhaust fans
Commercial | Com ¦ Water Source Heat Pump (4 ton) | 2029 | Technical | GWh | After Competition Groups | 27.7241 | 0 | 0 | 17175.6863 | 0.0016141 | 53 | Commercial_2029_Technical_GWh_After Competition Groups_53 | Water Source Heat Pump (4 ton) | 0.1614% | 0 | 27.7241 | Commercial_2029_Technical_GWh_After Competition Groups_Water Source Heat Pump (4 ton)
Commercial | Com ¦ Temperature Adjustment in Commercial Freezers | 2029 | Technical | GWh | After Competition Groups | 27.545 | 0 | 0 | 17175.6863 | 0.0016037 | 54 | Commercial_2029_Technical_GWh_After Competition Groups_54 | Temperature Adjustment in Commercial Freezers | 0.1604% | 0 | 27.545 | Commercial_2029_Technical_GWh_After Competition Groups_Temperature Adjustment in Commercial Freezers
Commercial | Com ¦ Anti-sweat heat (ASH) controls - Cooler/Freezer | 2029 | Technical | GWh | After Competition Groups | 24.866 | 0 | 0 | 17175.6863 | 0.0014477 | 55 | Commercial_2029_Technical_GWh_After Competition Groups_55 | Anti-sweat heat (ASH) controls - Cooler/Freezer | 0.1448% | 0 | 24.866 | Commercial_2029_Technical_GWh_After Competition Groups_Anti-sweat heat (ASH) controls - Cooler/Freezer
Commercial | Com ¦ Energy Efficient Laboratory Fume Hood | 2029 | Technical | GWh | After Competition Groups | 24.533 | 0 | 0 | 17175.6863 | 0.0014284 | 56 | Commercial_2029_Technical_GWh_After Competition Groups_56 | Energy Efficient Laboratory Fume Hood | 0.1428% | 0 | 24.533 | Commercial_2029_Technical_GWh_After Competition Groups_Energy Efficient Laboratory Fume Hood
Commercial | Com ¦ Vertical Night Covers | 2029 | Technical | GWh | After Competition Groups | 21.3675 | 0 | 0 | 17175.6863 | 0.0012441 | 57 | Commercial_2029_Technical_GWh_After Competition Groups_57 | Vertical Night Covers | 0.1244% | 0 | 21.3675 | Commercial_2029_Technical_GWh_After Competition Groups_Vertical Night Covers
Commercial | Com ¦ Duct Insulation, R8 | 2029 | Technical | GWh | After Competition Groups | 19.0228 | 0 | 0 | 17175.6863 | 0.0011075 | 58 | Commercial_2029_Technical_GWh_After Competition Groups_58 | Duct Insulation, R8 | 0.1108% | 0 | 19.0228 | Commercial_2029_Technical_GWh_After Competition Groups_Duct Insulation, R8
Commercial | Com ¦ Water Heating (DHW) Pipe Insulation (Add 3/4\ Foam)" | 2029 | Technical | GWh | After Competition Groups | 18.3913 | 0 | 0 | 17175.6863 | 0.0010708 | 59 | Commercial_2029_Technical_GWh_After Competition Groups_59 | Water Heating (DHW) Pipe Insulation (Add 3/4\ Foam)" | 0.1071% | 0 | 18.3913 | Commercial_2029_Technical_GWh_After Competition Groups_Water Heating (DHW) Pipe Insulation (Add 3/4\ Foam)"
Commercial | Com ¦ Outside Air Economizer | 2029 | Technical | GWh | After Competition Groups | 16.9524 | 0 | 0 | 17175.6863 | 0.000987 | 60 | Commercial_2029_Technical_GWh_After Competition Groups_60 | Outside Air Economizer | 0.0987% | 0 | 16.9524 | Commercial_2029_Technical_GWh_After Competition Groups_Outside Air Economizer
Commercial | Com ¦ Roof Insulation/Ceiling Insulation (R25 Code to R35) | 2029 | Technical | GWh | After Competition Groups | 13.5649 | 0 | 0 | 17175.6863 | 0.00078977 | 61 | Commercial_2029_Technical_GWh_After Competition Groups_61 | Roof Insulation/Ceiling Insulation (R25 Code to R35) | 0.07898% | 0 | 13.5649 | Commercial_2029_Technical_GWh_After Competition Groups_Roof Insulation/Ceiling Insulation (R25 Code to R35)
Commercial | Com ¦ ENERGY STAR Fryer (84% eff) | 2029 | Technical | GWh | After Competition Groups | 12.5046 | 0 | 0 | 17175.6863 | 0.00072804 | 62 | Commercial_2029_Technical_GWh_After Competition Groups_62 | ENERGY STAR Fryer (84% eff) | 0.0728% | 0 | 12.5046 | Commercial_2029_Technical_GWh_After Competition Groups_ENERGY STAR Fryer (84% eff)
Commercial | Com ¦ Suction Pipe Insulation Freezer/Refrigerator | 2029 | Technical | GWh | After Competition Groups | 11.6782 | 0 | 0 | 17175.6863 | 0.00067993 | 63 | Commercial_2029_Technical_GWh_After Competition Groups_63 | Suction Pipe Insulation Freezer/Refrigerator | 0.06799% | 0 | 11.6782 | Commercial_2029_Technical_GWh_After Competition Groups_Suction Pipe Insulation Freezer/Refrigerator
Commercial | Com ¦ ENERGY STAR Dishwasher | 2029 | Technical | GWh | After Competition Groups | 11.2716 | 0 | 0 | 17175.6863 | 0.00065625 | 64 | Commercial_2029_Technical_GWh_After Competition Groups_64 | ENERGY STAR Dishwasher | 0.06563% | 0 | 11.2716 | Commercial_2029_Technical_GWh_After Competition Groups_ENERGY STAR Dishwasher
Commercial | Com ¦ LED RECESSED DOWNLIGHTS | 2029 | Technical | GWh | After Competition Groups | 10.3637 | 0 | 0 | 17175.6863 | 0.0006034 | 65 | Commercial_2029_Technical_GWh_After Competition Groups_65 | LED RECESSED DOWNLIGHTS | 0.06034% | 0 | 10.3637 | Commercial_2029_Technical_GWh_After Competition Groups_LED RECESSED DOWNLIGHTS
Commercial | Com ¦ Evaporator Coil Defrost (Cooler) | 2029 | Technical | GWh | After Competition Groups | 9.624 | 0 | 0 | 17175.6863 | 0.00056033 | 66 | Commercial_2029_Technical_GWh_After Competition Groups_66 | Evaporator Coil Defrost (Cooler) | 0.05603% | 0 | 9.624 | Commercial_2029_Technical_GWh_After Competition Groups_Evaporator Coil Defrost (Cooler)
Commercial | Com ¦ Ground Source Heat Pump | 2029 | Technical | GWh | After Competition Groups | 7.1841 | 0 | 0 | 17175.6863 | 0.00041827 | 67 | Commercial_2029_Technical_GWh_After Competition Groups_67 | Ground Source Heat Pump | 0.04183% | 0 | 7.1841 | Commercial_2029_Technical_GWh_After Competition Groups_Ground Source Heat Pump
Commercial | Com ¦ Ozone Laundry Treatment | 2029 | Technical | GWh | After Competition Groups | 6.3428 | 0 | 0 | 17175.6863 | 0.00036929 | 68 | Commercial_2029_Technical_GWh_After Competition Groups_68 | Ozone Laundry Treatment | 0.03693% | 0 | 6.3428 | Commercial_2029_Technical_GWh_After Competition Groups_Ozone Laundry Treatment
Commercial | Com ¦ SYNCHRONOUS BELT | 2029 | Technical | GWh | After Competition Groups | 6.2063 | 0 | 0 | 17175.6863 | 0.00036134 | 69 | Commercial_2029_Technical_GWh_After Competition Groups_69 | SYNCHRONOUS BELT | 0.03613% | 0 | 6.2063 | Commercial_2029_Technical_GWh_After Competition Groups_SYNCHRONOUS BELT
Commercial | Com ¦ ENERGY STAR Steam Cookers | 2029 | Technical | GWh | After Competition Groups | 6.1272 | 0 | 0 | 17175.6863 | 0.00035674 | 70 | Commercial_2029_Technical_GWh_After Competition Groups_70 | ENERGY STAR Steam Cookers | 0.03567% | 0 | 6.1272 | Commercial_2029_Technical_GWh_After Competition Groups_ENERGY STAR Steam Cookers
Commercial | Com ¦ Efficient compressor motor | 2029 | Technical | GWh | After Competition Groups | 4.5148 | 0 | 0 | 17175.6863 | 0.00026286 | 71 | Commercial_2029_Technical_GWh_After Competition Groups_71 | Efficient compressor motor | 0.02629% | 0 | 4.5148 | Commercial_2029_Technical_GWh_After Competition Groups_Efficient compressor motor
Commercial | Com ¦ Demand controlled Circulating Systems | 2029 | Technical | GWh | After Competition Groups | 3.9411 | 0 | 0 | 17175.6863 | 0.00022946 | 72 | Commercial_2029_Technical_GWh_After Competition Groups_72 | Demand controlled Circulating Systems | 0.02295% | 0 | 3.9411 | Commercial_2029_Technical_GWh_After Competition Groups_Demand controlled Circulating Systems
Commercial | Com ¦ Solar Water Preheat (Pools/DHW) | 2029 | Technical | GWh | After Competition Groups | 2.9541 | 0 | 0 | 17175.6863 | 0.00017199 | 73 | Commercial_2029_Technical_GWh_After Competition Groups_73 | Solar Water Preheat (Pools/DHW) | 0.0172% | 0 | 2.9541 | Commercial_2029_Technical_GWh_After Competition Groups_Solar Water Preheat (Pools/DHW)
Commercial | Com ¦ ECM MOTORS FOR HVAC APPLICATION (FAN-POWERED VAV BOX) | 2029 | Technical | GWh | After Competition Groups | 2.7036 | 0 | 0 | 17175.6863 | 0.00015741 | 74 | Commercial_2029_Technical_GWh_After Competition Groups_74 | ECM MOTORS FOR HVAC APPLICATION (FAN-POWERED VAV BOX) | 0.01574% | 0 | 2.7036 | Commercial_2029_Technical_GWh_After Competition Groups_ECM MOTORS FOR HVAC APPLICATION (FAN-POWERED VAV BOX)
Commercial | Com ¦ Thermostat Setback | 2029 | Technical | GWh | After Competition Groups | 2.4159 | 0 | 0 | 17175.6863 | 0.00014066 | 75 | Commercial_2029_Technical_GWh_After Competition Groups_75 | Thermostat Setback | 0.01407% | 0 | 2.4159 | Commercial_2029_Technical_GWh_After Competition Groups_Thermostat Setback
Commercial | Com ¦ Wall Insulation | 2029 | Technical | GWh | After Competition Groups | 2.2889 | 0 | 0 | 17175.6863 | 0.00013327 | 76 | Commercial_2029_Technical_GWh_After Competition Groups_76 | Wall Insulation | 0.01333% | 0 | 2.2889 | Commercial_2029_Technical_GWh_After Competition Groups_Wall Insulation
Commercial | Com ¦ Solar Preheat Make up Air | 2029 | Technical | GWh | After Competition Groups | 2.2604 | 0 | 0 | 17175.6863 | 0.0001316 | 77 | Commercial_2029_Technical_GWh_After Competition Groups_77 | Solar Preheat Make up Air | 0.01316% | 0 | 2.2604 | Commercial_2029_Technical_GWh_After Competition Groups_Solar Preheat Make up Air
Commercial | Com ¦ Room AC (w/ louvered sides) 14 SEER from 12 SEER code | 2029 | Technical | GWh | After Competition Groups | 2.2218 | 0 | 0 | 17175.6863 | 0.00012936 | 78 | Commercial_2029_Technical_GWh_After Competition Groups_78 | Room AC (w/ louvered sides) 14 SEER from 12 SEER code | 0.01294% | 0 | 2.2218 | Commercial_2029_Technical_GWh_After Competition Groups_Room AC (w/ louvered sides) 14 SEER from 12 SEER code
Commercial | Com ¦ PTAC (12 EER/10,000 BTU) | 2029 | Technical | GWh | After Competition Groups | 1.9745 | 0 | 0 | 17175.6863 | 0.00011496 | 79 | Commercial_2029_Technical_GWh_After Competition Groups_79 | PTAC (12 EER/10,000 BTU) | 0.0115% | 0 | 1.9745 | Commercial_2029_Technical_GWh_After Competition Groups_PTAC (12 EER/10,000 BTU)
Commercial | Com ¦ Commercial Hot Food Holding Cabinets | 2029 | Technical | GWh | After Competition Groups | 1.7706 | 0 | 0 | 17175.6863 | 0.00010309 | 80 | Commercial_2029_Technical_GWh_After Competition Groups_80 | Commercial Hot Food Holding Cabinets | 0.01031% | 0 | 1.7706 | Commercial_2029_Technical_GWh_After Competition Groups_Commercial Hot Food Holding Cabinets
Commercial | Com ¦ Auto Off Time Switch or Time Clock control | 2029 | Technical | GWh | After Competition Groups | 1.3297 | 0 | 0 | 17175.6863 | 7.7416e-05 | 81 | Commercial_2029_Technical_GWh_After Competition Groups_81 | Auto Off Time Switch or Time Clock control | 0.007742% | 0 | 1.3297 | Commercial_2029_Technical_GWh_After Competition Groups_Auto Off Time Switch or Time Clock control
Commercial | Com ¦ CEE Tier 2/Energy Star Clothes Washers | 2029 | Technical | GWh | After Competition Groups | 1.3237 | 0 | 0 | 17175.6863 | 7.7067e-05 | 82 | Commercial_2029_Technical_GWh_After Competition Groups_82 | CEE Tier 2/Energy Star Clothes Washers | 0.007707% | 0 | 1.3237 | Commercial_2029_Technical_GWh_After Competition Groups_CEE Tier 2/Energy Star Clothes Washers
Commercial | COM ¦ Ductless Mini-Split Heat Pumps | 2029 | Technical | GWh | After Competition Groups | 1.1305 | 0 | 0 | 17175.6863 | 6.5821e-05 | 83 | Commercial_2029_Technical_GWh_After Competition Groups_83 | Ductless Mini-Split Heat Pumps | 0.006582% | 0 | 1.1305 | Commercial_2029_Technical_GWh_After Competition Groups_Ductless Mini-Split Heat Pumps
Commercial | Com ¦ Low Flow Pre-Rinse Spray Nozzle | 2029 | Technical | GWh | After Competition Groups | 0.81599 | 0 | 0 | 17175.6863 | 4.7508e-05 | 84 | Commercial_2029_Technical_GWh_After Competition Groups_84 | Low Flow Pre-Rinse Spray Nozzle | 0.004751% | 0 | 0.81599 | Commercial_2029_Technical_GWh_After Competition Groups_Low Flow Pre-Rinse Spray Nozzle
Commercial | Com ¦ HVAC Optimization | 2029 | Technical | GWh | After Competition Groups | 0.76916 | 0 | 0 | 17175.6863 | 4.4782e-05 | 85 | Commercial_2029_Technical_GWh_After Competition Groups_85 | HVAC Optimization | 0.004478% | 0 | 0.76916 | Commercial_2029_Technical_GWh_After Competition Groups_HVAC Optimization
Commercial | Com ¦ Heat Pump Water Heater (50 Gallons) | 2029 | Technical | GWh | After Competition Groups | 0.76485 | 0 | 0 | 17175.6863 | 4.4531e-05 | 86 | Commercial_2029_Technical_GWh_After Competition Groups_86 | Heat Pump Water Heater (50 Gallons) | 0.004453% | 0 | 0.76485 | Commercial_2029_Technical_GWh_After Competition Groups_Heat Pump Water Heater (50 Gallons)
Commercial | Com ¦ High Efficiency Chiller (avg of water and air cooled) | 2029 | Technical | GWh | After Competition Groups | 0.50966 | 0 | 0 | 17175.6863 | 2.9673e-05 | 87 | Commercial_2029_Technical_GWh_After Competition Groups_87 | High Efficiency Chiller (avg of water and air cooled) | 0.002967% | 0 | 0.50966 | Commercial_2029_Technical_GWh_After Competition Groups_High Efficiency Chiller (avg of water and air cooled)
Commercial | Com ¦ EC Plug Fan for Data Center (under cabinet) | 2029 | Technical | GWh | After Competition Groups | 0.19322 | 0 | 0 | 17175.6863 | 1.125e-05 | 88 | Commercial_2029_Technical_GWh_After Competition Groups_88 | EC Plug Fan for Data Center (under cabinet) | 0.001125% | 0 | 0.19322 | Commercial_2029_Technical_GWh_After Competition Groups_EC Plug Fan for Data Center (under cabinet)
Commercial | Com ¦ eCube | 2029 | Technical | GWh | After Competition Groups | 0.18994 | 0 | 0 | 17175.6863 | 1.1059e-05 | 89 | Commercial_2029_Technical_GWh_After Competition Groups_89 | eCube | 0.001106% | 0 | 0.18994 | Commercial_2029_Technical_GWh_After Competition Groups_eCube
Commercial | Com ¦ Exterior Photocell | 2029 | Technical | GWh | After Competition Groups | 0.065377 | 0 | 0 | 17175.6863 | 3.8064e-06 | 90 | Commercial_2029_Technical_GWh_After Competition Groups_90 | Exterior Photocell | 0.0003806% | 0 | 0.065377 | Commercial_2029_Technical_GWh_After Competition Groups_Exterior Photocell
Commercial | Com ¦ Air Curtains | 2029 | Technical | GWh | After Competition Groups | 0.055179 | 0 | 0 | 17175.6863 | 3.2126e-06 | 91 | Commercial_2029_Technical_GWh_After Competition Groups_91 | Air Curtains | 0.0003213% | 0 | 0.055179 | Commercial_2029_Technical_GWh_After Competition Groups_Air Curtains
Commercial | Com ¦ VSD Air Compressor | 2029 | Technical | GWh | After Competition Groups | 0.042496 | 0 | 0 | 17175.6863 | 2.4742e-06 | 92 | Commercial_2029_Technical_GWh_After Competition Groups_92 | VSD Air Compressor | 0.0002474% | 0 | 0.042496 | Commercial_2029_Technical_GWh_After Competition Groups_VSD Air Compressor
Commercial | Com ¦ High Efficiency Induction Cooking | 2029 | Technical | GWh | After Competition Groups | 0.0079406 | 0 | 0 | 17175.6863 | 4.6232e-07 | 93 | Commercial_2029_Technical_GWh_After Competition Groups_93 | High Efficiency Induction Cooking | 4.623e-05% | 0 | 0.0079406 | Commercial_2029_Technical_GWh_After Competition Groups_High Efficiency Induction Cooking
Commercial | Com ¦ Electric Convection Combination Ovens | 2029 | Technical | GWh | After Competition Groups | 0.0033147 | 0 | 0 | 17175.6863 | 1.9299e-07 | 94 | Commercial_2029_Technical_GWh_After Competition Groups_94 | Electric Convection Combination Ovens | 1.93e-05% | 0 | 0.0033147 | Commercial_2029_Technical_GWh_After Competition Groups_Electric Convection Combination Ovens
Commercial | Com ¦ Building Recommissioning, Operations and Maintenance (O&M) Improvements | 2030 | Economic | GWh | After Competition Groups | 2037.6854 | 0 | 0 | 13306.0578 | 0.15314 | 1 | Commercial_2030_Economic_GWh_After Competition Groups_1 | Building Recommissioning, Operations and Maintenance (O&M) Improvements | 15.31% | 0 | 2037.6854 | Commercial_2030_Economic_GWh_After Competition Groups_Building Recommissioning, Operations and Maintenance (O&M) Improvements
Commercial | Com ¦ LED Low/High Bay | 2030 | Economic | GWh | After Competition Groups | 1206.6907 | 0 | 0 | 13306.0578 | 0.090687 | 2 | Commercial_2030_Economic_GWh_After Competition Groups_2 | LED Low/High Bay | 9.069% | 0 | 1206.6907 | Commercial_2030_Economic_GWh_After Competition Groups_LED Low/High Bay
Commercial | Com ¦ LED Troffer/Surface/Suspended | 2030 | Economic | GWh | After Competition Groups | 1017.6756 | 0 | 0 | 13306.0578 | 0.076482 | 3 | Commercial_2030_Economic_GWh_After Competition Groups_3 | LED Troffer/Surface/Suspended | 7.648% | 0 | 1017.6756 | Commercial_2030_Economic_GWh_After Competition Groups_LED Troffer/Surface/Suspended
Commercial | Com ¦ ENERGY STAR LED LAMPS (REFLECTOR LAMPs/MR16/PAR 16) | 2030 | Economic | GWh | After Competition Groups | 926.2438 | 0 | 0 | 13306.0578 | 0.069611 | 4 | Commercial_2030_Economic_GWh_After Competition Groups_4 | ENERGY STAR LED LAMPS (REFLECTOR LAMPs/MR16/PAR 16) | 6.961% | 0 | 926.2438 | Commercial_2030_Economic_GWh_After Competition Groups_ENERGY STAR LED LAMPS (REFLECTOR LAMPs/MR16/PAR 16)
Commercial | Com ¦ Education and Capacity Building/Energy Behavior | 2030 | Economic | GWh | After Competition Groups | 760.5206 | 0 | 0 | 13306.0578 | 0.057156 | 5 | Commercial_2030_Economic_GWh_After Competition Groups_5 | Education and Capacity Building/Energy Behavior | 5.716% | 0 | 760.5206 | Commercial_2030_Economic_GWh_After Competition Groups_Education and Capacity Building/Energy Behavior
Commercial | Com ¦ LED EXTERIOR AREA LIGHTS - LED fixture (200W) | 2030 | Economic | GWh | After Competition Groups | 631.8398 | 0 | 0 | 13306.0578 | 0.047485 | 6 | Commercial_2030_Economic_GWh_After Competition Groups_6 | LED EXTERIOR AREA LIGHTS - LED fixture (200W) | 4.749% | 0 | 631.8398 | Commercial_2030_Economic_GWh_After Competition Groups_LED EXTERIOR AREA LIGHTS - LED fixture (200W)
Commercial | Com ¦ LED parking lot fixture | 2030 | Economic | GWh | After Competition Groups | 603.7737 | 0 | 0 | 13306.0578 | 0.045376 | 7 | Commercial_2030_Economic_GWh_After Competition Groups_7 | LED parking lot fixture | 4.538% | 0 | 603.7737 | Commercial_2030_Economic_GWh_After Competition Groups_LED parking lot fixture
Commercial | Com ¦ LED Replacement Lamp (Tube) | 2030 | Economic | GWh | After Competition Groups | 584.6056 | 0 | 0 | 13306.0578 | 0.043935 | 8 | Commercial_2030_Economic_GWh_After Competition Groups_8 | LED Replacement Lamp (Tube) | 4.394% | 0 | 584.6056 | Commercial_2030_Economic_GWh_After Competition Groups_LED Replacement Lamp (Tube)
Commercial | Com ¦ Furnace Tune-Up | 2030 | Economic | GWh | After Competition Groups | 559.5355 | 0 | 0 | 13306.0578 | 0.042051 | 9 | Commercial_2030_Economic_GWh_After Competition Groups_9 | Furnace Tune-Up | 4.205% | 0 | 559.5355 | Commercial_2030_Economic_GWh_After Competition Groups_Furnace Tune-Up
Commercial | Com ¦ High Efficiency Air Source Heat Pump | 2030 | Economic | GWh | After Competition Groups | 545.1258 | 0 | 0 | 13306.0578 | 0.040968 | 10 | Commercial_2030_Economic_GWh_After Competition Groups_10 | High Efficiency Air Source Heat Pump | 4.097% | 0 | 545.1258 | Commercial_2030_Economic_GWh_After Competition Groups_High Efficiency Air Source Heat Pump
Commercial | Com ¦ LED street light fixture | 2030 | Economic | GWh | After Competition Groups | 379.7646 | 0 | 0 | 13306.0578 | 0.028541 | 11 | Commercial_2030_Economic_GWh_After Competition Groups_11 | LED street light fixture | 2.854% | 0 | 379.7646 | Commercial_2030_Economic_GWh_After Competition Groups_LED street light fixture
Commercial | Com ¦ Advanced BAS/Controllers | 2030 | Economic | GWh | After Competition Groups | 327.3198 | 0 | 0 | 13306.0578 | 0.024599 | 12 | Commercial_2030_Economic_GWh_After Competition Groups_12 | Advanced BAS/Controllers | 2.46% | 0 | 327.3198 | Commercial_2030_Economic_GWh_After Competition Groups_Advanced BAS/Controllers
Commercial | Com ¦ Data Center Storage/Server Virtualization | 2030 | Economic | GWh | After Competition Groups | 302.172 | 0 | 0 | 13306.0578 | 0.022709 | 13 | Commercial_2030_Economic_GWh_After Competition Groups_13 | Data Center Storage/Server Virtualization | 2.271% | 0 | 302.172 | Commercial_2030_Economic_GWh_After Competition Groups_Data Center Storage/Server Virtualization
Commercial | Com ¦ Demand Control Ventilation | 2030 | Economic | GWh | After Competition Groups | 295.5707 | 0 | 0 | 13306.0578 | 0.022213 | 14 | Commercial_2030_Economic_GWh_After Competition Groups_14 | Demand Control Ventilation | 2.221% | 0 | 295.5707 | Commercial_2030_Economic_GWh_After Competition Groups_Demand Control Ventilation
Commercial | Com ¦ Reach-in Shaded Pole to ECM/PSC Evaporator Fan Motor | 2030 | Economic | GWh | After Competition Groups | 273.5267 | 0 | 0 | 13306.0578 | 0.020557 | 15 | Commercial_2030_Economic_GWh_After Competition Groups_15 | Reach-in Shaded Pole to ECM/PSC Evaporator Fan Motor | 2.056% | 0 | 273.5267 | Commercial_2030_Economic_GWh_After Competition Groups_Reach-in Shaded Pole to ECM/PSC Evaporator Fan Motor
Commercial | Com ¦ Refrigerated Display Case Doors | 2030 | Economic | GWh | After Competition Groups | 269.4573 | 0 | 0 | 13306.0578 | 0.020251 | 16 | Commercial_2030_Economic_GWh_After Competition Groups_16 | Refrigerated Display Case Doors | 2.025% | 0 | 269.4573 | Commercial_2030_Economic_GWh_After Competition Groups_Refrigerated Display Case Doors
Commercial | Com ¦ Strip Curtains | 2030 | Economic | GWh | After Competition Groups | 243.2629 | 0 | 0 | 13306.0578 | 0.018282 | 17 | Commercial_2030_Economic_GWh_After Competition Groups_17 | Strip Curtains | 1.828% | 0 | 243.2629 | Commercial_2030_Economic_GWh_After Competition Groups_Strip Curtains
Commercial | Com ¦ Centrally controlled desktop PC/NETWORK PC POWER MANAGEMENT SOFTWARE | 2030 | Economic | GWh | After Competition Groups | 199.729 | 0 | 0 | 13306.0578 | 0.01501 | 18 | Commercial_2030_Economic_GWh_After Competition Groups_18 | Centrally controlled desktop PC/NETWORK PC POWER MANAGEMENT SOFTWARE | 1.501% | 0 | 199.729 | Commercial_2030_Economic_GWh_After Competition Groups_Centrally controlled desktop PC/NETWORK PC POWER MANAGEMENT SOFTWARE
Commercial | Com ¦ Variable Frequency Drive (VFD) | 2030 | Economic | GWh | After Competition Groups | 185.4661 | 0 | 0 | 13306.0578 | 0.013938 | 19 | Commercial_2030_Economic_GWh_After Competition Groups_19 | Variable Frequency Drive (VFD) | 1.394% | 0 | 185.4661 | Commercial_2030_Economic_GWh_After Competition Groups_Variable Frequency Drive (VFD)
Commercial | Com ¦ VFD on Pumps | 2030 | Economic | GWh | After Competition Groups | 173.5742 | 0 | 0 | 13306.0578 | 0.013045 | 20 | Commercial_2030_Economic_GWh_After Competition Groups_20 | VFD on Pumps | 1.304% | 0 | 173.5742 | Commercial_2030_Economic_GWh_After Competition Groups_VFD on Pumps
Commercial | Com ¦ LED or Equivalent Sign Lighting | 2030 | Economic | GWh | After Competition Groups | 170.0925 | 0 | 0 | 13306.0578 | 0.012783 | 21 | Commercial_2030_Economic_GWh_After Competition Groups_21 | LED or Equivalent Sign Lighting | 1.278% | 0 | 170.0925 | Commercial_2030_Economic_GWh_After Competition Groups_LED or Equivalent Sign Lighting
Commercial | Com ¦ Unitary Air-Conditioning Unit | 2030 | Economic | GWh | After Competition Groups | 162.0021 | 0 | 0 | 13306.0578 | 0.012175 | 22 | Commercial_2030_Economic_GWh_After Competition Groups_22 | Unitary Air-Conditioning Unit | 1.218% | 0 | 162.0021 | Commercial_2030_Economic_GWh_After Competition Groups_Unitary Air-Conditioning Unit
Commercial | Com ¦ Adaptive Thermostats | 2030 | Economic | GWh | After Competition Groups | 144.2044 | 0 | 0 | 13306.0578 | 0.010837 | 23 | Commercial_2030_Economic_GWh_After Competition Groups_23 | Adaptive Thermostats | 1.084% | 0 | 144.2044 | Commercial_2030_Economic_GWh_After Competition Groups_Adaptive Thermostats
Commercial | Com ¦ Air Handler with Dedicated Outdoor Air Systems | 2030 | Economic | GWh | After Competition Groups | 141.5546 | 0 | 0 | 13306.0578 | 0.010638 | 24 | Commercial_2030_Economic_GWh_After Competition Groups_24 | Air Handler with Dedicated Outdoor Air Systems | 1.064% | 0 | 141.5546 | Commercial_2030_Economic_GWh_After Competition Groups_Air Handler with Dedicated Outdoor Air Systems
Commercial | Com ¦ ENERGY STAR LED LAMPS (General Service Lamps) | 2030 | Economic | GWh | After Competition Groups | 119.8773 | 0 | 0 | 13306.0578 | 0.0090092 | 25 | Commercial_2030_Economic_GWh_After Competition Groups_25 | ENERGY STAR LED LAMPS (General Service Lamps) | 0.9009% | 0 | 119.8773 | Commercial_2030_Economic_GWh_After Competition Groups_ENERGY STAR LED LAMPS (General Service Lamps)
Commercial | Com ¦ Demand Control Kitchen Ventilation | 2030 | Economic | GWh | After Competition Groups | 95.9733 | 0 | 0 | 13306.0578 | 0.0072128 | 26 | Commercial_2030_Economic_GWh_After Competition Groups_26 | Demand Control Kitchen Ventilation | 0.7213% | 0 | 95.9733 | Commercial_2030_Economic_GWh_After Competition Groups_Demand Control Kitchen Ventilation
Commercial | Com ¦ ECM MOTORS FOR EVAPORATOR FANS for refrigeration (WALK-IN) | 2030 | Economic | GWh | After Competition Groups | 87.859 | 0 | 0 | 13306.0578 | 0.0066029 | 27 | Commercial_2030_Economic_GWh_After Competition Groups_27 | ECM MOTORS FOR EVAPORATOR FANS for refrigeration (WALK-IN) | 0.6603% | 0 | 87.859 | Commercial_2030_Economic_GWh_After Competition Groups_ECM MOTORS FOR EVAPORATOR FANS for refrigeration (WALK-IN)
Commercial | Com ¦ Condensing Unit Heaters or other Efficient Unit Heating System | 2030 | Economic | GWh | After Competition Groups | 84.202 | 0 | 0 | 13306.0578 | 0.0063281 | 28 | Commercial_2030_Economic_GWh_After Competition Groups_28 | Condensing Unit Heaters or other Efficient Unit Heating System | 0.6328% | 0 | 84.202 | Commercial_2030_Economic_GWh_After Competition Groups_Condensing Unit Heaters or other Efficient Unit Heating System
Commercial | Com ¦ Refrigerated Display Case LED | 2030 | Economic | GWh | After Competition Groups | 82.2879 | 0 | 0 | 13306.0578 | 0.0061842 | 29 | Commercial_2030_Economic_GWh_After Competition Groups_29 | Refrigerated Display Case LED | 0.6184% | 0 | 82.2879 | Commercial_2030_Economic_GWh_After Competition Groups_Refrigerated Display Case LED
Commercial | Com ¦ Occupancy Sensors | 2030 | Economic | GWh | After Competition Groups | 74.8476 | 0 | 0 | 13306.0578 | 0.0056251 | 30 | Commercial_2030_Economic_GWh_After Competition Groups_30 | Occupancy Sensors | 0.5625% | 0 | 74.8476 | Commercial_2030_Economic_GWh_After Competition Groups_Occupancy Sensors
Commercial | Com ¦ Freezer Case Light Sensor | 2030 | Economic | GWh | After Competition Groups | 72.3623 | 0 | 0 | 13306.0578 | 0.0054383 | 31 | Commercial_2030_Economic_GWh_After Competition Groups_31 | Freezer Case Light Sensor | 0.5438% | 0 | 72.3623 | Commercial_2030_Economic_GWh_After Competition Groups_Freezer Case Light Sensor
Commercial | Com ¦ Evaporator Fan Controls | 2030 | Economic | GWh | After Competition Groups | 70.5863 | 0 | 0 | 13306.0578 | 0.0053048 | 32 | Commercial_2030_Economic_GWh_After Competition Groups_32 | Evaporator Fan Controls | 0.5305% | 0 | 70.5863 | Commercial_2030_Economic_GWh_After Competition Groups_Evaporator Fan Controls
Commercial | Com ¦ Door Gasket Freezer/Refrigerator | 2030 | Economic | GWh | After Competition Groups | 48.0337 | 0 | 0 | 13306.0578 | 0.0036099 | 33 | Commercial_2030_Economic_GWh_After Competition Groups_33 | Door Gasket Freezer/Refrigerator | 0.361% | 0 | 48.0337 | Commercial_2030_Economic_GWh_After Competition Groups_Door Gasket Freezer/Refrigerator
Commercial | Com ¦ Elec Storage WH 2.30 Et | 2030 | Economic | GWh | After Competition Groups | 44.8711 | 0 | 0 | 13306.0578 | 0.0033722 | 34 | Commercial_2030_Economic_GWh_After Competition Groups_34 | Elec Storage WH 2.30 Et | 0.3372% | 0 | 44.8711 | Commercial_2030_Economic_GWh_After Competition Groups_Elec Storage WH 2.30 Et
Commercial | Com ¦ BEVERAGE VENDING MACHINE CONTROLS | 2030 | Economic | GWh | After Competition Groups | 40.7381 | 0 | 0 | 13306.0578 | 0.0030616 | 35 | Commercial_2030_Economic_GWh_After Competition Groups_35 | BEVERAGE VENDING MACHINE CONTROLS | 0.3062% | 0 | 40.7381 | Commercial_2030_Economic_GWh_After Competition Groups_BEVERAGE VENDING MACHINE CONTROLS
Commercial | Com ¦ Chilled Water Optimization | 2030 | Economic | GWh | After Competition Groups | 39.7155 | 0 | 0 | 13306.0578 | 0.0029848 | 36 | Commercial_2030_Economic_GWh_After Competition Groups_36 | Chilled Water Optimization | 0.2985% | 0 | 39.7155 | Commercial_2030_Economic_GWh_After Competition Groups_Chilled Water Optimization
Commercial | Com ¦ ENERGY STAR Griddle (74% eff) | 2030 | Economic | GWh | After Competition Groups | 37.299 | 0 | 0 | 13306.0578 | 0.0028032 | 37 | Commercial_2030_Economic_GWh_After Competition Groups_37 | ENERGY STAR Griddle (74% eff) | 0.2803% | 0 | 37.299 | Commercial_2030_Economic_GWh_After Competition Groups_ENERGY STAR Griddle (74% eff)
Commercial | Com ¦ Water Source Heat Pump (4 ton) | 2030 | Economic | GWh | After Competition Groups | 29.5576 | 0 | 0 | 13306.0578 | 0.0022214 | 38 | Commercial_2030_Economic_GWh_After Competition Groups_38 | Water Source Heat Pump (4 ton) | 0.2221% | 0 | 29.5576 | Commercial_2030_Economic_GWh_After Competition Groups_Water Source Heat Pump (4 ton)
Commercial | Com ¦ CO Sensors for parking garage exhaust fans | 2030 | Economic | GWh | After Competition Groups | 29.2457 | 0 | 0 | 13306.0578 | 0.0021979 | 39 | Commercial_2030_Economic_GWh_After Competition Groups_39 | CO Sensors for parking garage exhaust fans | 0.2198% | 0 | 29.2457 | Commercial_2030_Economic_GWh_After Competition Groups_CO Sensors for parking garage exhaust fans
Commercial | Com ¦ Temperature Adjustment in Commercial Freezers | 2030 | Economic | GWh | After Competition Groups | 26.9914 | 0 | 0 | 13306.0578 | 0.0020285 | 40 | Commercial_2030_Economic_GWh_After Competition Groups_40 | Temperature Adjustment in Commercial Freezers | 0.2029% | 0 | 26.9914 | Commercial_2030_Economic_GWh_After Competition Groups_Temperature Adjustment in Commercial Freezers
Commercial | Com ¦ Energy Efficient Laboratory Fume Hood | 2030 | Economic | GWh | After Competition Groups | 24.0399 | 0 | 0 | 13306.0578 | 0.0018067 | 41 | Commercial_2030_Economic_GWh_After Competition Groups_41 | Energy Efficient Laboratory Fume Hood | 0.1807% | 0 | 24.0399 | Commercial_2030_Economic_GWh_After Competition Groups_Energy Efficient Laboratory Fume Hood
Commercial | Com ¦ Vertical Night Covers | 2030 | Economic | GWh | After Competition Groups | 20.938 | 0 | 0 | 13306.0578 | 0.0015736 | 42 | Commercial_2030_Economic_GWh_After Competition Groups_42 | Vertical Night Covers | 0.1574% | 0 | 20.938 | Commercial_2030_Economic_GWh_After Competition Groups_Vertical Night Covers
Commercial | Com ¦ Duct Insulation, R8 | 2030 | Economic | GWh | After Competition Groups | 18.6404 | 0 | 0 | 13306.0578 | 0.0014009 | 43 | Commercial_2030_Economic_GWh_After Competition Groups_43 | Duct Insulation, R8 | 0.1401% | 0 | 18.6404 | Commercial_2030_Economic_GWh_After Competition Groups_Duct Insulation, R8
Commercial | Com ¦ Water Heating (DHW) Pipe Insulation (Add 3/4\ Foam)" | 2030 | Economic | GWh | After Competition Groups | 18.0216 | 0 | 0 | 13306.0578 | 0.0013544 | 44 | Commercial_2030_Economic_GWh_After Competition Groups_44 | Water Heating (DHW) Pipe Insulation (Add 3/4\ Foam)" | 0.1354% | 0 | 18.0216 | Commercial_2030_Economic_GWh_After Competition Groups_Water Heating (DHW) Pipe Insulation (Add 3/4\ Foam)"
Commercial | Com ¦ Outside Air Economizer | 2030 | Economic | GWh | After Competition Groups | 17.0923 | 0 | 0 | 13306.0578 | 0.0012845 | 45 | Commercial_2030_Economic_GWh_After Competition Groups_45 | Outside Air Economizer | 0.1285% | 0 | 17.0923 | Commercial_2030_Economic_GWh_After Competition Groups_Outside Air Economizer
Commercial | Com ¦ ENERGY STAR Fryer (84% eff) | 2030 | Economic | GWh | After Competition Groups | 13.2901 | 0 | 0 | 13306.0578 | 0.0009988 | 46 | Commercial_2030_Economic_GWh_After Competition Groups_46 | ENERGY STAR Fryer (84% eff) | 0.09988% | 0 | 13.2901 | Commercial_2030_Economic_GWh_After Competition Groups_ENERGY STAR Fryer (84% eff)
Commercial | Com ¦ ENERGY STAR Dishwasher | 2030 | Economic | GWh | After Competition Groups | 11.5443 | 0 | 0 | 13306.0578 | 0.0008676 | 47 | Commercial_2030_Economic_GWh_After Competition Groups_47 | ENERGY STAR Dishwasher | 0.08676% | 0 | 11.5443 | Commercial_2030_Economic_GWh_After Competition Groups_ENERGY STAR Dishwasher
Commercial | Com ¦ Suction Pipe Insulation Freezer/Refrigerator | 2030 | Economic | GWh | After Competition Groups | 11.4435 | 0 | 0 | 13306.0578 | 0.00086002 | 48 | Commercial_2030_Economic_GWh_After Competition Groups_48 | Suction Pipe Insulation Freezer/Refrigerator | 0.086% | 0 | 11.4435 | Commercial_2030_Economic_GWh_After Competition Groups_Suction Pipe Insulation Freezer/Refrigerator
Commercial | Com ¦ ENERGY STAR Steam Cookers | 2030 | Economic | GWh | After Competition Groups | 6.5125 | 0 | 0 | 13306.0578 | 0.00048944 | 49 | Commercial_2030_Economic_GWh_After Competition Groups_49 | ENERGY STAR Steam Cookers | 0.04894% | 0 | 6.5125 | Commercial_2030_Economic_GWh_After Competition Groups_ENERGY STAR Steam Cookers
Commercial | Com ¦ Ozone Laundry Treatment | 2030 | Economic | GWh | After Competition Groups | 6.3813 | 0 | 0 | 13306.0578 | 0.00047958 | 50 | Commercial_2030_Economic_GWh_After Competition Groups_50 | Ozone Laundry Treatment | 0.04796% | 0 | 6.3813 | Commercial_2030_Economic_GWh_After Competition Groups_Ozone Laundry Treatment
Commercial | Com ¦ Condensing Make Up Air Unit | 2030 | Economic | GWh | After Competition Groups | 6.1271 | 0 | 0 | 13306.0578 | 0.00046047 | 51 | Commercial_2030_Economic_GWh_After Competition Groups_51 | Condensing Make Up Air Unit | 0.04605% | 0 | 6.1271 | Commercial_2030_Economic_GWh_After Competition Groups_Condensing Make Up Air Unit
Commercial | Com ¦ Demand controlled Circulating Systems | 2030 | Economic | GWh | After Competition Groups | 3.8619 | 0 | 0 | 13306.0578 | 0.00029023 | 52 | Commercial_2030_Economic_GWh_After Competition Groups_52 | Demand controlled Circulating Systems | 0.02902% | 0 | 3.8619 | Commercial_2030_Economic_GWh_After Competition Groups_Demand controlled Circulating Systems
Commercial | Com ¦ Solar Water Preheat (Pools/DHW) | 2030 | Economic | GWh | After Competition Groups | 3.1563 | 0 | 0 | 13306.0578 | 0.00023721 | 53 | Commercial_2030_Economic_GWh_After Competition Groups_53 | Solar Water Preheat (Pools/DHW) | 0.02372% | 0 | 3.1563 | Commercial_2030_Economic_GWh_After Competition Groups_Solar Water Preheat (Pools/DHW)
Commercial | Com ¦ ECM MOTORS FOR HVAC APPLICATION (FAN-POWERED VAV BOX) | 2030 | Economic | GWh | After Competition Groups | 2.7068 | 0 | 0 | 13306.0578 | 0.00020342 | 54 | Commercial_2030_Economic_GWh_After Competition Groups_54 | ECM MOTORS FOR HVAC APPLICATION (FAN-POWERED VAV BOX) | 0.02034% | 0 | 2.7068 | Commercial_2030_Economic_GWh_After Competition Groups_ECM MOTORS FOR HVAC APPLICATION (FAN-POWERED VAV BOX)
Commercial | Com ¦ Efficient compressor motor | 2030 | Economic | GWh | After Competition Groups | 2.5096 | 0 | 0 | 13306.0578 | 0.00018861 | 55 | Commercial_2030_Economic_GWh_After Competition Groups_55 | Efficient compressor motor | 0.01886% | 0 | 2.5096 | Commercial_2030_Economic_GWh_After Competition Groups_Efficient compressor motor
Commercial | Com ¦ Thermostat Setback | 2030 | Economic | GWh | After Competition Groups | 2.4864 | 0 | 0 | 13306.0578 | 0.00018687 | 56 | Commercial_2030_Economic_GWh_After Competition Groups_56 | Thermostat Setback | 0.01869% | 0 | 2.4864 | Commercial_2030_Economic_GWh_After Competition Groups_Thermostat Setback
Commercial | Com ¦ Notched V belts for HVAC Systems | 2030 | Economic | GWh | After Competition Groups | 2.3314 | 0 | 0 | 13306.0578 | 0.00017521 | 57 | Commercial_2030_Economic_GWh_After Competition Groups_57 | Notched V belts for HVAC Systems | 0.01752% | 0 | 2.3314 | Commercial_2030_Economic_GWh_After Competition Groups_Notched V belts for HVAC Systems
Commercial | Com ¦ PTAC (12 EER/10,000 BTU) | 2030 | Economic | GWh | After Competition Groups | 2.0046 | 0 | 0 | 13306.0578 | 0.00015065 | 58 | Commercial_2030_Economic_GWh_After Competition Groups_58 | PTAC (12 EER/10,000 BTU) | 0.01507% | 0 | 2.0046 | Commercial_2030_Economic_GWh_After Competition Groups_PTAC (12 EER/10,000 BTU)
Commercial | Com ¦ CEE Tier 2/Energy Star Clothes Washers | 2030 | Economic | GWh | After Competition Groups | 1.3843 | 0 | 0 | 13306.0578 | 0.00010403 | 59 | Commercial_2030_Economic_GWh_After Competition Groups_59 | CEE Tier 2/Energy Star Clothes Washers | 0.0104% | 0 | 1.3843 | Commercial_2030_Economic_GWh_After Competition Groups_CEE Tier 2/Energy Star Clothes Washers
Commercial | Com ¦ Auto Off Time Switch or Time Clock control | 2030 | Economic | GWh | After Competition Groups | 1.3406 | 0 | 0 | 13306.0578 | 0.00010075 | 60 | Commercial_2030_Economic_GWh_After Competition Groups_60 | Auto Off Time Switch or Time Clock control | 0.01008% | 0 | 1.3406 | Commercial_2030_Economic_GWh_After Competition Groups_Auto Off Time Switch or Time Clock control
Commercial | COM ¦ Ductless Mini-Split Heat Pumps | 2030 | Economic | GWh | After Competition Groups | 1.2066 | 0 | 0 | 13306.0578 | 9.0682e-05 | 61 | Commercial_2030_Economic_GWh_After Competition Groups_61 | Ductless Mini-Split Heat Pumps | 0.009068% | 0 | 1.2066 | Commercial_2030_Economic_GWh_After Competition Groups_Ductless Mini-Split Heat Pumps
Commercial | Com ¦ Low Flow Pre-Rinse Spray Nozzle | 2030 | Economic | GWh | After Competition Groups | 0.83132 | 0 | 0 | 13306.0578 | 6.2477e-05 | 62 | Commercial_2030_Economic_GWh_After Competition Groups_62 | Low Flow Pre-Rinse Spray Nozzle | 0.006248% | 0 | 0.83132 | Commercial_2030_Economic_GWh_After Competition Groups_Low Flow Pre-Rinse Spray Nozzle
Commercial | Com ¦ Commercial Hot Food Holding Cabinets | 2030 | Economic | GWh | After Competition Groups | 0.56415 | 0 | 0 | 13306.0578 | 4.2398e-05 | 63 | Commercial_2030_Economic_GWh_After Competition Groups_63 | Commercial Hot Food Holding Cabinets | 0.00424% | 0 | 0.56415 | Commercial_2030_Economic_GWh_After Competition Groups_Commercial Hot Food Holding Cabinets
Commercial | Com ¦ Energy Recovery Ventilation and Ventilation (Enhanced) | 2030 | Economic | GWh | After Competition Groups | 0.46994 | 0 | 0 | 13306.0578 | 3.5318e-05 | 64 | Commercial_2030_Economic_GWh_After Competition Groups_64 | Energy Recovery Ventilation and Ventilation (Enhanced) | 0.003532% | 0 | 0.46994 | Commercial_2030_Economic_GWh_After Competition Groups_Energy Recovery Ventilation and Ventilation (Enhanced)
Commercial | Com ¦ HVAC Optimization | 2030 | Economic | GWh | After Competition Groups | 0.44126 | 0 | 0 | 13306.0578 | 3.3162e-05 | 65 | Commercial_2030_Economic_GWh_After Competition Groups_65 | HVAC Optimization | 0.003316% | 0 | 0.44126 | Commercial_2030_Economic_GWh_After Competition Groups_HVAC Optimization
Commercial | Com ¦ LED RECESSED DOWNLIGHTS | 2030 | Economic | GWh | After Competition Groups | 0.36162 | 0 | 0 | 13306.0578 | 2.7177e-05 | 66 | Commercial_2030_Economic_GWh_After Competition Groups_66 | LED RECESSED DOWNLIGHTS | 0.002718% | 0 | 0.36162 | Commercial_2030_Economic_GWh_After Competition Groups_LED RECESSED DOWNLIGHTS
Commercial | Com ¦ Wall Insulation | 2030 | Economic | GWh | After Competition Groups | 0.17123 | 0 | 0 | 13306.0578 | 1.2868e-05 | 67 | Commercial_2030_Economic_GWh_After Competition Groups_67 | Wall Insulation | 0.001287% | 0 | 0.17123 | Commercial_2030_Economic_GWh_After Competition Groups_Wall Insulation
Commercial | Com ¦ Room AC (w/ louvered sides) 14 SEER from 12 SEER code | 2030 | Economic | GWh | After Competition Groups | 0.1293 | 0 | 0 | 13306.0578 | 9.7171e-06 | 68 | Commercial_2030_Economic_GWh_After Competition Groups_68 | Room AC (w/ louvered sides) 14 SEER from 12 SEER code | 0.0009717% | 0 | 0.1293 | Commercial_2030_Economic_GWh_After Competition Groups_Room AC (w/ louvered sides) 14 SEER from 12 SEER code
Commercial | Com ¦ EC Plug Fan for Data Center (under cabinet) | 2030 | Economic | GWh | After Competition Groups | 0.065872 | 0 | 0 | 13306.0578 | 4.9506e-06 | 69 | Commercial_2030_Economic_GWh_After Competition Groups_69 | EC Plug Fan for Data Center (under cabinet) | 0.0004951% | 0 | 0.065872 | Commercial_2030_Economic_GWh_After Competition Groups_EC Plug Fan for Data Center (under cabinet)
Commercial | Com ¦ High Efficiency Chiller (avg of water and air cooled) | 2030 | Economic | GWh | After Competition Groups | 0.057967 | 0 | 0 | 13306.0578 | 4.3565e-06 | 70 | Commercial_2030_Economic_GWh_After Competition Groups_70 | High Efficiency Chiller (avg of water and air cooled) | 0.0004356% | 0 | 0.057967 | Commercial_2030_Economic_GWh_After Competition Groups_High Efficiency Chiller (avg of water and air cooled)
Commercial | Com ¦ Air Curtains | 2030 | Economic | GWh | After Competition Groups | 0.055982 | 0 | 0 | 13306.0578 | 4.2072e-06 | 71 | Commercial_2030_Economic_GWh_After Competition Groups_71 | Air Curtains | 0.0004207% | 0 | 0.055982 | Commercial_2030_Economic_GWh_After Competition Groups_Air Curtains
Commercial | Com ¦ VSD Air Compressor | 2030 | Economic | GWh | After Competition Groups | 0.045163 | 0 | 0 | 13306.0578 | 3.3942e-06 | 72 | Commercial_2030_Economic_GWh_After Competition Groups_72 | VSD Air Compressor | 0.0003394% | 0 | 0.045163 | Commercial_2030_Economic_GWh_After Competition Groups_VSD Air Compressor
Commercial | Com ¦ Electric Convection Combination Ovens | 2030 | Economic | GWh | After Competition Groups | 0.0035249 | 0 | 0 | 13306.0578 | 2.6491e-07 | 73 | Commercial_2030_Economic_GWh_After Competition Groups_73 | Electric Convection Combination Ovens | 2.649e-05% | 0 | 0.0035249 | Commercial_2030_Economic_GWh_After Competition Groups_Electric Convection Combination Ovens
Commercial | Com ¦ Indoor Daylight Sensors/Photocell Dimming Control | 2030 | Economic | GWh | After Competition Groups | 0 | 0 | 0 | 13306.0578 | 0 | 74 | Commercial_2030_Economic_GWh_After Competition Groups_74 | Indoor Daylight Sensors/Photocell Dimming Control | 0% | 0 | 0 | Commercial_2030_Economic_GWh_After Competition Groups_Indoor Daylight Sensors/Photocell Dimming Control
Commercial | Com ¦ Variable Refrigerant Flow Heat Pump | 2030 | Economic | GWh | After Competition Groups | 0 | 0 | 0 | 13306.0578 | 0 | 75 | Commercial_2030_Economic_GWh_After Competition Groups_75 | Variable Refrigerant Flow Heat Pump | 0% | 0 | 0 | Commercial_2030_Economic_GWh_After Competition Groups_Variable Refrigerant Flow Heat Pump
Commercial | Com ¦ ENERGY STAR LED LAMPS (REFLECTOR LAMPs/MR16/PAR 16) | 2030 | SC A | GWh | After Competition Groups | 862.9508 | 2570964.4975 | 2.571 | 7279.9144 | 0.11854 | 1 | Commercial_2030_SC A_GWh_After Competition Groups_1 | ENERGY STAR LED LAMPS (REFLECTOR LAMPs/MR16/PAR 16) | 11.85% | 2.571 | 862.9508 | Commercial_2030_SC A_GWh_After Competition Groups_ENERGY STAR LED LAMPS (REFLECTOR LAMPs/MR16/PAR 16)
Commercial | Com ¦ LED Low/High Bay | 2030 | SC A | GWh | After Competition Groups | 820.7102 | 46389218.8323 | 46.3892 | 7279.9144 | 0.11274 | 2 | Commercial_2030_SC A_GWh_After Competition Groups_2 | LED Low/High Bay | 11.27% | 46.3892 | 820.7102 | Commercial_2030_SC A_GWh_After Competition Groups_LED Low/High Bay
Commercial | Com ¦ LED Troffer/Surface/Suspended | 2030 | SC A | GWh | After Competition Groups | 810.2561 | 54247034.0109 | 54.247 | 7279.9144 | 0.1113 | 3 | Commercial_2030_SC A_GWh_After Competition Groups_3 | LED Troffer/Surface/Suspended | 11.13% | 54.247 | 810.2561 | Commercial_2030_SC A_GWh_After Competition Groups_LED Troffer/Surface/Suspended
Commercial | Com ¦ LED EXTERIOR AREA LIGHTS - LED fixture (200W) | 2030 | SC A | GWh | After Competition Groups | 558.5333 | 0 | 0 | 7279.9144 | 0.076723 | 4 | Commercial_2030_SC A_GWh_After Competition Groups_4 | LED EXTERIOR AREA LIGHTS - LED fixture (200W) | 7.672% | 0 | 558.5333 | Commercial_2030_SC A_GWh_After Competition Groups_LED EXTERIOR AREA LIGHTS - LED fixture (200W)
Commercial | Com ¦ LED parking lot fixture | 2030 | SC A | GWh | After Competition Groups | 537.5212 | 6594671.37 | 6.5947 | 7279.9144 | 0.073836 | 5 | Commercial_2030_SC A_GWh_After Competition Groups_5 | LED parking lot fixture | 7.384% | 6.5947 | 537.5212 | Commercial_2030_SC A_GWh_After Competition Groups_LED parking lot fixture
Commercial | Com ¦ LED Replacement Lamp (Tube) | 2030 | SC A | GWh | After Competition Groups | 483.2929 | 0 | 0 | 7279.9144 | 0.066387 | 6 | Commercial_2030_SC A_GWh_After Competition Groups_6 | LED Replacement Lamp (Tube) | 6.639% | 0 | 483.2929 | Commercial_2030_SC A_GWh_After Competition Groups_LED Replacement Lamp (Tube)
Commercial | Com ¦ Building Recommissioning, Operations and Maintenance (O&M) Improvements | 2030 | SC A | GWh | After Competition Groups | 402.5674 | 1585691.8049 | 1.5857 | 7279.9144 | 0.055298 | 7 | Commercial_2030_SC A_GWh_After Competition Groups_7 | Building Recommissioning, Operations and Maintenance (O&M) Improvements | 5.53% | 1.5857 | 402.5674 | Commercial_2030_SC A_GWh_After Competition Groups_Building Recommissioning, Operations and Maintenance (O&M) Improvements
Commercial | Com ¦ LED street light fixture | 2030 | SC A | GWh | After Competition Groups | 330.2465 | 7717846.9061 | 7.7178 | 7279.9144 | 0.045364 | 8 | Commercial_2030_SC A_GWh_After Competition Groups_8 | LED street light fixture | 4.536% | 7.7178 | 330.2465 | Commercial_2030_SC A_GWh_After Competition Groups_LED street light fixture
Commercial | Com ¦ Furnace Tune-Up | 2030 | SC A | GWh | After Competition Groups | 268.1197 | 118860.9536 | 0.11886 | 7279.9144 | 0.03683 | 9 | Commercial_2030_SC A_GWh_After Competition Groups_9 | Furnace Tune-Up | 3.683% | 0.11886 | 268.1197 | Commercial_2030_SC A_GWh_After Competition Groups_Furnace Tune-Up
Commercial | Com ¦ Data Center Storage/Server Virtualization | 2030 | SC A | GWh | After Competition Groups | 198.4185 | 0 | 0 | 7279.9144 | 0.027256 | 10 | Commercial_2030_SC A_GWh_After Competition Groups_10 | Data Center Storage/Server Virtualization | 2.726% | 0 | 198.4185 | Commercial_2030_SC A_GWh_After Competition Groups_Data Center Storage/Server Virtualization
Commercial | Com ¦ High Efficiency Air Source Heat Pump | 2030 | SC A | GWh | After Competition Groups | 192.7238 | 1224321.3962 | 1.2243 | 7279.9144 | 0.026473 | 11 | Commercial_2030_SC A_GWh_After Competition Groups_11 | High Efficiency Air Source Heat Pump | 2.647% | 1.2243 | 192.7238 | Commercial_2030_SC A_GWh_After Competition Groups_High Efficiency Air Source Heat Pump
Commercial | Com ¦ Reach-in Shaded Pole to ECM/PSC Evaporator Fan Motor | 2030 | SC A | GWh | After Competition Groups | 188.4683 | 2529147.1215 | 2.5291 | 7279.9144 | 0.025889 | 12 | Commercial_2030_SC A_GWh_After Competition Groups_12 | Reach-in Shaded Pole to ECM/PSC Evaporator Fan Motor | 2.589% | 2.5291 | 188.4683 | Commercial_2030_SC A_GWh_After Competition Groups_Reach-in Shaded Pole to ECM/PSC Evaporator Fan Motor
Commercial | Com ¦ Refrigerated Display Case Doors | 2030 | SC A | GWh | After Competition Groups | 128.8138 | 4188195.9828 | 4.1882 | 7279.9144 | 0.017694 | 13 | Commercial_2030_SC A_GWh_After Competition Groups_13 | Refrigerated Display Case Doors | 1.769% | 4.1882 | 128.8138 | Commercial_2030_SC A_GWh_After Competition Groups_Refrigerated Display Case Doors
Commercial | Com ¦ Strip Curtains | 2030 | SC A | GWh | After Competition Groups | 128.5459 | 181969.8523 | 0.18197 | 7279.9144 | 0.017658 | 14 | Commercial_2030_SC A_GWh_After Competition Groups_14 | Strip Curtains | 1.766% | 0.18197 | 128.5459 | Commercial_2030_SC A_GWh_After Competition Groups_Strip Curtains
Commercial | Com ¦ Education and Capacity Building/Energy Behavior | 2030 | SC A | GWh | After Competition Groups | 119.972 | 1333570.6711 | 1.3336 | 7279.9144 | 0.01648 | 15 | Commercial_2030_SC A_GWh_After Competition Groups_15 | Education and Capacity Building/Energy Behavior | 1.648% | 1.3336 | 119.972 | Commercial_2030_SC A_GWh_After Competition Groups_Education and Capacity Building/Energy Behavior
Commercial | Com ¦ LED or Equivalent Sign Lighting | 2030 | SC A | GWh | After Competition Groups | 108.5149 | 3039937.7246 | 3.0399 | 7279.9144 | 0.014906 | 16 | Commercial_2030_SC A_GWh_After Competition Groups_16 | LED or Equivalent Sign Lighting | 1.491% | 3.0399 | 108.5149 | Commercial_2030_SC A_GWh_After Competition Groups_LED or Equivalent Sign Lighting
Commercial | Com ¦ ENERGY STAR LED LAMPS (General Service Lamps) | 2030 | SC A | GWh | After Competition Groups | 105.4895 | 346711.2958 | 0.34671 | 7279.9144 | 0.01449 | 17 | Commercial_2030_SC A_GWh_After Competition Groups_17 | ENERGY STAR LED LAMPS (General Service Lamps) | 1.449% | 0.34671 | 105.4895 | Commercial_2030_SC A_GWh_After Competition Groups_ENERGY STAR LED LAMPS (General Service Lamps)
Commercial | Com ¦ Centrally controlled desktop PC/NETWORK PC POWER MANAGEMENT SOFTWARE | 2030 | SC A | GWh | After Competition Groups | 95.7069 | 859910.9242 | 0.85991 | 7279.9144 | 0.013147 | 18 | Commercial_2030_SC A_GWh_After Competition Groups_18 | Centrally controlled desktop PC/NETWORK PC POWER MANAGEMENT SOFTWARE | 1.315% | 0.85991 | 95.7069 | Commercial_2030_SC A_GWh_After Competition Groups_Centrally controlled desktop PC/NETWORK PC POWER MANAGEMENT SOFTWARE
Commercial | Com ¦ Advanced BAS/Controllers | 2030 | SC A | GWh | After Competition Groups | 92.3351 | 309528.6034 | 0.30953 | 7279.9144 | 0.012684 | 19 | Commercial_2030_SC A_GWh_After Competition Groups_19 | Advanced BAS/Controllers | 1.268% | 0.30953 | 92.3351 | Commercial_2030_SC A_GWh_After Competition Groups_Advanced BAS/Controllers
Commercial | Com ¦ Variable Frequency Drive (VFD) | 2030 | SC A | GWh | After Competition Groups | 89.3414 | 1961322.8449 | 1.9613 | 7279.9144 | 0.012272 | 20 | Commercial_2030_SC A_GWh_After Competition Groups_20 | Variable Frequency Drive (VFD) | 1.227% | 1.9613 | 89.3414 | Commercial_2030_SC A_GWh_After Competition Groups_Variable Frequency Drive (VFD)
Commercial | Com ¦ Demand Control Ventilation | 2030 | SC A | GWh | After Competition Groups | 88.9713 | 395408.6109 | 0.39541 | 7279.9144 | 0.012221 | 21 | Commercial_2030_SC A_GWh_After Competition Groups_21 | Demand Control Ventilation | 1.222% | 0.39541 | 88.9713 | Commercial_2030_SC A_GWh_After Competition Groups_Demand Control Ventilation
Commercial | Com ¦ VFD on Pumps | 2030 | SC A | GWh | After Competition Groups | 82.9531 | 1876153.6051 | 1.8762 | 7279.9144 | 0.011395 | 22 | Commercial_2030_SC A_GWh_After Competition Groups_22 | VFD on Pumps | 1.139% | 1.8762 | 82.9531 | Commercial_2030_SC A_GWh_After Competition Groups_VFD on Pumps
Commercial | Com ¦ Adaptive Thermostats | 2030 | SC A | GWh | After Competition Groups | 63.1125 | 1814781.9047 | 1.8148 | 7279.9144 | 0.0086694 | 23 | Commercial_2030_SC A_GWh_After Competition Groups_23 | Adaptive Thermostats | 0.8669% | 1.8148 | 63.1125 | Commercial_2030_SC A_GWh_After Competition Groups_Adaptive Thermostats
Commercial | Com ¦ ECM MOTORS FOR EVAPORATOR FANS for refrigeration (WALK-IN) | 2030 | SC A | GWh | After Competition Groups | 41.6466 | 1186539.1545 | 1.1865 | 7279.9144 | 0.0057208 | 24 | Commercial_2030_SC A_GWh_After Competition Groups_24 | ECM MOTORS FOR EVAPORATOR FANS for refrigeration (WALK-IN) | 0.5721% | 1.1865 | 41.6466 | Commercial_2030_SC A_GWh_After Competition Groups_ECM MOTORS FOR EVAPORATOR FANS for refrigeration (WALK-IN)
Commercial | Com ¦ Condensing Unit Heaters or other Efficient Unit Heating System | 2030 | SC A | GWh | After Competition Groups | 40.3172 | 35680.3781 | 0.03568 | 7279.9144 | 0.0055381 | 25 | Commercial_2030_SC A_GWh_After Competition Groups_25 | Condensing Unit Heaters or other Efficient Unit Heating System | 0.5538% | 0.03568 | 40.3172 | Commercial_2030_SC A_GWh_After Competition Groups_Condensing Unit Heaters or other Efficient Unit Heating System
Commercial | Com ¦ Air Handler with Dedicated Outdoor Air Systems | 2030 | SC A | GWh | After Competition Groups | 40.0283 | 0 | 0 | 7279.9144 | 0.0054985 | 26 | Commercial_2030_SC A_GWh_After Competition Groups_26 | Air Handler with Dedicated Outdoor Air Systems | 0.5498% | 0 | 40.0283 | Commercial_2030_SC A_GWh_After Competition Groups_Air Handler with Dedicated Outdoor Air Systems
Commercial | Com ¦ Demand Control Kitchen Ventilation | 2030 | SC A | GWh | After Competition Groups | 37.2383 | 146058.5946 | 0.14606 | 7279.9144 | 0.0051152 | 27 | Commercial_2030_SC A_GWh_After Competition Groups_27 | Demand Control Kitchen Ventilation | 0.5115% | 0.14606 | 37.2383 | Commercial_2030_SC A_GWh_After Competition Groups_Demand Control Kitchen Ventilation
Commercial | Com ¦ Door Gasket Freezer/Refrigerator | 2030 | SC A | GWh | After Competition Groups | 36.0685 | 618469.3257 | 0.61847 | 7279.9144 | 0.0049545 | 28 | Commercial_2030_SC A_GWh_After Competition Groups_28 | Door Gasket Freezer/Refrigerator | 0.4955% | 0.61847 | 36.0685 | Commercial_2030_SC A_GWh_After Competition Groups_Door Gasket Freezer/Refrigerator
Commercial | Com ¦ Evaporator Fan Controls | 2030 | SC A | GWh | After Competition Groups | 33.3431 | 185805.9078 | 0.18581 | 7279.9144 | 0.0045802 | 29 | Commercial_2030_SC A_GWh_After Competition Groups_29 | Evaporator Fan Controls | 0.458% | 0.18581 | 33.3431 | Commercial_2030_SC A_GWh_After Competition Groups_Evaporator Fan Controls
Commercial | Com ¦ Refrigerated Display Case LED | 2030 | SC A | GWh | After Competition Groups | 32.4075 | 786984.829 | 0.78698 | 7279.9144 | 0.0044516 | 30 | Commercial_2030_SC A_GWh_After Competition Groups_30 | Refrigerated Display Case LED | 0.4452% | 0.78698 | 32.4075 | Commercial_2030_SC A_GWh_After Competition Groups_Refrigerated Display Case LED
Commercial | Com ¦ Freezer Case Light Sensor | 2030 | SC A | GWh | After Competition Groups | 27.7908 | 1300225.8559 | 1.3002 | 7279.9144 | 0.0038175 | 31 | Commercial_2030_SC A_GWh_After Competition Groups_31 | Freezer Case Light Sensor | 0.3817% | 1.3002 | 27.7908 | Commercial_2030_SC A_GWh_After Competition Groups_Freezer Case Light Sensor
Commercial | Com ¦ Unitary Air-Conditioning Unit | 2030 | SC A | GWh | After Competition Groups | 26.9813 | 948852.3005 | 0.94885 | 7279.9144 | 0.0037063 | 32 | Commercial_2030_SC A_GWh_After Competition Groups_32 | Unitary Air-Conditioning Unit | 0.3706% | 0.94885 | 26.9813 | Commercial_2030_SC A_GWh_After Competition Groups_Unitary Air-Conditioning Unit
Commercial | Com ¦ ENERGY STAR Griddle (74% eff) | 2030 | SC A | GWh | After Competition Groups | 23.6474 | 224650.1463 | 0.22465 | 7279.9144 | 0.0032483 | 33 | Commercial_2030_SC A_GWh_After Competition Groups_33 | ENERGY STAR Griddle (74% eff) | 0.3248% | 0.22465 | 23.6474 | Commercial_2030_SC A_GWh_After Competition Groups_ENERGY STAR Griddle (74% eff)
Commercial | Com ¦ Occupancy Sensors | 2030 | SC A | GWh | After Competition Groups | 22.5157 | 6207.079 | 0.0062071 | 7279.9144 | 0.0030929 | 34 | Commercial_2030_SC A_GWh_After Competition Groups_34 | Occupancy Sensors | 0.3093% | 0.0062071 | 22.5157 | Commercial_2030_SC A_GWh_After Competition Groups_Occupancy Sensors
Commercial | Com ¦ Chilled Water Optimization | 2030 | SC A | GWh | After Competition Groups | 16.8065 | 532250.9133 | 0.53225 | 7279.9144 | 0.0023086 | 35 | Commercial_2030_SC A_GWh_After Competition Groups_35 | Chilled Water Optimization | 0.2309% | 0.53225 | 16.8065 | Commercial_2030_SC A_GWh_After Competition Groups_Chilled Water Optimization
Commercial | Com ¦ Elec Storage WH 2.30 Et | 2030 | SC A | GWh | After Competition Groups | 14.1347 | 617448.9753 | 0.61745 | 7279.9144 | 0.0019416 | 36 | Commercial_2030_SC A_GWh_After Competition Groups_36 | Elec Storage WH 2.30 Et | 0.1942% | 0.61745 | 14.1347 | Commercial_2030_SC A_GWh_After Competition Groups_Elec Storage WH 2.30 Et
Commercial | Com ¦ BEVERAGE VENDING MACHINE CONTROLS | 2030 | SC A | GWh | After Competition Groups | 14.0585 | 253342.1378 | 0.25334 | 7279.9144 | 0.0019311 | 37 | Commercial_2030_SC A_GWh_After Competition Groups_37 | BEVERAGE VENDING MACHINE CONTROLS | 0.1931% | 0.25334 | 14.0585 | Commercial_2030_SC A_GWh_After Competition Groups_BEVERAGE VENDING MACHINE CONTROLS
Commercial | Com ¦ Temperature Adjustment in Commercial Freezers | 2030 | SC A | GWh | After Competition Groups | 12.7643 | 0 | 0 | 7279.9144 | 0.0017534 | 38 | Commercial_2030_SC A_GWh_After Competition Groups_38 | Temperature Adjustment in Commercial Freezers | 0.1753% | 0 | 12.7643 | Commercial_2030_SC A_GWh_After Competition Groups_Temperature Adjustment in Commercial Freezers
Commercial | Com ¦ CO Sensors for parking garage exhaust fans | 2030 | SC A | GWh | After Competition Groups | 10.9409 | 388572.592 | 0.38857 | 7279.9144 | 0.0015029 | 39 | Commercial_2030_SC A_GWh_After Competition Groups_39 | CO Sensors for parking garage exhaust fans | 0.1503% | 0.38857 | 10.9409 | Commercial_2030_SC A_GWh_After Competition Groups_CO Sensors for parking garage exhaust fans
Commercial | Com ¦ Energy Efficient Laboratory Fume Hood | 2030 | SC A | GWh | After Competition Groups | 10.3117 | 381030.7164 | 0.38103 | 7279.9144 | 0.0014165 | 40 | Commercial_2030_SC A_GWh_After Competition Groups_40 | Energy Efficient Laboratory Fume Hood | 0.1416% | 0.38103 | 10.3117 | Commercial_2030_SC A_GWh_After Competition Groups_Energy Efficient Laboratory Fume Hood
Commercial | Com ¦ Vertical Night Covers | 2030 | SC A | GWh | After Competition Groups | 9.6738 | 139523.1783 | 0.13952 | 7279.9144 | 0.0013288 | 41 | Commercial_2030_SC A_GWh_After Competition Groups_41 | Vertical Night Covers | 0.1329% | 0.13952 | 9.6738 | Commercial_2030_SC A_GWh_After Competition Groups_Vertical Night Covers
Commercial | Com ¦ Outside Air Economizer | 2030 | SC A | GWh | After Competition Groups | 9.3093 | 117798.429 | 0.1178 | 7279.9144 | 0.0012788 | 42 | Commercial_2030_SC A_GWh_After Competition Groups_42 | Outside Air Economizer | 0.1279% | 0.1178 | 9.3093 | Commercial_2030_SC A_GWh_After Competition Groups_Outside Air Economizer
Commercial | Com ¦ Duct Insulation, R8 | 2030 | SC A | GWh | After Competition Groups | 8.792 | 324252.2848 | 0.32425 | 7279.9144 | 0.0012077 | 43 | Commercial_2030_SC A_GWh_After Competition Groups_43 | Duct Insulation, R8 | 0.1208% | 0.32425 | 8.792 | Commercial_2030_SC A_GWh_After Competition Groups_Duct Insulation, R8
Commercial | Com ¦ ENERGY STAR Fryer (84% eff) | 2030 | SC A | GWh | After Competition Groups | 8.6238 | 158063.0353 | 0.15806 | 7279.9144 | 0.0011846 | 44 | Commercial_2030_SC A_GWh_After Competition Groups_44 | ENERGY STAR Fryer (84% eff) | 0.1185% | 0.15806 | 8.6238 | Commercial_2030_SC A_GWh_After Competition Groups_ENERGY STAR Fryer (84% eff)
Commercial | Com ¦ Water Heating (DHW) Pipe Insulation (Add 3/4\ Foam)" | 2030 | SC A | GWh | After Competition Groups | 8.5633 | 253526.7075 | 0.25353 | 7279.9144 | 0.0011763 | 45 | Commercial_2030_SC A_GWh_After Competition Groups_45 | Water Heating (DHW) Pipe Insulation (Add 3/4\ Foam)" | 0.1176% | 0.25353 | 8.5633 | Commercial_2030_SC A_GWh_After Competition Groups_Water Heating (DHW) Pipe Insulation (Add 3/4\ Foam)"
Commercial | Com ¦ Water Source Heat Pump (4 ton) | 2030 | SC A | GWh | After Competition Groups | 7.8664 | 332725.1989 | 0.33273 | 7279.9144 | 0.0010806 | 46 | Commercial_2030_SC A_GWh_After Competition Groups_46 | Water Source Heat Pump (4 ton) | 0.1081% | 0.33273 | 7.8664 | Commercial_2030_SC A_GWh_After Competition Groups_Water Source Heat Pump (4 ton)
Commercial | Com ¦ Suction Pipe Insulation Freezer/Refrigerator | 2030 | SC A | GWh | After Competition Groups | 5.2316 | 141081.9017 | 0.14108 | 7279.9144 | 0.00071864 | 47 | Commercial_2030_SC A_GWh_After Competition Groups_47 | Suction Pipe Insulation Freezer/Refrigerator | 0.07186% | 0.14108 | 5.2316 | Commercial_2030_SC A_GWh_After Competition Groups_Suction Pipe Insulation Freezer/Refrigerator
Commercial | Com ¦ ENERGY STAR Dishwasher | 2030 | SC A | GWh | After Competition Groups | 4.2589 | 34612.7157 | 0.034613 | 7279.9144 | 0.00058502 | 48 | Commercial_2030_SC A_GWh_After Competition Groups_48 | ENERGY STAR Dishwasher | 0.0585% | 0.034613 | 4.2589 | Commercial_2030_SC A_GWh_After Competition Groups_ENERGY STAR Dishwasher
Commercial | Com ¦ ENERGY STAR Steam Cookers | 2030 | SC A | GWh | After Competition Groups | 4.1216 | 83540.3653 | 0.08354 | 7279.9144 | 0.00056616 | 49 | Commercial_2030_SC A_GWh_After Competition Groups_49 | ENERGY STAR Steam Cookers | 0.05662% | 0.08354 | 4.1216 | Commercial_2030_SC A_GWh_After Competition Groups_ENERGY STAR Steam Cookers
Commercial | Com ¦ Condensing Make Up Air Unit | 2030 | SC A | GWh | After Competition Groups | 2.3262 | 135367.2403 | 0.13537 | 7279.9144 | 0.00031953 | 50 | Commercial_2030_SC A_GWh_After Competition Groups_50 | Condensing Make Up Air Unit | 0.03195% | 0.13537 | 2.3262 | Commercial_2030_SC A_GWh_After Competition Groups_Condensing Make Up Air Unit
Commercial | Com ¦ Ozone Laundry Treatment | 2030 | SC A | GWh | After Competition Groups | 2.1774 | 75040.1965 | 0.07504 | 7279.9144 | 0.00029909 | 51 | Commercial_2030_SC A_GWh_After Competition Groups_51 | Ozone Laundry Treatment | 0.02991% | 0.07504 | 2.1774 | Commercial_2030_SC A_GWh_After Competition Groups_Ozone Laundry Treatment
Commercial | Com ¦ Thermostat Setback | 2030 | SC A | GWh | After Competition Groups | 2.1764 | 0 | 0 | 7279.9144 | 0.00029896 | 52 | Commercial_2030_SC A_GWh_After Competition Groups_52 | Thermostat Setback | 0.0299% | 0 | 2.1764 | Commercial_2030_SC A_GWh_After Competition Groups_Thermostat Setback
Commercial | Com ¦ Demand controlled Circulating Systems | 2030 | SC A | GWh | After Competition Groups | 1.7548 | 0 | 0 | 7279.9144 | 0.00024105 | 53 | Commercial_2030_SC A_GWh_After Competition Groups_53 | Demand controlled Circulating Systems | 0.0241% | 0 | 1.7548 | Commercial_2030_SC A_GWh_After Competition Groups_Demand controlled Circulating Systems
Commercial | Com ¦ ECM MOTORS FOR HVAC APPLICATION (FAN-POWERED VAV BOX) | 2030 | SC A | GWh | After Competition Groups | 1.3058 | 38793.2006 | 0.038793 | 7279.9144 | 0.00017937 | 54 | Commercial_2030_SC A_GWh_After Competition Groups_54 | ECM MOTORS FOR HVAC APPLICATION (FAN-POWERED VAV BOX) | 0.01794% | 0.038793 | 1.3058 | Commercial_2030_SC A_GWh_After Competition Groups_ECM MOTORS FOR HVAC APPLICATION (FAN-POWERED VAV BOX)
Commercial | Com ¦ CEE Tier 2/Energy Star Clothes Washers | 2030 | SC A | GWh | After Competition Groups | 0.85955 | 12536.9477 | 0.012537 | 7279.9144 | 0.00011807 | 55 | Commercial_2030_SC A_GWh_After Competition Groups_55 | CEE Tier 2/Energy Star Clothes Washers | 0.01181% | 0.012537 | 0.85955 | Commercial_2030_SC A_GWh_After Competition Groups_CEE Tier 2/Energy Star Clothes Washers
Commercial | Com ¦ Notched V belts for HVAC Systems | 2030 | SC A | GWh | After Competition Groups | 0.6529 | 14855.3449 | 0.014855 | 7279.9144 | 8.9685e-05 | 56 | Commercial_2030_SC A_GWh_After Competition Groups_56 | Notched V belts for HVAC Systems | 0.008969% | 0.014855 | 0.6529 | Commercial_2030_SC A_GWh_After Competition Groups_Notched V belts for HVAC Systems
Commercial | Com ¦ Solar Water Preheat (Pools/DHW) | 2030 | SC A | GWh | After Competition Groups | 0.59426 | 2818.2251 | 0.0028182 | 7279.9144 | 8.163e-05 | 57 | Commercial_2030_SC A_GWh_After Competition Groups_57 | Solar Water Preheat (Pools/DHW) | 0.008163% | 0.0028182 | 0.59426 | Commercial_2030_SC A_GWh_After Competition Groups_Solar Water Preheat (Pools/DHW)
Commercial | Com ¦ Auto Off Time Switch or Time Clock control | 2030 | SC A | GWh | After Competition Groups | 0.535 | 85.9759 | 8.5976e-05 | 7279.9144 | 7.349e-05 | 58 | Commercial_2030_SC A_GWh_After Competition Groups_58 | Auto Off Time Switch or Time Clock control | 0.007349% | 8.5976e-05 | 0.535 | Commercial_2030_SC A_GWh_After Competition Groups_Auto Off Time Switch or Time Clock control
Commercial | COM ¦ Ductless Mini-Split Heat Pumps | 2030 | SC A | GWh | After Competition Groups | 0.50369 | 207.2286 | 0.00020723 | 7279.9144 | 6.9189e-05 | 59 | Commercial_2030_SC A_GWh_After Competition Groups_59 | Ductless Mini-Split Heat Pumps | 0.006919% | 0.00020723 | 0.50369 | Commercial_2030_SC A_GWh_After Competition Groups_Ductless Mini-Split Heat Pumps
Commercial | Com ¦ Low Flow Pre-Rinse Spray Nozzle | 2030 | SC A | GWh | After Competition Groups | 0.44874 | 2948.8145 | 0.0029488 | 7279.9144 | 6.1641e-05 | 60 | Commercial_2030_SC A_GWh_After Competition Groups_60 | Low Flow Pre-Rinse Spray Nozzle | 0.006164% | 0.0029488 | 0.44874 | Commercial_2030_SC A_GWh_After Competition Groups_Low Flow Pre-Rinse Spray Nozzle
Commercial | Com ¦ PTAC (12 EER/10,000 BTU) | 2030 | SC A | GWh | After Competition Groups | 0.37778 | 12084.3717 | 0.012084 | 7279.9144 | 5.1893e-05 | 61 | Commercial_2030_SC A_GWh_After Competition Groups_61 | PTAC (12 EER/10,000 BTU) | 0.005189% | 0.012084 | 0.37778 | Commercial_2030_SC A_GWh_After Competition Groups_PTAC (12 EER/10,000 BTU)
Commercial | Com ¦ HVAC Optimization | 2030 | SC A | GWh | After Competition Groups | 0.28875 | 214.5792 | 0.00021458 | 7279.9144 | 3.9664e-05 | 62 | Commercial_2030_SC A_GWh_After Competition Groups_62 | HVAC Optimization | 0.003966% | 0.00021458 | 0.28875 | Commercial_2030_SC A_GWh_After Competition Groups_HVAC Optimization
Commercial | Com ¦ Commercial Hot Food Holding Cabinets | 2030 | SC A | GWh | After Competition Groups | 0.22398 | 3180.4039 | 0.0031804 | 7279.9144 | 3.0766e-05 | 63 | Commercial_2030_SC A_GWh_After Competition Groups_63 | Commercial Hot Food Holding Cabinets | 0.003077% | 0.0031804 | 0.22398 | Commercial_2030_SC A_GWh_After Competition Groups_Commercial Hot Food Holding Cabinets
Commercial | Com ¦ LED RECESSED DOWNLIGHTS | 2030 | SC A | GWh | After Competition Groups | 0.16373 | 24352.1501 | 0.024352 | 7279.9144 | 2.249e-05 | 64 | Commercial_2030_SC A_GWh_After Competition Groups_64 | LED RECESSED DOWNLIGHTS | 0.002249% | 0.024352 | 0.16373 | Commercial_2030_SC A_GWh_After Competition Groups_LED RECESSED DOWNLIGHTS
Commercial | Com ¦ Air Curtains | 2030 | SC A | GWh | After Competition Groups | 0.13223 | 4458.2627 | 0.0044583 | 7279.9144 | 1.8164e-05 | 65 | Commercial_2030_SC A_GWh_After Competition Groups_65 | Air Curtains | 0.001816% | 0.0044583 | 0.13223 | Commercial_2030_SC A_GWh_After Competition Groups_Air Curtains
Commercial | Com ¦ High Efficiency Small Instantaneous Water Heater | 2030 | SC A | GWh | After Competition Groups | 0.10475 | 9359.2362 | 0.0093592 | 7279.9144 | 1.4389e-05 | 66 | Commercial_2030_SC A_GWh_After Competition Groups_66 | High Efficiency Small Instantaneous Water Heater | 0.001439% | 0.0093592 | 0.10475 | Commercial_2030_SC A_GWh_After Competition Groups_High Efficiency Small Instantaneous Water Heater
Commercial | Com ¦ Wall Insulation | 2030 | SC A | GWh | After Competition Groups | 0.079276 | 47.8872 | 4.7887e-05 | 7279.9144 | 1.089e-05 | 67 | Commercial_2030_SC A_GWh_After Competition Groups_67 | Wall Insulation | 0.001089% | 4.7887e-05 | 0.079276 | Commercial_2030_SC A_GWh_After Competition Groups_Wall Insulation
Commercial | Com ¦ Energy Recovery Ventilation and Ventilation (Enhanced) | 2030 | SC A | GWh | After Competition Groups | 0.056735 | 0 | 0 | 7279.9144 | 7.7933e-06 | 68 | Commercial_2030_SC A_GWh_After Competition Groups_68 | Energy Recovery Ventilation and Ventilation (Enhanced) | 0.0007793% | 0 | 0.056735 | Commercial_2030_SC A_GWh_After Competition Groups_Energy Recovery Ventilation and Ventilation (Enhanced)
Commercial | Com ¦ VSD Air Compressor | 2030 | SC A | GWh | After Competition Groups | 0.025634 | 562.5016 | 0.0005625 | 7279.9144 | 3.5212e-06 | 69 | Commercial_2030_SC A_GWh_After Competition Groups_69 | VSD Air Compressor | 0.0003521% | 0.0005625 | 0.025634 | Commercial_2030_SC A_GWh_After Competition Groups_VSD Air Compressor
Commercial | Com ¦ Efficient compressor motor | 2030 | SC A | GWh | After Competition Groups | 0.024804 | 14791.1551 | 0.014791 | 7279.9144 | 3.4071e-06 | 70 | Commercial_2030_SC A_GWh_After Competition Groups_70 | Efficient compressor motor | 0.0003407% | 0.014791 | 0.024804 | Commercial_2030_SC A_GWh_After Competition Groups_Efficient compressor motor
Commercial | Com ¦ LLLC - Low Impact Application | 2030 | SC A | GWh | After Competition Groups | 0.02447 | 8.2442 | 8.2442e-06 | 7279.9144 | 3.3612e-06 | 71 | Commercial_2030_SC A_GWh_After Competition Groups_71 | LLLC - Low Impact Application | 0.0003361% | 8.2442e-06 | 0.02447 | Commercial_2030_SC A_GWh_After Competition Groups_LLLC - Low Impact Application
Commercial | Com ¦ LLLC - High Impact Application | 2030 | SC A | GWh | After Competition Groups | 0.022962 | 0.70635 | 7.0635e-07 | 7279.9144 | 3.1542e-06 | 72 | Commercial_2030_SC A_GWh_After Competition Groups_72 | LLLC - High Impact Application | 0.0003154% | 7.0635e-07 | 0.022962 | Commercial_2030_SC A_GWh_After Competition Groups_LLLC - High Impact Application
Commercial | Com ¦ Room AC (w/ louvered sides) 14 SEER from 12 SEER code | 2030 | SC A | GWh | After Competition Groups | 0.020225 | 822.1922 | 0.00082219 | 7279.9144 | 2.7782e-06 | 73 | Commercial_2030_SC A_GWh_After Competition Groups_73 | Room AC (w/ louvered sides) 14 SEER from 12 SEER code | 0.0002778% | 0.00082219 | 0.020225 | Commercial_2030_SC A_GWh_After Competition Groups_Room AC (w/ louvered sides) 14 SEER from 12 SEER code
Commercial | Com ¦ EC Plug Fan for Data Center (under cabinet) | 2030 | SC A | GWh | After Competition Groups | 0.019355 | 1081.167 | 0.0010812 | 7279.9144 | 2.6588e-06 | 74 | Commercial_2030_SC A_GWh_After Competition Groups_74 | EC Plug Fan for Data Center (under cabinet) | 0.0002659% | 0.0010812 | 0.019355 | Commercial_2030_SC A_GWh_After Competition Groups_EC Plug Fan for Data Center (under cabinet)
Commercial | Com ¦ High Efficiency Chiller (avg of water and air cooled) | 2030 | SC A | GWh | After Competition Groups | 0.0047859 | 163.103 | 0.0001631 | 7279.9144 | 6.5742e-07 | 75 | Commercial_2030_SC A_GWh_After Competition Groups_75 | High Efficiency Chiller (avg of water and air cooled) | 6.574e-05% | 0.0001631 | 0.0047859 | Commercial_2030_SC A_GWh_After Competition Groups_High Efficiency Chiller (avg of water and air cooled)
Commercial | Com ¦ Electric Convection Combination Ovens | 2030 | SC A | GWh | After Competition Groups | 0.0025646 | 3.7112 | 3.7112e-06 | 7279.9144 | 3.5229e-07 | 76 | Commercial_2030_SC A_GWh_After Competition Groups_76 | Electric Convection Combination Ovens | 3.523e-05% | 3.7112e-06 | 0.0025646 | Commercial_2030_SC A_GWh_After Competition Groups_Electric Convection Combination Ovens
Commercial | Com ¦ Networked/Connected - High Impact Application | 2030 | SC A | GWh | After Competition Groups | 0.00054829 | 0.00013422 | 1.3422e-10 | 7279.9144 | 7.5316e-08 | 77 | Commercial_2030_SC A_GWh_After Competition Groups_77 | Networked/Connected - High Impact Application | 7.532e-06% | 1.3422e-10 | 0.00054829 | Commercial_2030_SC A_GWh_After Competition Groups_Networked/Connected - High Impact Application
Commercial | Com ¦ Networked/Connected - Low Impact Application | 2030 | SC A | GWh | After Competition Groups | 2.5187e-05 | 0.0026925 | 2.6925e-09 | 7279.9144 | 3.4598e-09 | 78 | Commercial_2030_SC A_GWh_After Competition Groups_78 | Networked/Connected - Low Impact Application | 3.46e-07% | 2.6925e-09 | 2.5187e-05 | Commercial_2030_SC A_GWh_After Competition Groups_Networked/Connected - Low Impact Application
Commercial | Com ¦ Indoor Daylight Sensors/Photocell Dimming Control | 2030 | SC A | GWh | After Competition Groups | 0 | 0 | 0 | 7279.9144 | 0 | 79 | Commercial_2030_SC A_GWh_After Competition Groups_79 | Indoor Daylight Sensors/Photocell Dimming Control | 0% | 0 | 0 | Commercial_2030_SC A_GWh_After Competition Groups_Indoor Daylight Sensors/Photocell Dimming Control
Commercial | Com ¦ Variable Refrigerant Flow Heat Pump | 2030 | SC A | GWh | After Competition Groups | 0 | 0 | 0 | 7279.9144 | 0 | 80 | Commercial_2030_SC A_GWh_After Competition Groups_80 | Variable Refrigerant Flow Heat Pump | 0% | 0 | 0 | Commercial_2030_SC A_GWh_After Competition Groups_Variable Refrigerant Flow Heat Pump
Commercial | Com ¦ LED Low/High Bay | 2030 | SC B | GWh | After Competition Groups | 915.0931 | 70109716.9905 | 70.1097 | 9766.5766 | 0.093696 | 1 | Commercial_2030_SC B_GWh_After Competition Groups_1 | LED Low/High Bay | 9.37% | 70.1097 | 915.0931 | Commercial_2030_SC B_GWh_After Competition Groups_LED Low/High Bay
Commercial | Com ¦ ENERGY STAR LED LAMPS (REFLECTOR LAMPs/MR16/PAR 16) | 2030 | SC B | GWh | After Competition Groups | 862.9508 | 2570707.401 | 2.5707 | 9766.5766 | 0.088358 | 2 | Commercial_2030_SC B_GWh_After Competition Groups_2 | ENERGY STAR LED LAMPS (REFLECTOR LAMPs/MR16/PAR 16) | 8.836% | 2.5707 | 862.9508 | Commercial_2030_SC B_GWh_After Competition Groups_ENERGY STAR LED LAMPS (REFLECTOR LAMPs/MR16/PAR 16)
Commercial | Com ¦ LED Troffer/Surface/Suspended | 2030 | SC B | GWh | After Competition Groups | 846.7782 | 52106776.5851 | 52.1068 | 9766.5766 | 0.086702 | 3 | Commercial_2030_SC B_GWh_After Competition Groups_3 | LED Troffer/Surface/Suspended | 8.67% | 52.1068 | 846.7782 | Commercial_2030_SC B_GWh_After Competition Groups_LED Troffer/Surface/Suspended
Commercial | Com ¦ Building Recommissioning, Operations and Maintenance (O&M) Improvements | 2030 | SC B | GWh | After Competition Groups | 778.1714 | 5052392.6138 | 5.0524 | 9766.5766 | 0.079677 | 4 | Commercial_2030_SC B_GWh_After Competition Groups_4 | Building Recommissioning, Operations and Maintenance (O&M) Improvements | 7.968% | 5.0524 | 778.1714 | Commercial_2030_SC B_GWh_After Competition Groups_Building Recommissioning, Operations and Maintenance (O&M) Improvements
Commercial | Com ¦ Education and Capacity Building/Energy Behavior | 2030 | SC B | GWh | After Competition Groups | 599.86 | 6667853.3555 | 6.6679 | 9766.5766 | 0.06142 | 5 | Commercial_2030_SC B_GWh_After Competition Groups_5 | Education and Capacity Building/Energy Behavior | 6.142% | 6.6679 | 599.86 | Commercial_2030_SC B_GWh_After Competition Groups_Education and Capacity Building/Energy Behavior
Commercial | Com ¦ LED EXTERIOR AREA LIGHTS - LED fixture (200W) | 2030 | SC B | GWh | After Competition Groups | 559.6625 | 1095173.6056 | 1.0952 | 9766.5766 | 0.057304 | 6 | Commercial_2030_SC B_GWh_After Competition Groups_6 | LED EXTERIOR AREA LIGHTS - LED fixture (200W) | 5.73% | 1.0952 | 559.6625 | Commercial_2030_SC B_GWh_After Competition Groups_LED EXTERIOR AREA LIGHTS - LED fixture (200W)
Commercial | Com ¦ LED parking lot fixture | 2030 | SC B | GWh | After Competition Groups | 537.5212 | 6594011.9029 | 6.594 | 9766.5766 | 0.055037 | 7 | Commercial_2030_SC B_GWh_After Competition Groups_7 | LED parking lot fixture | 5.504% | 6.594 | 537.5212 | Commercial_2030_SC B_GWh_After Competition Groups_LED parking lot fixture
Commercial | Com ¦ Furnace Tune-Up | 2030 | SC B | GWh | After Competition Groups | 525.3683 | 107615.8925 | 0.10762 | 9766.5766 | 0.053792 | 8 | Commercial_2030_SC B_GWh_After Competition Groups_8 | Furnace Tune-Up | 5.379% | 0.10762 | 525.3683 | Commercial_2030_SC B_GWh_After Competition Groups_Furnace Tune-Up
Commercial | Com ¦ LED Replacement Lamp (Tube) | 2030 | SC B | GWh | After Competition Groups | 483.2929 | 0 | 0 | 9766.5766 | 0.049484 | 9 | Commercial_2030_SC B_GWh_After Competition Groups_9 | LED Replacement Lamp (Tube) | 4.948% | 0 | 483.2929 | Commercial_2030_SC B_GWh_After Competition Groups_LED Replacement Lamp (Tube)
Commercial | Com ¦ LED street light fixture | 2030 | SC B | GWh | After Competition Groups | 334.3128 | 9989423.2201 | 9.9894 | 9766.5766 | 0.03423 | 10 | Commercial_2030_SC B_GWh_After Competition Groups_10 | LED street light fixture | 3.423% | 9.9894 | 334.3128 | Commercial_2030_SC B_GWh_After Competition Groups_LED street light fixture
Commercial | Com ¦ Data Center Storage/Server Virtualization | 2030 | SC B | GWh | After Competition Groups | 227.4122 | 0 | 0 | 9766.5766 | 0.023285 | 11 | Commercial_2030_SC B_GWh_After Competition Groups_11 | Data Center Storage/Server Virtualization | 2.328% | 0 | 227.4122 | Commercial_2030_SC B_GWh_After Competition Groups_Data Center Storage/Server Virtualization
Commercial | Com ¦ Demand Control Ventilation | 2030 | SC B | GWh | After Competition Groups | 213.7243 | 4516975.1972 | 4.517 | 9766.5766 | 0.021883 | 12 | Commercial_2030_SC B_GWh_After Competition Groups_12 | Demand Control Ventilation | 2.188% | 4.517 | 213.7243 | Commercial_2030_SC B_GWh_After Competition Groups_Demand Control Ventilation
Commercial | Com ¦ Strip Curtains | 2030 | SC B | GWh | After Competition Groups | 210.8672 | 183159.3366 | 0.18316 | 9766.5766 | 0.021591 | 13 | Commercial_2030_SC B_GWh_After Competition Groups_13 | Strip Curtains | 2.159% | 0.18316 | 210.8672 | Commercial_2030_SC B_GWh_After Competition Groups_Strip Curtains
Commercial | Com ¦ Refrigerated Display Case Doors | 2030 | SC B | GWh | After Competition Groups | 208.0476 | 15720699.4979 | 15.7207 | 9766.5766 | 0.021302 | 14 | Commercial_2030_SC B_GWh_After Competition Groups_14 | Refrigerated Display Case Doors | 2.13% | 15.7207 | 208.0476 | Commercial_2030_SC B_GWh_After Competition Groups_Refrigerated Display Case Doors
Commercial | Com ¦ Reach-in Shaded Pole to ECM/PSC Evaporator Fan Motor | 2030 | SC B | GWh | After Competition Groups | 204.6817 | 2609505.5488 | 2.6095 | 9766.5766 | 0.020957 | 15 | Commercial_2030_SC B_GWh_After Competition Groups_15 | Reach-in Shaded Pole to ECM/PSC Evaporator Fan Motor | 2.096% | 2.6095 | 204.6817 | Commercial_2030_SC B_GWh_After Competition Groups_Reach-in Shaded Pole to ECM/PSC Evaporator Fan Motor
Commercial | Com ¦ High Efficiency Air Source Heat Pump | 2030 | SC B | GWh | After Competition Groups | 192.7233 | 1224196.0159 | 1.2242 | 9766.5766 | 0.019733 | 16 | Commercial_2030_SC B_GWh_After Competition Groups_16 | High Efficiency Air Source Heat Pump | 1.973% | 1.2242 | 192.7233 | Commercial_2030_SC B_GWh_After Competition Groups_High Efficiency Air Source Heat Pump
Commercial | Com ¦ Variable Frequency Drive (VFD) | 2030 | SC B | GWh | After Competition Groups | 174.5612 | 1776178.1765 | 1.7762 | 9766.5766 | 0.017873 | 17 | Commercial_2030_SC B_GWh_After Competition Groups_17 | Variable Frequency Drive (VFD) | 1.787% | 1.7762 | 174.5612 | Commercial_2030_SC B_GWh_After Competition Groups_Variable Frequency Drive (VFD)
Commercial | Com ¦ VFD on Pumps | 2030 | SC B | GWh | After Competition Groups | 163.2006 | 1806322.8126 | 1.8063 | 9766.5766 | 0.01671 | 18 | Commercial_2030_SC B_GWh_After Competition Groups_18 | VFD on Pumps | 1.671% | 1.8063 | 163.2006 | Commercial_2030_SC B_GWh_After Competition Groups_VFD on Pumps
Commercial | Com ¦ Centrally controlled desktop PC/NETWORK PC POWER MANAGEMENT SOFTWARE | 2030 | SC B | GWh | After Competition Groups | 153.3932 | 887872.8439 | 0.88787 | 9766.5766 | 0.015706 | 19 | Commercial_2030_SC B_GWh_After Competition Groups_19 | Centrally controlled desktop PC/NETWORK PC POWER MANAGEMENT SOFTWARE | 1.571% | 0.88787 | 153.3932 | Commercial_2030_SC B_GWh_After Competition Groups_Centrally controlled desktop PC/NETWORK PC POWER MANAGEMENT SOFTWARE
Commercial | Com ¦ Advanced BAS/Controllers | 2030 | SC B | GWh | After Competition Groups | 152.6923 | 1169378.7259 | 1.1694 | 9766.5766 | 0.015634 | 20 | Commercial_2030_SC B_GWh_After Competition Groups_20 | Advanced BAS/Controllers | 1.563% | 1.1694 | 152.6923 | Commercial_2030_SC B_GWh_After Competition Groups_Advanced BAS/Controllers
Commercial | Com ¦ LED or Equivalent Sign Lighting | 2030 | SC B | GWh | After Competition Groups | 149.5945 | 8779924.0439 | 8.7799 | 9766.5766 | 0.015317 | 21 | Commercial_2030_SC B_GWh_After Competition Groups_21 | LED or Equivalent Sign Lighting | 1.532% | 8.7799 | 149.5945 | Commercial_2030_SC B_GWh_After Competition Groups_LED or Equivalent Sign Lighting
Commercial | Com ¦ Air Handler with Dedicated Outdoor Air Systems | 2030 | SC B | GWh | After Competition Groups | 132.3547 | 0 | 0 | 9766.5766 | 0.013552 | 22 | Commercial_2030_SC B_GWh_After Competition Groups_22 | Air Handler with Dedicated Outdoor Air Systems | 1.355% | 0 | 132.3547 | Commercial_2030_SC B_GWh_After Competition Groups_Air Handler with Dedicated Outdoor Air Systems
Commercial | Com ¦ Adaptive Thermostats | 2030 | SC B | GWh | After Competition Groups | 121.1152 | 3445558.342 | 3.4456 | 9766.5766 | 0.012401 | 23 | Commercial_2030_SC B_GWh_After Competition Groups_23 | Adaptive Thermostats | 1.24% | 3.4456 | 121.1152 | Commercial_2030_SC B_GWh_After Competition Groups_Adaptive Thermostats
Commercial | Com ¦ ENERGY STAR LED LAMPS (General Service Lamps) | 2030 | SC B | GWh | After Competition Groups | 105.4895 | 346676.6247 | 0.34668 | 9766.5766 | 0.010801 | 24 | Commercial_2030_SC B_GWh_After Competition Groups_24 | ENERGY STAR LED LAMPS (General Service Lamps) | 1.08% | 0.34668 | 105.4895 | Commercial_2030_SC B_GWh_After Competition Groups_ENERGY STAR LED LAMPS (General Service Lamps)
Commercial | Com ¦ Unitary Air-Conditioning Unit | 2030 | SC B | GWh | After Competition Groups | 84.9057 | 12392844.0693 | 12.3928 | 9766.5766 | 0.0086935 | 25 | Commercial_2030_SC B_GWh_After Competition Groups_25 | Unitary Air-Conditioning Unit | 0.8693% | 12.3928 | 84.9057 | Commercial_2030_SC B_GWh_After Competition Groups_Unitary Air-Conditioning Unit
Commercial | Com ¦ ECM MOTORS FOR EVAPORATOR FANS for refrigeration (WALK-IN) | 2030 | SC B | GWh | After Competition Groups | 82.0873 | 1096133.7893 | 1.0961 | 9766.5766 | 0.0084049 | 26 | Commercial_2030_SC B_GWh_After Competition Groups_26 | ECM MOTORS FOR EVAPORATOR FANS for refrigeration (WALK-IN) | 0.8405% | 1.0961 | 82.0873 | Commercial_2030_SC B_GWh_After Competition Groups_ECM MOTORS FOR EVAPORATOR FANS for refrigeration (WALK-IN)
Commercial | Com ¦ Condensing Unit Heaters or other Efficient Unit Heating System | 2030 | SC B | GWh | After Competition Groups | 79.0334 | 32328.6746 | 0.032329 | 9766.5766 | 0.0080922 | 27 | Commercial_2030_SC B_GWh_After Competition Groups_27 | Condensing Unit Heaters or other Efficient Unit Heating System | 0.8092% | 0.032329 | 79.0334 | Commercial_2030_SC B_GWh_After Competition Groups_Condensing Unit Heaters or other Efficient Unit Heating System
Commercial | Com ¦ Door Gasket Freezer/Refrigerator | 2030 | SC B | GWh | After Competition Groups | 74.8209 | 1969424.8528 | 1.9694 | 9766.5766 | 0.0076609 | 28 | Commercial_2030_SC B_GWh_After Competition Groups_28 | Door Gasket Freezer/Refrigerator | 0.7661% | 1.9694 | 74.8209 | Commercial_2030_SC B_GWh_After Competition Groups_Door Gasket Freezer/Refrigerator
Commercial | Com ¦ Freezer Case Light Sensor | 2030 | SC B | GWh | After Competition Groups | 67.5012 | 2425213.5332 | 2.4252 | 9766.5766 | 0.0069115 | 29 | Commercial_2030_SC B_GWh_After Competition Groups_29 | Freezer Case Light Sensor | 0.6911% | 2.4252 | 67.5012 | Commercial_2030_SC B_GWh_After Competition Groups_Freezer Case Light Sensor
Commercial | Com ¦ Demand Control Kitchen Ventilation | 2030 | SC B | GWh | After Competition Groups | 67.4362 | 269866.5307 | 0.26987 | 9766.5766 | 0.0069048 | 30 | Commercial_2030_SC B_GWh_After Competition Groups_30 | Demand Control Kitchen Ventilation | 0.6905% | 0.26987 | 67.4362 | Commercial_2030_SC B_GWh_After Competition Groups_Demand Control Kitchen Ventilation
Commercial | Com ¦ Evaporator Fan Controls | 2030 | SC B | GWh | After Competition Groups | 65.8459 | 172788.1248 | 0.17279 | 9766.5766 | 0.006742 | 31 | Commercial_2030_SC B_GWh_After Competition Groups_31 | Evaporator Fan Controls | 0.6742% | 0.17279 | 65.8459 | Commercial_2030_SC B_GWh_After Competition Groups_Evaporator Fan Controls
Commercial | Com ¦ Refrigerated Display Case LED | 2030 | SC B | GWh | After Competition Groups | 60.1966 | 3060276.1701 | 3.0603 | 9766.5766 | 0.0061635 | 32 | Commercial_2030_SC B_GWh_After Competition Groups_32 | Refrigerated Display Case LED | 0.6164% | 3.0603 | 60.1966 | Commercial_2030_SC B_GWh_After Competition Groups_Refrigerated Display Case LED
Commercial | Com ¦ BEVERAGE VENDING MACHINE CONTROLS | 2030 | SC B | GWh | After Competition Groups | 28.3573 | 410349.0169 | 0.41035 | 9766.5766 | 0.0029035 | 33 | Commercial_2030_SC B_GWh_After Competition Groups_33 | BEVERAGE VENDING MACHINE CONTROLS | 0.2904% | 0.41035 | 28.3573 | Commercial_2030_SC B_GWh_After Competition Groups_BEVERAGE VENDING MACHINE CONTROLS
Commercial | Com ¦ Elec Storage WH 2.30 Et | 2030 | SC B | GWh | After Competition Groups | 26.2095 | 711000.2791 | 0.711 | 9766.5766 | 0.0026836 | 34 | Commercial_2030_SC B_GWh_After Competition Groups_34 | Elec Storage WH 2.30 Et | 0.2684% | 0.711 | 26.2095 | Commercial_2030_SC B_GWh_After Competition Groups_Elec Storage WH 2.30 Et
Commercial | Com ¦ Temperature Adjustment in Commercial Freezers | 2030 | SC B | GWh | After Competition Groups | 25.1915 | 0 | 0 | 9766.5766 | 0.0025794 | 35 | Commercial_2030_SC B_GWh_After Competition Groups_35 | Temperature Adjustment in Commercial Freezers | 0.2579% | 0 | 25.1915 | Commercial_2030_SC B_GWh_After Competition Groups_Temperature Adjustment in Commercial Freezers
Commercial | Com ¦ ENERGY STAR Griddle (74% eff) | 2030 | SC B | GWh | After Competition Groups | 23.6473 | 224626.7789 | 0.22463 | 9766.5766 | 0.0024213 | 36 | Commercial_2030_SC B_GWh_After Competition Groups_36 | ENERGY STAR Griddle (74% eff) | 0.2421% | 0.22463 | 23.6473 | Commercial_2030_SC B_GWh_After Competition Groups_ENERGY STAR Griddle (74% eff)
Commercial | Com ¦ CO Sensors for parking garage exhaust fans | 2030 | SC B | GWh | After Competition Groups | 22.7874 | 808396.2828 | 0.8084 | 9766.5766 | 0.0023332 | 37 | Commercial_2030_SC B_GWh_After Competition Groups_37 | CO Sensors for parking garage exhaust fans | 0.2333% | 0.8084 | 22.7874 | Commercial_2030_SC B_GWh_After Competition Groups_CO Sensors for parking garage exhaust fans
Commercial | Com ¦ Occupancy Sensors | 2030 | SC B | GWh | After Competition Groups | 22.5157 | 6206.4572 | 0.0062065 | 9766.5766 | 0.0023054 | 38 | Commercial_2030_SC B_GWh_After Competition Groups_38 | Occupancy Sensors | 0.2305% | 0.0062065 | 22.5157 | Commercial_2030_SC B_GWh_After Competition Groups_Occupancy Sensors
Commercial | Com ¦ Energy Efficient Laboratory Fume Hood | 2030 | SC B | GWh | After Competition Groups | 21.9458 | 577509.6204 | 0.57751 | 9766.5766 | 0.002247 | 39 | Commercial_2030_SC B_GWh_After Competition Groups_39 | Energy Efficient Laboratory Fume Hood | 0.2247% | 0.57751 | 21.9458 | Commercial_2030_SC B_GWh_After Competition Groups_Energy Efficient Laboratory Fume Hood
Commercial | Com ¦ Chilled Water Optimization | 2030 | SC B | GWh | After Competition Groups | 21.8563 | 1681173.8413 | 1.6812 | 9766.5766 | 0.0022379 | 40 | Commercial_2030_SC B_GWh_After Competition Groups_40 | Chilled Water Optimization | 0.2238% | 1.6812 | 21.8563 | Commercial_2030_SC B_GWh_After Competition Groups_Chilled Water Optimization
Commercial | Com ¦ Vertical Night Covers | 2030 | SC B | GWh | After Competition Groups | 19.5318 | 167606.4285 | 0.16761 | 9766.5766 | 0.0019999 | 41 | Commercial_2030_SC B_GWh_After Competition Groups_41 | Vertical Night Covers | 0.2% | 0.16761 | 19.5318 | Commercial_2030_SC B_GWh_After Competition Groups_Vertical Night Covers
Commercial | Com ¦ Duct Insulation, R8 | 2030 | SC B | GWh | After Competition Groups | 17.5405 | 328518.6927 | 0.32852 | 9766.5766 | 0.001796 | 42 | Commercial_2030_SC B_GWh_After Competition Groups_42 | Duct Insulation, R8 | 0.1796% | 0.32852 | 17.5405 | Commercial_2030_SC B_GWh_After Competition Groups_Duct Insulation, R8
Commercial | Com ¦ Water Heating (DHW) Pipe Insulation (Add 3/4\ Foam)" | 2030 | SC B | GWh | After Competition Groups | 16.8563 | 233125.8716 | 0.23313 | 9766.5766 | 0.0017259 | 43 | Commercial_2030_SC B_GWh_After Competition Groups_43 | Water Heating (DHW) Pipe Insulation (Add 3/4\ Foam)" | 0.1726% | 0.23313 | 16.8563 | Commercial_2030_SC B_GWh_After Competition Groups_Water Heating (DHW) Pipe Insulation (Add 3/4\ Foam)"
Commercial | Com ¦ Water Source Heat Pump (4 ton) | 2030 | SC B | GWh | After Competition Groups | 15.5009 | 1520469.2039 | 1.5205 | 9766.5766 | 0.0015871 | 44 | Commercial_2030_SC B_GWh_After Competition Groups_44 | Water Source Heat Pump (4 ton) | 0.1587% | 1.5205 | 15.5009 | Commercial_2030_SC B_GWh_After Competition Groups_Water Source Heat Pump (4 ton)
Commercial | Com ¦ Outside Air Economizer | 2030 | SC B | GWh | After Competition Groups | 15.011 | 115036.1704 | 0.11504 | 9766.5766 | 0.001537 | 45 | Commercial_2030_SC B_GWh_After Competition Groups_45 | Outside Air Economizer | 0.1537% | 0.11504 | 15.011 | Commercial_2030_SC B_GWh_After Competition Groups_Outside Air Economizer
Commercial | Com ¦ Suction Pipe Insulation Freezer/Refrigerator | 2030 | SC B | GWh | After Competition Groups | 10.6839 | 165075.9937 | 0.16508 | 9766.5766 | 0.0010939 | 46 | Commercial_2030_SC B_GWh_After Competition Groups_46 | Suction Pipe Insulation Freezer/Refrigerator | 0.1094% | 0.16508 | 10.6839 | Commercial_2030_SC B_GWh_After Competition Groups_Suction Pipe Insulation Freezer/Refrigerator
Commercial | Com ¦ ENERGY STAR Fryer (84% eff) | 2030 | SC B | GWh | After Competition Groups | 8.6238 | 158046.493 | 0.15805 | 9766.5766 | 0.00088299 | 47 | Commercial_2030_SC B_GWh_After Competition Groups_47 | ENERGY STAR Fryer (84% eff) | 0.0883% | 0.15805 | 8.6238 | Commercial_2030_SC B_GWh_After Competition Groups_ENERGY STAR Fryer (84% eff)
Commercial | Com ¦ Ozone Laundry Treatment | 2030 | SC B | GWh | After Competition Groups | 5.1609 | 216299.5727 | 0.2163 | 9766.5766 | 0.00052843 | 48 | Commercial_2030_SC B_GWh_After Competition Groups_48 | Ozone Laundry Treatment | 0.05284% | 0.2163 | 5.1609 | Commercial_2030_SC B_GWh_After Competition Groups_Ozone Laundry Treatment
Commercial | Com ¦ ENERGY STAR Dishwasher | 2030 | SC B | GWh | After Competition Groups | 4.9399 | 34608.9649 | 0.034609 | 9766.5766 | 0.00050579 | 49 | Commercial_2030_SC B_GWh_After Competition Groups_49 | ENERGY STAR Dishwasher | 0.05058% | 0.034609 | 4.9399 | Commercial_2030_SC B_GWh_After Competition Groups_ENERGY STAR Dishwasher
Commercial | Com ¦ Condensing Make Up Air Unit | 2030 | SC B | GWh | After Competition Groups | 4.6329 | 697768.7496 | 0.69777 | 9766.5766 | 0.00047436 | 50 | Commercial_2030_SC B_GWh_After Competition Groups_50 | Condensing Make Up Air Unit | 0.04744% | 0.69777 | 4.6329 | Commercial_2030_SC B_GWh_After Competition Groups_Condensing Make Up Air Unit
Commercial | Com ¦ ENERGY STAR Steam Cookers | 2030 | SC B | GWh | After Competition Groups | 4.1216 | 83531.2469 | 0.083531 | 9766.5766 | 0.00042201 | 51 | Commercial_2030_SC B_GWh_After Competition Groups_51 | ENERGY STAR Steam Cookers | 0.0422% | 0.083531 | 4.1216 | Commercial_2030_SC B_GWh_After Competition Groups_ENERGY STAR Steam Cookers
Commercial | Com ¦ Demand controlled Circulating Systems | 2030 | SC B | GWh | After Competition Groups | 3.6438 | 0 | 0 | 9766.5766 | 0.00037309 | 52 | Commercial_2030_SC B_GWh_After Competition Groups_52 | Demand controlled Circulating Systems | 0.03731% | 0 | 3.6438 | Commercial_2030_SC B_GWh_After Competition Groups_Demand controlled Circulating Systems
Commercial | Com ¦ ECM MOTORS FOR HVAC APPLICATION (FAN-POWERED VAV BOX) | 2030 | SC B | GWh | After Competition Groups | 2.2492 | 43973.5004 | 0.043974 | 9766.5766 | 0.0002303 | 53 | Commercial_2030_SC B_GWh_After Competition Groups_53 | ECM MOTORS FOR HVAC APPLICATION (FAN-POWERED VAV BOX) | 0.02303% | 0.043974 | 2.2492 | Commercial_2030_SC B_GWh_After Competition Groups_ECM MOTORS FOR HVAC APPLICATION (FAN-POWERED VAV BOX)
Commercial | Com ¦ Thermostat Setback | 2030 | SC B | GWh | After Competition Groups | 2.1979 | 0 | 0 | 9766.5766 | 0.00022505 | 54 | Commercial_2030_SC B_GWh_After Competition Groups_54 | Thermostat Setback | 0.0225% | 0 | 2.1979 | Commercial_2030_SC B_GWh_After Competition Groups_Thermostat Setback
Commercial | Com ¦ Solar Water Preheat (Pools/DHW) | 2030 | SC B | GWh | After Competition Groups | 1.3319 | 5148.2942 | 0.0051483 | 9766.5766 | 0.00013637 | 55 | Commercial_2030_SC B_GWh_After Competition Groups_55 | Solar Water Preheat (Pools/DHW) | 0.01364% | 0.0051483 | 1.3319 | Commercial_2030_SC B_GWh_After Competition Groups_Solar Water Preheat (Pools/DHW)
Commercial | Com ¦ Notched V belts for HVAC Systems | 2030 | SC B | GWh | After Competition Groups | 1.2054 | 38429.5723 | 0.03843 | 9766.5766 | 0.00012342 | 56 | Commercial_2030_SC B_GWh_After Competition Groups_56 | Notched V belts for HVAC Systems | 0.01234% | 0.03843 | 1.2054 | Commercial_2030_SC B_GWh_After Competition Groups_Notched V belts for HVAC Systems
Commercial | Com ¦ Auto Off Time Switch or Time Clock control | 2030 | SC B | GWh | After Competition Groups | 1.0309 | 93.3194 | 9.3319e-05 | 9766.5766 | 0.00010555 | 57 | Commercial_2030_SC B_GWh_After Competition Groups_57 | Auto Off Time Switch or Time Clock control | 0.01056% | 9.3319e-05 | 1.0309 | Commercial_2030_SC B_GWh_After Competition Groups_Auto Off Time Switch or Time Clock control
Commercial | Com ¦ CEE Tier 2/Energy Star Clothes Washers | 2030 | SC B | GWh | After Competition Groups | 1.0214 | 20568.6151 | 0.020569 | 9766.5766 | 0.00010458 | 58 | Commercial_2030_SC B_GWh_After Competition Groups_58 | CEE Tier 2/Energy Star Clothes Washers | 0.01046% | 0.020569 | 1.0214 | Commercial_2030_SC B_GWh_After Competition Groups_CEE Tier 2/Energy Star Clothes Washers
Commercial | Com ¦ PTAC (12 EER/10,000 BTU) | 2030 | SC B | GWh | After Competition Groups | 0.90186 | 45354.9372 | 0.045355 | 9766.5766 | 9.2341e-05 | 59 | Commercial_2030_SC B_GWh_After Competition Groups_59 | PTAC (12 EER/10,000 BTU) | 0.009234% | 0.045355 | 0.90186 | Commercial_2030_SC B_GWh_After Competition Groups_PTAC (12 EER/10,000 BTU)
Commercial | COM ¦ Ductless Mini-Split Heat Pumps | 2030 | SC B | GWh | After Competition Groups | 0.68898 | 255.1413 | 0.00025514 | 9766.5766 | 7.0545e-05 | 60 | Commercial_2030_SC B_GWh_After Competition Groups_60 | Ductless Mini-Split Heat Pumps | 0.007054% | 0.00025514 | 0.68898 | Commercial_2030_SC B_GWh_After Competition Groups_Ductless Mini-Split Heat Pumps
Commercial | Com ¦ Low Flow Pre-Rinse Spray Nozzle | 2030 | SC B | GWh | After Competition Groups | 0.56463 | 2919.2994 | 0.0029193 | 9766.5766 | 5.7812e-05 | 61 | Commercial_2030_SC B_GWh_After Competition Groups_61 | Low Flow Pre-Rinse Spray Nozzle | 0.005781% | 0.0029193 | 0.56463 | Commercial_2030_SC B_GWh_After Competition Groups_Low Flow Pre-Rinse Spray Nozzle
Commercial | Com ¦ High Efficiency Small Instantaneous Water Heater | 2030 | SC B | GWh | After Competition Groups | 0.41604 | 36518.1026 | 0.036518 | 9766.5766 | 4.2599e-05 | 62 | Commercial_2030_SC B_GWh_After Competition Groups_62 | High Efficiency Small Instantaneous Water Heater | 0.00426% | 0.036518 | 0.41604 | Commercial_2030_SC B_GWh_After Competition Groups_High Efficiency Small Instantaneous Water Heater
Commercial | Com ¦ Commercial Hot Food Holding Cabinets | 2030 | SC B | GWh | After Competition Groups | 0.31553 | 3961.7618 | 0.0039618 | 9766.5766 | 3.2307e-05 | 63 | Commercial_2030_SC B_GWh_After Competition Groups_63 | Commercial Hot Food Holding Cabinets | 0.003231% | 0.0039618 | 0.31553 | Commercial_2030_SC B_GWh_After Competition Groups_Commercial Hot Food Holding Cabinets
Commercial | Com ¦ HVAC Optimization | 2030 | SC B | GWh | After Competition Groups | 0.28875 | 214.5576 | 0.00021456 | 9766.5766 | 2.9565e-05 | 64 | Commercial_2030_SC B_GWh_After Competition Groups_64 | HVAC Optimization | 0.002957% | 0.00021456 | 0.28875 | Commercial_2030_SC B_GWh_After Competition Groups_HVAC Optimization
Commercial | Com ¦ Energy Recovery Ventilation and Ventilation (Enhanced) | 2030 | SC B | GWh | After Competition Groups | 0.21351 | 0 | 0 | 9766.5766 | 2.1861e-05 | 65 | Commercial_2030_SC B_GWh_After Competition Groups_65 | Energy Recovery Ventilation and Ventilation (Enhanced) | 0.002186% | 0 | 0.21351 | Commercial_2030_SC B_GWh_After Competition Groups_Energy Recovery Ventilation and Ventilation (Enhanced)
Commercial | Com ¦ LED RECESSED DOWNLIGHTS | 2030 | SC B | GWh | After Competition Groups | 0.18013 | 54304.3438 | 0.054304 | 9766.5766 | 1.8444e-05 | 66 | Commercial_2030_SC B_GWh_After Competition Groups_66 | LED RECESSED DOWNLIGHTS | 0.001844% | 0.054304 | 0.18013 | Commercial_2030_SC B_GWh_After Competition Groups_LED RECESSED DOWNLIGHTS
Commercial | Com ¦ Wall Insulation | 2030 | SC B | GWh | After Competition Groups | 0.1601 | 568.4303 | 0.00056843 | 9766.5766 | 1.6393e-05 | 67 | Commercial_2030_SC B_GWh_After Competition Groups_67 | Wall Insulation | 0.001639% | 0.00056843 | 0.1601 | Commercial_2030_SC B_GWh_After Competition Groups_Wall Insulation
Commercial | Com ¦ Efficient compressor motor | 2030 | SC B | GWh | After Competition Groups | 0.14972 | 220979.1726 | 0.22098 | 9766.5766 | 1.533e-05 | 68 | Commercial_2030_SC B_GWh_After Competition Groups_68 | Efficient compressor motor | 0.001533% | 0.22098 | 0.14972 | Commercial_2030_SC B_GWh_After Competition Groups_Efficient compressor motor
Commercial | Com ¦ Room AC (w/ louvered sides) 14 SEER from 12 SEER code | 2030 | SC B | GWh | After Competition Groups | 0.059408 | 6128.44 | 0.0061284 | 9766.5766 | 6.0827e-06 | 69 | Commercial_2030_SC B_GWh_After Competition Groups_69 | Room AC (w/ louvered sides) 14 SEER from 12 SEER code | 0.0006083% | 0.0061284 | 0.059408 | Commercial_2030_SC B_GWh_After Competition Groups_Room AC (w/ louvered sides) 14 SEER from 12 SEER code
Commercial | Com ¦ Air Curtains | 2030 | SC B | GWh | After Competition Groups | 0.044948 | 6841.586 | 0.0068416 | 9766.5766 | 4.6022e-06 | 70 | Commercial_2030_SC B_GWh_After Competition Groups_70 | Air Curtains | 0.0004602% | 0.0068416 | 0.044948 | Commercial_2030_SC B_GWh_After Competition Groups_Air Curtains
Commercial | Com ¦ High Efficiency Chiller (avg of water and air cooled) | 2030 | SC B | GWh | After Competition Groups | 0.03914 | 8094.5054 | 0.0080945 | 9766.5766 | 4.0076e-06 | 71 | Commercial_2030_SC B_GWh_After Competition Groups_71 | High Efficiency Chiller (avg of water and air cooled) | 0.0004008% | 0.0080945 | 0.03914 | Commercial_2030_SC B_GWh_After Competition Groups_High Efficiency Chiller (avg of water and air cooled)
Commercial | Com ¦ VSD Air Compressor | 2030 | SC B | GWh | After Competition Groups | 0.030325 | 611.2156 | 0.00061122 | 9766.5766 | 3.105e-06 | 72 | Commercial_2030_SC B_GWh_After Competition Groups_72 | VSD Air Compressor | 0.0003105% | 0.00061122 | 0.030325 | Commercial_2030_SC B_GWh_After Competition Groups_VSD Air Compressor
Commercial | Com ¦ EC Plug Fan for Data Center (under cabinet) | 2030 | SC B | GWh | After Competition Groups | 0.03004 | 1969.2879 | 0.0019693 | 9766.5766 | 3.0758e-06 | 73 | Commercial_2030_SC B_GWh_After Competition Groups_73 | EC Plug Fan for Data Center (under cabinet) | 0.0003076% | 0.0019693 | 0.03004 | Commercial_2030_SC B_GWh_After Competition Groups_EC Plug Fan for Data Center (under cabinet)
Commercial | Com ¦ Electric Convection Combination Ovens | 2030 | SC B | GWh | After Competition Groups | 0.0027816 | 3.7931 | 3.7931e-06 | 9766.5766 | 2.848e-07 | 74 | Commercial_2030_SC B_GWh_After Competition Groups_74 | Electric Convection Combination Ovens | 2.848e-05% | 3.7931e-06 | 0.0027816 | Commercial_2030_SC B_GWh_After Competition Groups_Electric Convection Combination Ovens
Commercial | Com ¦ LLLC - Low Impact Application | 2030 | SC B | GWh | After Competition Groups | 2.863e-18 | 3.2944e-14 | 3.2944e-20 | 9766.5766 | 2.9314e-22 | 75 | Commercial_2030_SC B_GWh_After Competition Groups_75 | LLLC - Low Impact Application | 2.931e-20% | 3.2944e-20 | 2.863e-18 | Commercial_2030_SC B_GWh_After Competition Groups_LLLC - Low Impact Application
Commercial | Com ¦ LLLC - High Impact Application | 2030 | SC B | GWh | After Competition Groups | 1.0343e-18 | 1.9819e-14 | 1.9819e-20 | 9766.5766 | 1.059e-22 | 76 | Commercial_2030_SC B_GWh_After Competition Groups_76 | LLLC - High Impact Application | 1.059e-20% | 1.9819e-20 | 1.0343e-18 | Commercial_2030_SC B_GWh_After Competition Groups_LLLC - High Impact Application
Commercial | Com ¦ Networked/Connected - High Impact Application | 2030 | SC B | GWh | After Competition Groups | 1.311e-20 | 3.8968e-16 | 3.8968e-22 | 9766.5766 | 1.3423e-24 | 77 | Commercial_2030_SC B_GWh_After Competition Groups_77 | Networked/Connected - High Impact Application | 1.342e-22% | 3.8968e-22 | 1.311e-20 | Commercial_2030_SC B_GWh_After Competition Groups_Networked/Connected - High Impact Application
Commercial | Com ¦ Networked/Connected - Low Impact Application | 2030 | SC B | GWh | After Competition Groups | 7.4005e-21 | 2.7946e-16 | 2.7946e-22 | 9766.5766 | 7.5774e-25 | 78 | Commercial_2030_SC B_GWh_After Competition Groups_78 | Networked/Connected - Low Impact Application | 7.577e-23% | 2.7946e-22 | 7.4005e-21 | Commercial_2030_SC B_GWh_After Competition Groups_Networked/Connected - Low Impact Application
Commercial | Com ¦ Indoor Daylight Sensors/Photocell Dimming Control | 2030 | SC B | GWh | After Competition Groups | 0 | 0 | 0 | 9766.5766 | 0 | 79 | Commercial_2030_SC B_GWh_After Competition Groups_79 | Indoor Daylight Sensors/Photocell Dimming Control | 0% | 0 | 0 | Commercial_2030_SC B_GWh_After Competition Groups_Indoor Daylight Sensors/Photocell Dimming Control
Commercial | Com ¦ Variable Refrigerant Flow Heat Pump | 2030 | SC B | GWh | After Competition Groups | 0 | 0 | 0 | 9766.5766 | 0 | 80 | Commercial_2030_SC B_GWh_After Competition Groups_80 | Variable Refrigerant Flow Heat Pump | 0% | 0 | 0 | Commercial_2030_SC B_GWh_After Competition Groups_Variable Refrigerant Flow Heat Pump
Commercial | Com ¦ LED Low/High Bay | 2030 | SC C | GWh | After Competition Groups | 913.649 | 68832653.1423 | 68.8327 | 7600.7363 | 0.12021 | 1 | Commercial_2030_SC C_GWh_After Competition Groups_1 | LED Low/High Bay | 12.02% | 68.8327 | 913.649 | Commercial_2030_SC C_GWh_After Competition Groups_LED Low/High Bay
Commercial | Com ¦ ENERGY STAR LED LAMPS (REFLECTOR LAMPs/MR16/PAR 16) | 2030 | SC C | GWh | After Competition Groups | 862.9508 | 2570964.4975 | 2.571 | 7600.7363 | 0.11354 | 2 | Commercial_2030_SC C_GWh_After Competition Groups_2 | ENERGY STAR LED LAMPS (REFLECTOR LAMPs/MR16/PAR 16) | 11.35% | 2.571 | 862.9508 | Commercial_2030_SC C_GWh_After Competition Groups_ENERGY STAR LED LAMPS (REFLECTOR LAMPs/MR16/PAR 16)
Commercial | Com ¦ LED Troffer/Surface/Suspended | 2030 | SC C | GWh | After Competition Groups | 845.3517 | 52223173.661 | 52.2232 | 7600.7363 | 0.11122 | 3 | Commercial_2030_SC C_GWh_After Competition Groups_3 | LED Troffer/Surface/Suspended | 11.12% | 52.2232 | 845.3517 | Commercial_2030_SC C_GWh_After Competition Groups_LED Troffer/Surface/Suspended
Commercial | Com ¦ LED EXTERIOR AREA LIGHTS - LED fixture (200W) | 2030 | SC C | GWh | After Competition Groups | 558.5488 | 0 | 0 | 7600.7363 | 0.073486 | 4 | Commercial_2030_SC C_GWh_After Competition Groups_4 | LED EXTERIOR AREA LIGHTS - LED fixture (200W) | 7.349% | 0 | 558.5488 | Commercial_2030_SC C_GWh_After Competition Groups_LED EXTERIOR AREA LIGHTS - LED fixture (200W)
Commercial | Com ¦ LED parking lot fixture | 2030 | SC C | GWh | After Competition Groups | 537.5212 | 6594671.37 | 6.5947 | 7600.7363 | 0.07072 | 5 | Commercial_2030_SC C_GWh_After Competition Groups_5 | LED parking lot fixture | 7.072% | 6.5947 | 537.5212 | Commercial_2030_SC C_GWh_After Competition Groups_LED parking lot fixture
Commercial | Com ¦ LED Replacement Lamp (Tube) | 2030 | SC C | GWh | After Competition Groups | 483.2929 | 0 | 0 | 7600.7363 | 0.063585 | 6 | Commercial_2030_SC C_GWh_After Competition Groups_6 | LED Replacement Lamp (Tube) | 6.359% | 0 | 483.2929 | Commercial_2030_SC C_GWh_After Competition Groups_LED Replacement Lamp (Tube)
Commercial | Com ¦ Building Recommissioning, Operations and Maintenance (O&M) Improvements | 2030 | SC C | GWh | After Competition Groups | 413.0101 | 2164133.2699 | 2.1641 | 7600.7363 | 0.054338 | 7 | Commercial_2030_SC C_GWh_After Competition Groups_7 | Building Recommissioning, Operations and Maintenance (O&M) Improvements | 5.434% | 2.1641 | 413.0101 | Commercial_2030_SC C_GWh_After Competition Groups_Building Recommissioning, Operations and Maintenance (O&M) Improvements
Commercial | Com ¦ LED street light fixture | 2030 | SC C | GWh | After Competition Groups | 334.3128 | 9990422.2623 | 9.9904 | 7600.7363 | 0.043984 | 8 | Commercial_2030_SC C_GWh_After Competition Groups_8 | LED street light fixture | 4.398% | 9.9904 | 334.3128 | Commercial_2030_SC C_GWh_After Competition Groups_LED street light fixture
Commercial | Com ¦ Furnace Tune-Up | 2030 | SC C | GWh | After Competition Groups | 268.1197 | 118860.9536 | 0.11886 | 7600.7363 | 0.035275 | 9 | Commercial_2030_SC C_GWh_After Competition Groups_9 | Furnace Tune-Up | 3.528% | 0.11886 | 268.1197 | Commercial_2030_SC C_GWh_After Competition Groups_Furnace Tune-Up
Commercial | Com ¦ Data Center Storage/Server Virtualization | 2030 | SC C | GWh | After Competition Groups | 198.4185 | 0 | 0 | 7600.7363 | 0.026105 | 10 | Commercial_2030_SC C_GWh_After Competition Groups_10 | Data Center Storage/Server Virtualization | 2.611% | 0 | 198.4185 | Commercial_2030_SC C_GWh_After Competition Groups_Data Center Storage/Server Virtualization
Commercial | Com ¦ High Efficiency Air Source Heat Pump | 2030 | SC C | GWh | After Competition Groups | 192.7238 | 1224321.3962 | 1.2243 | 7600.7363 | 0.025356 | 11 | Commercial_2030_SC C_GWh_After Competition Groups_11 | High Efficiency Air Source Heat Pump | 2.536% | 1.2243 | 192.7238 | Commercial_2030_SC C_GWh_After Competition Groups_High Efficiency Air Source Heat Pump
Commercial | Com ¦ Reach-in Shaded Pole to ECM/PSC Evaporator Fan Motor | 2030 | SC C | GWh | After Competition Groups | 188.4683 | 2529147.1215 | 2.5291 | 7600.7363 | 0.024796 | 12 | Commercial_2030_SC C_GWh_After Competition Groups_12 | Reach-in Shaded Pole to ECM/PSC Evaporator Fan Motor | 2.48% | 2.5291 | 188.4683 | Commercial_2030_SC C_GWh_After Competition Groups_Reach-in Shaded Pole to ECM/PSC Evaporator Fan Motor
Commercial | Com ¦ Refrigerated Display Case Doors | 2030 | SC C | GWh | After Competition Groups | 162.3251 | 13444249.5425 | 13.4442 | 7600.7363 | 0.021357 | 13 | Commercial_2030_SC C_GWh_After Competition Groups_13 | Refrigerated Display Case Doors | 2.136% | 13.4442 | 162.3251 | Commercial_2030_SC C_GWh_After Competition Groups_Refrigerated Display Case Doors
Commercial | Com ¦ LED or Equivalent Sign Lighting | 2030 | SC C | GWh | After Competition Groups | 149.5945 | 8780802.1241 | 8.7808 | 7600.7363 | 0.019682 | 14 | Commercial_2030_SC C_GWh_After Competition Groups_14 | LED or Equivalent Sign Lighting | 1.968% | 8.7808 | 149.5945 | Commercial_2030_SC C_GWh_After Competition Groups_LED or Equivalent Sign Lighting
Commercial | Com ¦ Strip Curtains | 2030 | SC C | GWh | After Competition Groups | 128.5506 | 182862.2274 | 0.18286 | 7600.7363 | 0.016913 | 15 | Commercial_2030_SC C_GWh_After Competition Groups_15 | Strip Curtains | 1.691% | 0.18286 | 128.5506 | Commercial_2030_SC C_GWh_After Competition Groups_Strip Curtains
Commercial | Com ¦ Education and Capacity Building/Energy Behavior | 2030 | SC C | GWh | After Competition Groups | 119.972 | 1333570.6711 | 1.3336 | 7600.7363 | 0.015784 | 16 | Commercial_2030_SC C_GWh_After Competition Groups_16 | Education and Capacity Building/Energy Behavior | 1.578% | 1.3336 | 119.972 | Commercial_2030_SC C_GWh_After Competition Groups_Education and Capacity Building/Energy Behavior
Commercial | Com ¦ Demand Control Ventilation | 2030 | SC C | GWh | After Competition Groups | 109.7911 | 3398765.827 | 3.3988 | 7600.7363 | 0.014445 | 17 | Commercial_2030_SC C_GWh_After Competition Groups_17 | Demand Control Ventilation | 1.444% | 3.3988 | 109.7911 | Commercial_2030_SC C_GWh_After Competition Groups_Demand Control Ventilation
Commercial | Com ¦ ENERGY STAR LED LAMPS (General Service Lamps) | 2030 | SC C | GWh | After Competition Groups | 105.4895 | 346711.2958 | 0.34671 | 7600.7363 | 0.013879 | 18 | Commercial_2030_SC C_GWh_After Competition Groups_18 | ENERGY STAR LED LAMPS (General Service Lamps) | 1.388% | 0.34671 | 105.4895 | Commercial_2030_SC C_GWh_After Competition Groups_ENERGY STAR LED LAMPS (General Service Lamps)
Commercial | Com ¦ Advanced BAS/Controllers | 2030 | SC C | GWh | After Competition Groups | 96.9979 | 499771.4923 | 0.49977 | 7600.7363 | 0.012762 | 19 | Commercial_2030_SC C_GWh_After Competition Groups_19 | Advanced BAS/Controllers | 1.276% | 0.49977 | 96.9979 | Commercial_2030_SC C_GWh_After Competition Groups_Advanced BAS/Controllers
Commercial | Com ¦ Centrally controlled desktop PC/NETWORK PC POWER MANAGEMENT SOFTWARE | 2030 | SC C | GWh | After Competition Groups | 95.7069 | 859910.9242 | 0.85991 | 7600.7363 | 0.012592 | 20 | Commercial_2030_SC C_GWh_After Competition Groups_20 | Centrally controlled desktop PC/NETWORK PC POWER MANAGEMENT SOFTWARE | 1.259% | 0.85991 | 95.7069 | Commercial_2030_SC C_GWh_After Competition Groups_Centrally controlled desktop PC/NETWORK PC POWER MANAGEMENT SOFTWARE
Commercial | Com ¦ Variable Frequency Drive (VFD) | 2030 | SC C | GWh | After Competition Groups | 89.3414 | 1961322.8449 | 1.9613 | 7600.7363 | 0.011754 | 21 | Commercial_2030_SC C_GWh_After Competition Groups_21 | Variable Frequency Drive (VFD) | 1.175% | 1.9613 | 89.3414 | Commercial_2030_SC C_GWh_After Competition Groups_Variable Frequency Drive (VFD)
Commercial | Com ¦ VFD on Pumps | 2030 | SC C | GWh | After Competition Groups | 83.4262 | 1992897.1035 | 1.9929 | 7600.7363 | 0.010976 | 22 | Commercial_2030_SC C_GWh_After Competition Groups_22 | VFD on Pumps | 1.098% | 1.9929 | 83.4262 | Commercial_2030_SC C_GWh_After Competition Groups_VFD on Pumps
Commercial | Com ¦ Adaptive Thermostats | 2030 | SC C | GWh | After Competition Groups | 70.1224 | 3540525.8944 | 3.5405 | 7600.7363 | 0.0092257 | 23 | Commercial_2030_SC C_GWh_After Competition Groups_23 | Adaptive Thermostats | 0.9226% | 3.5405 | 70.1224 | Commercial_2030_SC C_GWh_After Competition Groups_Adaptive Thermostats
Commercial | Com ¦ Unitary Air-Conditioning Unit | 2030 | SC C | GWh | After Competition Groups | 56.7929 | 9334361.2156 | 9.3344 | 7600.7363 | 0.007472 | 24 | Commercial_2030_SC C_GWh_After Competition Groups_24 | Unitary Air-Conditioning Unit | 0.7472% | 9.3344 | 56.7929 | Commercial_2030_SC C_GWh_After Competition Groups_Unitary Air-Conditioning Unit
Commercial | Com ¦ Air Handler with Dedicated Outdoor Air Systems | 2030 | SC C | GWh | After Competition Groups | 49.3144 | 0 | 0 | 7600.7363 | 0.0064881 | 25 | Commercial_2030_SC C_GWh_After Competition Groups_25 | Air Handler with Dedicated Outdoor Air Systems | 0.6488% | 0 | 49.3144 | Commercial_2030_SC C_GWh_After Competition Groups_Air Handler with Dedicated Outdoor Air Systems
Commercial | Com ¦ ECM MOTORS FOR EVAPORATOR FANS for refrigeration (WALK-IN) | 2030 | SC C | GWh | After Competition Groups | 41.6466 | 1186539.1545 | 1.1865 | 7600.7363 | 0.0054793 | 26 | Commercial_2030_SC C_GWh_After Competition Groups_26 | ECM MOTORS FOR EVAPORATOR FANS for refrigeration (WALK-IN) | 0.5479% | 1.1865 | 41.6466 | Commercial_2030_SC C_GWh_After Competition Groups_ECM MOTORS FOR EVAPORATOR FANS for refrigeration (WALK-IN)
Commercial | Com ¦ Condensing Unit Heaters or other Efficient Unit Heating System | 2030 | SC C | GWh | After Competition Groups | 40.3172 | 35680.3781 | 0.03568 | 7600.7363 | 0.0053044 | 27 | Commercial_2030_SC C_GWh_After Competition Groups_27 | Condensing Unit Heaters or other Efficient Unit Heating System | 0.5304% | 0.03568 | 40.3172 | Commercial_2030_SC C_GWh_After Competition Groups_Condensing Unit Heaters or other Efficient Unit Heating System
Commercial | Com ¦ Refrigerated Display Case LED | 2030 | SC C | GWh | After Competition Groups | 39.5231 | 2383717.9849 | 2.3837 | 7600.7363 | 0.0051999 | 28 | Commercial_2030_SC C_GWh_After Competition Groups_28 | Refrigerated Display Case LED | 0.52% | 2.3837 | 39.5231 | Commercial_2030_SC C_GWh_After Competition Groups_Refrigerated Display Case LED
Commercial | Com ¦ Demand Control Kitchen Ventilation | 2030 | SC C | GWh | After Competition Groups | 39.0083 | 203406.2027 | 0.20341 | 7600.7363 | 0.0051322 | 29 | Commercial_2030_SC C_GWh_After Competition Groups_29 | Demand Control Kitchen Ventilation | 0.5132% | 0.20341 | 39.0083 | Commercial_2030_SC C_GWh_After Competition Groups_Demand Control Kitchen Ventilation
Commercial | Com ¦ Door Gasket Freezer/Refrigerator | 2030 | SC C | GWh | After Competition Groups | 38.4381 | 1418344.5709 | 1.4183 | 7600.7363 | 0.0050572 | 30 | Commercial_2030_SC C_GWh_After Competition Groups_30 | Door Gasket Freezer/Refrigerator | 0.5057% | 1.4183 | 38.4381 | Commercial_2030_SC C_GWh_After Competition Groups_Door Gasket Freezer/Refrigerator
Commercial | Com ¦ Freezer Case Light Sensor | 2030 | SC C | GWh | After Competition Groups | 34.1821 | 2607819.4617 | 2.6078 | 7600.7363 | 0.0044972 | 31 | Commercial_2030_SC C_GWh_After Competition Groups_31 | Freezer Case Light Sensor | 0.4497% | 2.6078 | 34.1821 | Commercial_2030_SC C_GWh_After Competition Groups_Freezer Case Light Sensor
Commercial | Com ¦ Evaporator Fan Controls | 2030 | SC C | GWh | After Competition Groups | 33.3431 | 185805.9078 | 0.18581 | 7600.7363 | 0.0043868 | 32 | Commercial_2030_SC C_GWh_After Competition Groups_32 | Evaporator Fan Controls | 0.4387% | 0.18581 | 33.3431 | Commercial_2030_SC C_GWh_After Competition Groups_Evaporator Fan Controls
Commercial | Com ¦ ENERGY STAR Griddle (74% eff) | 2030 | SC C | GWh | After Competition Groups | 23.6474 | 224650.1463 | 0.22465 | 7600.7363 | 0.0031112 | 33 | Commercial_2030_SC C_GWh_After Competition Groups_33 | ENERGY STAR Griddle (74% eff) | 0.3111% | 0.22465 | 23.6474 | Commercial_2030_SC C_GWh_After Competition Groups_ENERGY STAR Griddle (74% eff)
Commercial | Com ¦ Occupancy Sensors | 2030 | SC C | GWh | After Competition Groups | 22.5157 | 6207.079 | 0.0062071 | 7600.7363 | 0.0029623 | 34 | Commercial_2030_SC C_GWh_After Competition Groups_34 | Occupancy Sensors | 0.2962% | 0.0062071 | 22.5157 | Commercial_2030_SC C_GWh_After Competition Groups_Occupancy Sensors
Commercial | Com ¦ Chilled Water Optimization | 2030 | SC C | GWh | After Competition Groups | 21.857 | 1681389.5874 | 1.6814 | 7600.7363 | 0.0028756 | 35 | Commercial_2030_SC C_GWh_After Competition Groups_35 | Chilled Water Optimization | 0.2876% | 1.6814 | 21.857 | Commercial_2030_SC C_GWh_After Competition Groups_Chilled Water Optimization
Commercial | Com ¦ BEVERAGE VENDING MACHINE CONTROLS | 2030 | SC C | GWh | After Competition Groups | 14.2868 | 326349.7243 | 0.32635 | 7600.7363 | 0.0018797 | 36 | Commercial_2030_SC C_GWh_After Competition Groups_36 | BEVERAGE VENDING MACHINE CONTROLS | 0.188% | 0.32635 | 14.2868 | Commercial_2030_SC C_GWh_After Competition Groups_BEVERAGE VENDING MACHINE CONTROLS
Commercial | Com ¦ Elec Storage WH 2.30 Et | 2030 | SC C | GWh | After Competition Groups | 14.1683 | 625594.8653 | 0.62559 | 7600.7363 | 0.0018641 | 37 | Commercial_2030_SC C_GWh_After Competition Groups_37 | Elec Storage WH 2.30 Et | 0.1864% | 0.62559 | 14.1683 | Commercial_2030_SC C_GWh_After Competition Groups_Elec Storage WH 2.30 Et
Commercial | Com ¦ Temperature Adjustment in Commercial Freezers | 2030 | SC C | GWh | After Competition Groups | 12.7643 | 0 | 0 | 7600.7363 | 0.0016794 | 38 | Commercial_2030_SC C_GWh_After Competition Groups_38 | Temperature Adjustment in Commercial Freezers | 0.1679% | 0 | 12.7643 | Commercial_2030_SC C_GWh_After Competition Groups_Temperature Adjustment in Commercial Freezers
Commercial | Com ¦ CO Sensors for parking garage exhaust fans | 2030 | SC C | GWh | After Competition Groups | 12.3359 | 779899.114 | 0.7799 | 7600.7363 | 0.001623 | 39 | Commercial_2030_SC C_GWh_After Competition Groups_39 | CO Sensors for parking garage exhaust fans | 0.1623% | 0.7799 | 12.3359 | Commercial_2030_SC C_GWh_After Competition Groups_CO Sensors for parking garage exhaust fans
Commercial | Com ¦ Energy Efficient Laboratory Fume Hood | 2030 | SC C | GWh | After Competition Groups | 11.2368 | 631041.5436 | 0.63104 | 7600.7363 | 0.0014784 | 40 | Commercial_2030_SC C_GWh_After Competition Groups_40 | Energy Efficient Laboratory Fume Hood | 0.1478% | 0.63104 | 11.2368 | Commercial_2030_SC C_GWh_After Competition Groups_Energy Efficient Laboratory Fume Hood
Commercial | Com ¦ Water Source Heat Pump (4 ton) | 2030 | SC C | GWh | After Competition Groups | 10.3722 | 1145714.453 | 1.1457 | 7600.7363 | 0.0013646 | 41 | Commercial_2030_SC C_GWh_After Competition Groups_41 | Water Source Heat Pump (4 ton) | 0.1365% | 1.1457 | 10.3722 | Commercial_2030_SC C_GWh_After Competition Groups_Water Source Heat Pump (4 ton)
Commercial | Com ¦ Vertical Night Covers | 2030 | SC C | GWh | After Competition Groups | 9.8906 | 180232.6047 | 0.18023 | 7600.7363 | 0.0013013 | 42 | Commercial_2030_SC C_GWh_After Competition Groups_42 | Vertical Night Covers | 0.1301% | 0.18023 | 9.8906 | Commercial_2030_SC C_GWh_After Competition Groups_Vertical Night Covers
Commercial | Com ¦ Outside Air Economizer | 2030 | SC C | GWh | After Competition Groups | 9.3093 | 117798.429 | 0.1178 | 7600.7363 | 0.0012248 | 43 | Commercial_2030_SC C_GWh_After Competition Groups_43 | Outside Air Economizer | 0.1225% | 0.1178 | 9.3093 | Commercial_2030_SC C_GWh_After Competition Groups_Outside Air Economizer
Commercial | Com ¦ Duct Insulation, R8 | 2030 | SC C | GWh | After Competition Groups | 8.9704 | 366511.9795 | 0.36651 | 7600.7363 | 0.0011802 | 44 | Commercial_2030_SC C_GWh_After Competition Groups_44 | Duct Insulation, R8 | 0.118% | 0.36651 | 8.9704 | Commercial_2030_SC C_GWh_After Competition Groups_Duct Insulation, R8
Commercial | Com ¦ ENERGY STAR Fryer (84% eff) | 2030 | SC C | GWh | After Competition Groups | 8.6238 | 158063.0353 | 0.15806 | 7600.7363 | 0.0011346 | 45 | Commercial_2030_SC C_GWh_After Competition Groups_45 | ENERGY STAR Fryer (84% eff) | 0.1135% | 0.15806 | 8.6238 | Commercial_2030_SC C_GWh_After Competition Groups_ENERGY STAR Fryer (84% eff)
Commercial | Com ¦ Water Heating (DHW) Pipe Insulation (Add 3/4\ Foam)" | 2030 | SC C | GWh | After Competition Groups | 8.5633 | 253526.7075 | 0.25353 | 7600.7363 | 0.0011266 | 46 | Commercial_2030_SC C_GWh_After Competition Groups_46 | Water Heating (DHW) Pipe Insulation (Add 3/4\ Foam)" | 0.1127% | 0.25353 | 8.5633 | Commercial_2030_SC C_GWh_After Competition Groups_Water Heating (DHW) Pipe Insulation (Add 3/4\ Foam)"
Commercial | Com ¦ Suction Pipe Insulation Freezer/Refrigerator | 2030 | SC C | GWh | After Competition Groups | 5.4156 | 178074.078 | 0.17807 | 7600.7363 | 0.00071251 | 47 | Commercial_2030_SC C_GWh_After Competition Groups_47 | Suction Pipe Insulation Freezer/Refrigerator | 0.07125% | 0.17807 | 5.4156 | Commercial_2030_SC C_GWh_After Competition Groups_Suction Pipe Insulation Freezer/Refrigerator
Commercial | Com ¦ ENERGY STAR Dishwasher | 2030 | SC C | GWh | After Competition Groups | 4.5744 | 34612.7157 | 0.034613 | 7600.7363 | 0.00060183 | 48 | Commercial_2030_SC C_GWh_After Competition Groups_48 | ENERGY STAR Dishwasher | 0.06018% | 0.034613 | 4.5744 | Commercial_2030_SC C_GWh_After Competition Groups_ENERGY STAR Dishwasher
Commercial | Com ¦ ENERGY STAR Steam Cookers | 2030 | SC C | GWh | After Competition Groups | 4.1216 | 83540.3653 | 0.08354 | 7600.7363 | 0.00054227 | 49 | Commercial_2030_SC C_GWh_After Competition Groups_49 | ENERGY STAR Steam Cookers | 0.05423% | 0.08354 | 4.1216 | Commercial_2030_SC C_GWh_After Competition Groups_ENERGY STAR Steam Cookers
Commercial | Com ¦ Condensing Make Up Air Unit | 2030 | SC C | GWh | After Competition Groups | 3.3923 | 574720.6494 | 0.57472 | 7600.7363 | 0.00044632 | 50 | Commercial_2030_SC C_GWh_After Competition Groups_50 | Condensing Make Up Air Unit | 0.04463% | 0.57472 | 3.3923 | Commercial_2030_SC C_GWh_After Competition Groups_Condensing Make Up Air Unit
Commercial | Com ¦ Ozone Laundry Treatment | 2030 | SC C | GWh | After Competition Groups | 2.7511 | 214513.007 | 0.21451 | 7600.7363 | 0.00036195 | 51 | Commercial_2030_SC C_GWh_After Competition Groups_51 | Ozone Laundry Treatment | 0.03619% | 0.21451 | 2.7511 | Commercial_2030_SC C_GWh_After Competition Groups_Ozone Laundry Treatment
Commercial | Com ¦ Thermostat Setback | 2030 | SC C | GWh | After Competition Groups | 2.1764 | 0 | 0 | 7600.7363 | 0.00028634 | 52 | Commercial_2030_SC C_GWh_After Competition Groups_52 | Thermostat Setback | 0.02863% | 0 | 2.1764 | Commercial_2030_SC C_GWh_After Competition Groups_Thermostat Setback
Commercial | Com ¦ Demand controlled Circulating Systems | 2030 | SC C | GWh | After Competition Groups | 1.8219 | 0 | 0 | 7600.7363 | 0.0002397 | 53 | Commercial_2030_SC C_GWh_After Competition Groups_53 | Demand controlled Circulating Systems | 0.02397% | 0 | 1.8219 | Commercial_2030_SC C_GWh_After Competition Groups_Demand controlled Circulating Systems
Commercial | Com ¦ ECM MOTORS FOR HVAC APPLICATION (FAN-POWERED VAV BOX) | 2030 | SC C | GWh | After Competition Groups | 1.3162 | 42997.7373 | 0.042998 | 7600.7363 | 0.00017317 | 54 | Commercial_2030_SC C_GWh_After Competition Groups_54 | ECM MOTORS FOR HVAC APPLICATION (FAN-POWERED VAV BOX) | 0.01732% | 0.042998 | 1.3162 | Commercial_2030_SC C_GWh_After Competition Groups_ECM MOTORS FOR HVAC APPLICATION (FAN-POWERED VAV BOX)
Commercial | Com ¦ CEE Tier 2/Energy Star Clothes Washers | 2030 | SC C | GWh | After Competition Groups | 0.88343 | 20160.0215 | 0.02016 | 7600.7363 | 0.00011623 | 55 | Commercial_2030_SC C_GWh_After Competition Groups_55 | CEE Tier 2/Energy Star Clothes Washers | 0.01162% | 0.02016 | 0.88343 | Commercial_2030_SC C_GWh_After Competition Groups_CEE Tier 2/Energy Star Clothes Washers
Commercial | Com ¦ Notched V belts for HVAC Systems | 2030 | SC C | GWh | After Competition Groups | 0.67727 | 32573.9476 | 0.032574 | 7600.7363 | 8.9106e-05 | 56 | Commercial_2030_SC C_GWh_After Competition Groups_56 | Notched V belts for HVAC Systems | 0.008911% | 0.032574 | 0.67727 | Commercial_2030_SC C_GWh_After Competition Groups_Notched V belts for HVAC Systems
Commercial | Com ¦ LLLC - High Impact Application | 2030 | SC C | GWh | After Competition Groups | 0.65422 | 20.3524 | 2.0352e-05 | 7600.7363 | 8.6073e-05 | 57 | Commercial_2030_SC C_GWh_After Competition Groups_57 | LLLC - High Impact Application | 0.008607% | 2.0352e-05 | 0.65422 | Commercial_2030_SC C_GWh_After Competition Groups_LLLC - High Impact Application
Commercial | Com ¦ Solar Water Preheat (Pools/DHW) | 2030 | SC C | GWh | After Competition Groups | 0.59426 | 2818.2251 | 0.0028182 | 7600.7363 | 7.8184e-05 | 58 | Commercial_2030_SC C_GWh_After Competition Groups_58 | Solar Water Preheat (Pools/DHW) | 0.007818% | 0.0028182 | 0.59426 | Commercial_2030_SC C_GWh_After Competition Groups_Solar Water Preheat (Pools/DHW)
Commercial | Com ¦ Auto Off Time Switch or Time Clock control | 2030 | SC C | GWh | After Competition Groups | 0.535 | 85.9759 | 8.5976e-05 | 7600.7363 | 7.0388e-05 | 59 | Commercial_2030_SC C_GWh_After Competition Groups_59 | Auto Off Time Switch or Time Clock control | 0.007039% | 8.5976e-05 | 0.535 | Commercial_2030_SC C_GWh_After Competition Groups_Auto Off Time Switch or Time Clock control
Commercial | COM ¦ Ductless Mini-Split Heat Pumps | 2030 | SC C | GWh | After Competition Groups | 0.50369 | 207.2286 | 0.00020723 | 7600.7363 | 6.6269e-05 | 60 | Commercial_2030_SC C_GWh_After Competition Groups_60 | Ductless Mini-Split Heat Pumps | 0.006627% | 0.00020723 | 0.50369 | Commercial_2030_SC C_GWh_After Competition Groups_Ductless Mini-Split Heat Pumps
Commercial | Com ¦ Low Flow Pre-Rinse Spray Nozzle | 2030 | SC C | GWh | After Competition Groups | 0.44874 | 2948.8145 | 0.0029488 | 7600.7363 | 5.9039e-05 | 61 | Commercial_2030_SC C_GWh_After Competition Groups_61 | Low Flow Pre-Rinse Spray Nozzle | 0.005904% | 0.0029488 | 0.44874 | Commercial_2030_SC C_GWh_After Competition Groups_Low Flow Pre-Rinse Spray Nozzle
Commercial | Com ¦ PTAC (12 EER/10,000 BTU) | 2030 | SC C | GWh | After Competition Groups | 0.40162 | 26333.8825 | 0.026334 | 7600.7363 | 5.2839e-05 | 62 | Commercial_2030_SC C_GWh_After Competition Groups_62 | PTAC (12 EER/10,000 BTU) | 0.005284% | 0.026334 | 0.40162 | Commercial_2030_SC C_GWh_After Competition Groups_PTAC (12 EER/10,000 BTU)
Commercial | Com ¦ LLLC - Low Impact Application | 2030 | SC C | GWh | After Competition Groups | 0.3983 | 114.719 | 0.00011472 | 7600.7363 | 5.2403e-05 | 63 | Commercial_2030_SC C_GWh_After Competition Groups_63 | LLLC - Low Impact Application | 0.00524% | 0.00011472 | 0.3983 | Commercial_2030_SC C_GWh_After Competition Groups_LLLC - Low Impact Application
Commercial | Com ¦ HVAC Optimization | 2030 | SC C | GWh | After Competition Groups | 0.28875 | 214.5792 | 0.00021458 | 7600.7363 | 3.799e-05 | 64 | Commercial_2030_SC C_GWh_After Competition Groups_64 | HVAC Optimization | 0.003799% | 0.00021458 | 0.28875 | Commercial_2030_SC C_GWh_After Competition Groups_HVAC Optimization
Commercial | Com ¦ Commercial Hot Food Holding Cabinets | 2030 | SC C | GWh | After Competition Groups | 0.22398 | 3180.4039 | 0.0031804 | 7600.7363 | 2.9468e-05 | 65 | Commercial_2030_SC C_GWh_After Competition Groups_65 | Commercial Hot Food Holding Cabinets | 0.002947% | 0.0031804 | 0.22398 | Commercial_2030_SC C_GWh_After Competition Groups_Commercial Hot Food Holding Cabinets
Commercial | Com ¦ LED RECESSED DOWNLIGHTS | 2030 | SC C | GWh | After Competition Groups | 0.18013 | 54309.7747 | 0.05431 | 7600.7363 | 2.3699e-05 | 66 | Commercial_2030_SC C_GWh_After Competition Groups_66 | LED RECESSED DOWNLIGHTS | 0.00237% | 0.05431 | 0.18013 | Commercial_2030_SC C_GWh_After Competition Groups_LED RECESSED DOWNLIGHTS
Commercial | Com ¦ Air Curtains | 2030 | SC C | GWh | After Competition Groups | 0.14138 | 6777.6003 | 0.0067776 | 7600.7363 | 1.86e-05 | 67 | Commercial_2030_SC C_GWh_After Competition Groups_67 | Air Curtains | 0.00186% | 0.0067776 | 0.14138 | Commercial_2030_SC C_GWh_After Competition Groups_Air Curtains
Commercial | Com ¦ High Efficiency Small Instantaneous Water Heater | 2030 | SC C | GWh | After Competition Groups | 0.11427 | 18210.0339 | 0.01821 | 7600.7363 | 1.5034e-05 | 68 | Commercial_2030_SC C_GWh_After Competition Groups_68 | High Efficiency Small Instantaneous Water Heater | 0.001503% | 0.01821 | 0.11427 | Commercial_2030_SC C_GWh_After Competition Groups_High Efficiency Small Instantaneous Water Heater
Commercial | Com ¦ Wall Insulation | 2030 | SC C | GWh | After Competition Groups | 0.081841 | 432.4619 | 0.00043246 | 7600.7363 | 1.0767e-05 | 69 | Commercial_2030_SC C_GWh_After Competition Groups_69 | Wall Insulation | 0.001077% | 0.00043246 | 0.081841 | Commercial_2030_SC C_GWh_After Competition Groups_Wall Insulation
Commercial | Com ¦ Energy Recovery Ventilation and Ventilation (Enhanced) | 2030 | SC C | GWh | After Competition Groups | 0.0746 | 0 | 0 | 7600.7363 | 9.8149e-06 | 70 | Commercial_2030_SC C_GWh_After Competition Groups_70 | Energy Recovery Ventilation and Ventilation (Enhanced) | 0.0009815% | 0 | 0.0746 | Commercial_2030_SC C_GWh_After Competition Groups_Energy Recovery Ventilation and Ventilation (Enhanced)
Commercial | Com ¦ Efficient compressor motor | 2030 | SC C | GWh | After Competition Groups | 0.055417 | 81799.1997 | 0.081799 | 7600.7363 | 7.291e-06 | 71 | Commercial_2030_SC C_GWh_After Competition Groups_71 | Efficient compressor motor | 0.0007291% | 0.081799 | 0.055417 | Commercial_2030_SC C_GWh_After Competition Groups_Efficient compressor motor
Commercial | Com ¦ High Efficiency Chiller (avg of water and air cooled) | 2030 | SC C | GWh | After Competition Groups | 0.039143 | 8096.0081 | 0.008096 | 7600.7363 | 5.1499e-06 | 72 | Commercial_2030_SC C_GWh_After Competition Groups_72 | High Efficiency Chiller (avg of water and air cooled) | 0.000515% | 0.008096 | 0.039143 | Commercial_2030_SC C_GWh_After Competition Groups_High Efficiency Chiller (avg of water and air cooled)
Commercial | Com ¦ Room AC (w/ louvered sides) 14 SEER from 12 SEER code | 2030 | SC C | GWh | After Competition Groups | 0.027012 | 3518.8633 | 0.0035189 | 7600.7363 | 3.5539e-06 | 73 | Commercial_2030_SC C_GWh_After Competition Groups_73 | Room AC (w/ louvered sides) 14 SEER from 12 SEER code | 0.0003554% | 0.0035189 | 0.027012 | Commercial_2030_SC C_GWh_After Competition Groups_Room AC (w/ louvered sides) 14 SEER from 12 SEER code
Commercial | Com ¦ VSD Air Compressor | 2030 | SC C | GWh | After Competition Groups | 0.025634 | 562.5016 | 0.0005625 | 7600.7363 | 3.3726e-06 | 74 | Commercial_2030_SC C_GWh_After Competition Groups_74 | VSD Air Compressor | 0.0003373% | 0.0005625 | 0.025634 | Commercial_2030_SC C_GWh_After Competition Groups_VSD Air Compressor
Commercial | Com ¦ EC Plug Fan for Data Center (under cabinet) | 2030 | SC C | GWh | After Competition Groups | 0.02015 | 1383.0076 | 0.001383 | 7600.7363 | 2.651e-06 | 75 | Commercial_2030_SC C_GWh_After Competition Groups_75 | EC Plug Fan for Data Center (under cabinet) | 0.0002651% | 0.001383 | 0.02015 | Commercial_2030_SC C_GWh_After Competition Groups_EC Plug Fan for Data Center (under cabinet)
Commercial | Com ¦ Electric Convection Combination Ovens | 2030 | SC C | GWh | After Competition Groups | 0.0025646 | 3.7112 | 3.7112e-06 | 7600.7363 | 3.3742e-07 | 76 | Commercial_2030_SC C_GWh_After Competition Groups_76 | Electric Convection Combination Ovens | 3.374e-05% | 3.7112e-06 | 0.0025646 | Commercial_2030_SC C_GWh_After Competition Groups_Electric Convection Combination Ovens
Commercial | Com ¦ Networked/Connected - High Impact Application | 2030 | SC C | GWh | After Competition Groups | 0.0021945 | 0.0010426 | 1.0426e-09 | 7600.7363 | 2.8872e-07 | 77 | Commercial_2030_SC C_GWh_After Competition Groups_77 | Networked/Connected - High Impact Application | 2.887e-05% | 1.0426e-09 | 0.0021945 | Commercial_2030_SC C_GWh_After Competition Groups_Networked/Connected - High Impact Application
Commercial | Com ¦ Networked/Connected - Low Impact Application | 2030 | SC C | GWh | After Competition Groups | 0.00010722 | 0.024074 | 2.4074e-08 | 7600.7363 | 1.4106e-08 | 78 | Commercial_2030_SC C_GWh_After Competition Groups_78 | Networked/Connected - Low Impact Application | 1.411e-06% | 2.4074e-08 | 0.00010722 | Commercial_2030_SC C_GWh_After Competition Groups_Networked/Connected - Low Impact Application
Commercial | Com ¦ Indoor Daylight Sensors/Photocell Dimming Control | 2030 | SC C | GWh | After Competition Groups | 0 | 0 | 0 | 7600.7363 | 0 | 79 | Commercial_2030_SC C_GWh_After Competition Groups_79 | Indoor Daylight Sensors/Photocell Dimming Control | 0% | 0 | 0 | Commercial_2030_SC C_GWh_After Competition Groups_Indoor Daylight Sensors/Photocell Dimming Control
Commercial | Com ¦ Variable Refrigerant Flow Heat Pump | 2030 | SC C | GWh | After Competition Groups | 0 | 0 | 0 | 7600.7363 | 0 | 80 | Commercial_2030_SC C_GWh_After Competition Groups_80 | Variable Refrigerant Flow Heat Pump | 0% | 0 | 0 | Commercial_2030_SC C_GWh_After Competition Groups_Variable Refrigerant Flow Heat Pump
Commercial | Com ¦ ENERGY STAR LED LAMPS (REFLECTOR LAMPs/MR16/PAR 16) | 2030 | SC D | GWh | After Competition Groups | 862.9336 | 0 | 0 | 7048.2643 | 0.12243 | 1 | Commercial_2030_SC D_GWh_After Competition Groups_1 | ENERGY STAR LED LAMPS (REFLECTOR LAMPs/MR16/PAR 16) | 12.24% | 0 | 862.9336 | Commercial_2030_SC D_GWh_After Competition Groups_ENERGY STAR LED LAMPS (REFLECTOR LAMPs/MR16/PAR 16)
Commercial | Com ¦ LED Low/High Bay | 2030 | SC D | GWh | After Competition Groups | 754.5416 | 0 | 0 | 7048.2643 | 0.10705 | 2 | Commercial_2030_SC D_GWh_After Competition Groups_2 | LED Low/High Bay | 10.71% | 0 | 754.5416 | Commercial_2030_SC D_GWh_After Competition Groups_LED Low/High Bay
Commercial | Com ¦ LED Troffer/Surface/Suspended | 2030 | SC D | GWh | After Competition Groups | 725.2508 | 0 | 0 | 7048.2643 | 0.1029 | 3 | Commercial_2030_SC D_GWh_After Competition Groups_3 | LED Troffer/Surface/Suspended | 10.29% | 0 | 725.2508 | Commercial_2030_SC D_GWh_After Competition Groups_LED Troffer/Surface/Suspended
Commercial | Com ¦ LED EXTERIOR AREA LIGHTS - LED fixture (200W) | 2030 | SC D | GWh | After Competition Groups | 550.1022 | 0 | 0 | 7048.2643 | 0.078048 | 4 | Commercial_2030_SC D_GWh_After Competition Groups_4 | LED EXTERIOR AREA LIGHTS - LED fixture (200W) | 7.805% | 0 | 550.1022 | Commercial_2030_SC D_GWh_After Competition Groups_LED EXTERIOR AREA LIGHTS - LED fixture (200W)
Commercial | Com ¦ LED parking lot fixture | 2030 | SC D | GWh | After Competition Groups | 537.5212 | 0 | 0 | 7048.2643 | 0.076263 | 5 | Commercial_2030_SC D_GWh_After Competition Groups_5 | LED parking lot fixture | 7.626% | 0 | 537.5212 | Commercial_2030_SC D_GWh_After Competition Groups_LED parking lot fixture
Commercial | Com ¦ LED Replacement Lamp (Tube) | 2030 | SC D | GWh | After Competition Groups | 483.2929 | 0 | 0 | 7048.2643 | 0.068569 | 6 | Commercial_2030_SC D_GWh_After Competition Groups_6 | LED Replacement Lamp (Tube) | 6.857% | 0 | 483.2929 | Commercial_2030_SC D_GWh_After Competition Groups_LED Replacement Lamp (Tube)
Commercial | Com ¦ Building Recommissioning, Operations and Maintenance (O&M) Improvements | 2030 | SC D | GWh | After Competition Groups | 410.9908 | 0 | 0 | 7048.2643 | 0.058311 | 7 | Commercial_2030_SC D_GWh_After Competition Groups_7 | Building Recommissioning, Operations and Maintenance (O&M) Improvements | 5.831% | 0 | 410.9908 | Commercial_2030_SC D_GWh_After Competition Groups_Building Recommissioning, Operations and Maintenance (O&M) Improvements
Commercial | Com ¦ Furnace Tune-Up | 2030 | SC D | GWh | After Competition Groups | 268.0747 | 0 | 0 | 7048.2643 | 0.038034 | 8 | Commercial_2030_SC D_GWh_After Competition Groups_8 | Furnace Tune-Up | 3.803% | 0 | 268.0747 | Commercial_2030_SC D_GWh_After Competition Groups_Furnace Tune-Up
Commercial | Com ¦ LED street light fixture | 2030 | SC D | GWh | After Competition Groups | 256.2781 | 0 | 0 | 7048.2643 | 0.03636 | 9 | Commercial_2030_SC D_GWh_After Competition Groups_9 | LED street light fixture | 3.636% | 0 | 256.2781 | Commercial_2030_SC D_GWh_After Competition Groups_LED street light fixture
Commercial | Com ¦ Data Center Storage/Server Virtualization | 2030 | SC D | GWh | After Competition Groups | 198.4185 | 0 | 0 | 7048.2643 | 0.028151 | 10 | Commercial_2030_SC D_GWh_After Competition Groups_10 | Data Center Storage/Server Virtualization | 2.815% | 0 | 198.4185 | Commercial_2030_SC D_GWh_After Competition Groups_Data Center Storage/Server Virtualization
Commercial | Com ¦ High Efficiency Air Source Heat Pump | 2030 | SC D | GWh | After Competition Groups | 192.7238 | 0 | 0 | 7048.2643 | 0.027343 | 11 | Commercial_2030_SC D_GWh_After Competition Groups_11 | High Efficiency Air Source Heat Pump | 2.734% | 0 | 192.7238 | Commercial_2030_SC D_GWh_After Competition Groups_High Efficiency Air Source Heat Pump
Commercial | Com ¦ Reach-in Shaded Pole to ECM/PSC Evaporator Fan Motor | 2030 | SC D | GWh | After Competition Groups | 188.4683 | 0 | 0 | 7048.2643 | 0.02674 | 12 | Commercial_2030_SC D_GWh_After Competition Groups_12 | Reach-in Shaded Pole to ECM/PSC Evaporator Fan Motor | 2.674% | 0 | 188.4683 | Commercial_2030_SC D_GWh_After Competition Groups_Reach-in Shaded Pole to ECM/PSC Evaporator Fan Motor
Commercial | Com ¦ Strip Curtains | 2030 | SC D | GWh | After Competition Groups | 128.4893 | 0 | 0 | 7048.2643 | 0.01823 | 13 | Commercial_2030_SC D_GWh_After Competition Groups_13 | Strip Curtains | 1.823% | 0 | 128.4893 | Commercial_2030_SC D_GWh_After Competition Groups_Strip Curtains
Commercial | Com ¦ Education and Capacity Building/Energy Behavior | 2030 | SC D | GWh | After Competition Groups | 119.972 | 0 | 0 | 7048.2643 | 0.017021 | 14 | Commercial_2030_SC D_GWh_After Competition Groups_14 | Education and Capacity Building/Energy Behavior | 1.702% | 0 | 119.972 | Commercial_2030_SC D_GWh_After Competition Groups_Education and Capacity Building/Energy Behavior
Commercial | Com ¦ Refrigerated Display Case Doors | 2030 | SC D | GWh | After Competition Groups | 119.5286 | 0 | 0 | 7048.2643 | 0.016959 | 15 | Commercial_2030_SC D_GWh_After Competition Groups_15 | Refrigerated Display Case Doors | 1.696% | 0 | 119.5286 | Commercial_2030_SC D_GWh_After Competition Groups_Refrigerated Display Case Doors
Commercial | Com ¦ ENERGY STAR LED LAMPS (General Service Lamps) | 2030 | SC D | GWh | After Competition Groups | 105.4842 | 0 | 0 | 7048.2643 | 0.014966 | 16 | Commercial_2030_SC D_GWh_After Competition Groups_16 | ENERGY STAR LED LAMPS (General Service Lamps) | 1.497% | 0 | 105.4842 | Commercial_2030_SC D_GWh_After Competition Groups_ENERGY STAR LED LAMPS (General Service Lamps)
Commercial | Com ¦ Advanced BAS/Controllers | 2030 | SC D | GWh | After Competition Groups | 102.5824 | 0 | 0 | 7048.2643 | 0.014554 | 17 | Commercial_2030_SC D_GWh_After Competition Groups_17 | Advanced BAS/Controllers | 1.455% | 0 | 102.5824 | Commercial_2030_SC D_GWh_After Competition Groups_Advanced BAS/Controllers
Commercial | Com ¦ LED or Equivalent Sign Lighting | 2030 | SC D | GWh | After Competition Groups | 96.1266 | 0 | 0 | 7048.2643 | 0.013638 | 18 | Commercial_2030_SC D_GWh_After Competition Groups_18 | LED or Equivalent Sign Lighting | 1.364% | 0 | 96.1266 | Commercial_2030_SC D_GWh_After Competition Groups_LED or Equivalent Sign Lighting
Commercial | Com ¦ Centrally controlled desktop PC/NETWORK PC POWER MANAGEMENT SOFTWARE | 2030 | SC D | GWh | After Competition Groups | 95.6027 | 0 | 0 | 7048.2643 | 0.013564 | 19 | Commercial_2030_SC D_GWh_After Competition Groups_19 | Centrally controlled desktop PC/NETWORK PC POWER MANAGEMENT SOFTWARE | 1.356% | 0 | 95.6027 | Commercial_2030_SC D_GWh_After Competition Groups_Centrally controlled desktop PC/NETWORK PC POWER MANAGEMENT SOFTWARE
Commercial | Com ¦ Variable Frequency Drive (VFD) | 2030 | SC D | GWh | After Competition Groups | 86.6323 | 0 | 0 | 7048.2643 | 0.012291 | 20 | Commercial_2030_SC D_GWh_After Competition Groups_20 | Variable Frequency Drive (VFD) | 1.229% | 0 | 86.6323 | Commercial_2030_SC D_GWh_After Competition Groups_Variable Frequency Drive (VFD)
Commercial | Com ¦ Demand Control Ventilation | 2030 | SC D | GWh | After Competition Groups | 85.0735 | 0 | 0 | 7048.2643 | 0.01207 | 21 | Commercial_2030_SC D_GWh_After Competition Groups_21 | Demand Control Ventilation | 1.207% | 0 | 85.0735 | Commercial_2030_SC D_GWh_After Competition Groups_Demand Control Ventilation
Commercial | Com ¦ VFD on Pumps | 2030 | SC D | GWh | After Competition Groups | 80.3711 | 0 | 0 | 7048.2643 | 0.011403 | 22 | Commercial_2030_SC D_GWh_After Competition Groups_22 | VFD on Pumps | 1.14% | 0 | 80.3711 | Commercial_2030_SC D_GWh_After Competition Groups_VFD on Pumps
Commercial | Com ¦ Adaptive Thermostats | 2030 | SC D | GWh | After Competition Groups | 66.9549 | 0 | 0 | 7048.2643 | 0.0094995 | 23 | Commercial_2030_SC D_GWh_After Competition Groups_23 | Adaptive Thermostats | 0.9499% | 0 | 66.9549 | Commercial_2030_SC D_GWh_After Competition Groups_Adaptive Thermostats
Commercial | Com ¦ Unitary Air-Conditioning Unit | 2030 | SC D | GWh | After Competition Groups | 49.3301 | 0 | 0 | 7048.2643 | 0.0069989 | 24 | Commercial_2030_SC D_GWh_After Competition Groups_24 | Unitary Air-Conditioning Unit | 0.6999% | 0 | 49.3301 | Commercial_2030_SC D_GWh_After Competition Groups_Unitary Air-Conditioning Unit
Commercial | Com ¦ ECM MOTORS FOR EVAPORATOR FANS for refrigeration (WALK-IN) | 2030 | SC D | GWh | After Competition Groups | 41.1471 | 0 | 0 | 7048.2643 | 0.0058379 | 25 | Commercial_2030_SC D_GWh_After Competition Groups_25 | ECM MOTORS FOR EVAPORATOR FANS for refrigeration (WALK-IN) | 0.5838% | 0 | 41.1471 | Commercial_2030_SC D_GWh_After Competition Groups_ECM MOTORS FOR EVAPORATOR FANS for refrigeration (WALK-IN)
Commercial | Com ¦ Condensing Unit Heaters or other Efficient Unit Heating System | 2030 | SC D | GWh | After Competition Groups | 40.1418 | 0 | 0 | 7048.2643 | 0.0056953 | 26 | Commercial_2030_SC D_GWh_After Competition Groups_26 | Condensing Unit Heaters or other Efficient Unit Heating System | 0.5695% | 0 | 40.1418 | Commercial_2030_SC D_GWh_After Competition Groups_Condensing Unit Heaters or other Efficient Unit Heating System
Commercial | Com ¦ Air Handler with Dedicated Outdoor Air Systems | 2030 | SC D | GWh | After Competition Groups | 36.4961 | 0 | 0 | 7048.2643 | 0.005178 | 27 | Commercial_2030_SC D_GWh_After Competition Groups_27 | Air Handler with Dedicated Outdoor Air Systems | 0.5178% | 0 | 36.4961 | Commercial_2030_SC D_GWh_After Competition Groups_Air Handler with Dedicated Outdoor Air Systems
Commercial | Com ¦ Demand Control Kitchen Ventilation | 2030 | SC D | GWh | After Competition Groups | 36.2603 | 0 | 0 | 7048.2643 | 0.0051446 | 28 | Commercial_2030_SC D_GWh_After Competition Groups_28 | Demand Control Kitchen Ventilation | 0.5145% | 0 | 36.2603 | Commercial_2030_SC D_GWh_After Competition Groups_Demand Control Kitchen Ventilation
Commercial | Com ¦ Door Gasket Freezer/Refrigerator | 2030 | SC D | GWh | After Competition Groups | 35.2859 | 0 | 0 | 7048.2643 | 0.0050063 | 29 | Commercial_2030_SC D_GWh_After Competition Groups_29 | Door Gasket Freezer/Refrigerator | 0.5006% | 0 | 35.2859 | Commercial_2030_SC D_GWh_After Competition Groups_Door Gasket Freezer/Refrigerator
Commercial | Com ¦ Evaporator Fan Controls | 2030 | SC D | GWh | After Competition Groups | 33.3431 | 0 | 0 | 7048.2643 | 0.0047307 | 30 | Commercial_2030_SC D_GWh_After Competition Groups_30 | Evaporator Fan Controls | 0.4731% | 0 | 33.3431 | Commercial_2030_SC D_GWh_After Competition Groups_Evaporator Fan Controls
Commercial | Com ¦ Refrigerated Display Case LED | 2030 | SC D | GWh | After Competition Groups | 32.9013 | 0 | 0 | 7048.2643 | 0.004668 | 31 | Commercial_2030_SC D_GWh_After Competition Groups_31 | Refrigerated Display Case LED | 0.4668% | 0 | 32.9013 | Commercial_2030_SC D_GWh_After Competition Groups_Refrigerated Display Case LED
Commercial | Com ¦ ENERGY STAR Griddle (74% eff) | 2030 | SC D | GWh | After Competition Groups | 23.6474 | 0 | 0 | 7048.2643 | 0.0033551 | 32 | Commercial_2030_SC D_GWh_After Competition Groups_32 | ENERGY STAR Griddle (74% eff) | 0.3355% | 0 | 23.6474 | Commercial_2030_SC D_GWh_After Competition Groups_ENERGY STAR Griddle (74% eff)
Commercial | Com ¦ Freezer Case Light Sensor | 2030 | SC D | GWh | After Competition Groups | 23.0292 | 0 | 0 | 7048.2643 | 0.0032674 | 33 | Commercial_2030_SC D_GWh_After Competition Groups_33 | Freezer Case Light Sensor | 0.3267% | 0 | 23.0292 | Commercial_2030_SC D_GWh_After Competition Groups_Freezer Case Light Sensor
Commercial | Com ¦ Occupancy Sensors | 2030 | SC D | GWh | After Competition Groups | 22.5157 | 0 | 0 | 7048.2643 | 0.0031945 | 34 | Commercial_2030_SC D_GWh_After Competition Groups_34 | Occupancy Sensors | 0.3195% | 0 | 22.5157 | Commercial_2030_SC D_GWh_After Competition Groups_Occupancy Sensors
Commercial | Com ¦ Chilled Water Optimization | 2030 | SC D | GWh | After Competition Groups | 21.857 | 0 | 0 | 7048.2643 | 0.003101 | 35 | Commercial_2030_SC D_GWh_After Competition Groups_35 | Chilled Water Optimization | 0.3101% | 0 | 21.857 | Commercial_2030_SC D_GWh_After Competition Groups_Chilled Water Optimization
Commercial | Com ¦ BEVERAGE VENDING MACHINE CONTROLS | 2030 | SC D | GWh | After Competition Groups | 13.717 | 0 | 0 | 7048.2643 | 0.0019462 | 36 | Commercial_2030_SC D_GWh_After Competition Groups_36 | BEVERAGE VENDING MACHINE CONTROLS | 0.1946% | 0 | 13.717 | Commercial_2030_SC D_GWh_After Competition Groups_BEVERAGE VENDING MACHINE CONTROLS
Commercial | Com ¦ Temperature Adjustment in Commercial Freezers | 2030 | SC D | GWh | After Competition Groups | 12.7643 | 0 | 0 | 7048.2643 | 0.001811 | 37 | Commercial_2030_SC D_GWh_After Competition Groups_37 | Temperature Adjustment in Commercial Freezers | 0.1811% | 0 | 12.7643 | Commercial_2030_SC D_GWh_After Competition Groups_Temperature Adjustment in Commercial Freezers
Commercial | Com ¦ Elec Storage WH 2.30 Et | 2030 | SC D | GWh | After Competition Groups | 12.6406 | 0 | 0 | 7048.2643 | 0.0017934 | 38 | Commercial_2030_SC D_GWh_After Competition Groups_38 | Elec Storage WH 2.30 Et | 0.1793% | 0 | 12.6406 | Commercial_2030_SC D_GWh_After Competition Groups_Elec Storage WH 2.30 Et
Commercial | Com ¦ CO Sensors for parking garage exhaust fans | 2030 | SC D | GWh | After Competition Groups | 9.6373 | 0 | 0 | 7048.2643 | 0.0013673 | 39 | Commercial_2030_SC D_GWh_After Competition Groups_39 | CO Sensors for parking garage exhaust fans | 0.1367% | 0 | 9.6373 | Commercial_2030_SC D_GWh_After Competition Groups_CO Sensors for parking garage exhaust fans
Commercial | Com ¦ Vertical Night Covers | 2030 | SC D | GWh | After Competition Groups | 9.394 | 0 | 0 | 7048.2643 | 0.0013328 | 40 | Commercial_2030_SC D_GWh_After Competition Groups_40 | Vertical Night Covers | 0.1333% | 0 | 9.394 | Commercial_2030_SC D_GWh_After Competition Groups_Vertical Night Covers
Commercial | Com ¦ Outside Air Economizer | 2030 | SC D | GWh | After Competition Groups | 9.3093 | 0 | 0 | 7048.2643 | 0.0013208 | 41 | Commercial_2030_SC D_GWh_After Competition Groups_41 | Outside Air Economizer | 0.1321% | 0 | 9.3093 | Commercial_2030_SC D_GWh_After Competition Groups_Outside Air Economizer
Commercial | Com ¦ Energy Efficient Laboratory Fume Hood | 2030 | SC D | GWh | After Competition Groups | 9.1267 | 0 | 0 | 7048.2643 | 0.0012949 | 42 | Commercial_2030_SC D_GWh_After Competition Groups_42 | Energy Efficient Laboratory Fume Hood | 0.1295% | 0 | 9.1267 | Commercial_2030_SC D_GWh_After Competition Groups_Energy Efficient Laboratory Fume Hood
Commercial | Com ¦ Duct Insulation, R8 | 2030 | SC D | GWh | After Competition Groups | 8.9189 | 0 | 0 | 7048.2643 | 0.0012654 | 43 | Commercial_2030_SC D_GWh_After Competition Groups_43 | Duct Insulation, R8 | 0.1265% | 0 | 8.9189 | Commercial_2030_SC D_GWh_After Competition Groups_Duct Insulation, R8
Commercial | Com ¦ Water Source Heat Pump (4 ton) | 2030 | SC D | GWh | After Competition Groups | 8.677 | 0 | 0 | 7048.2643 | 0.0012311 | 44 | Commercial_2030_SC D_GWh_After Competition Groups_44 | Water Source Heat Pump (4 ton) | 0.1231% | 0 | 8.677 | Commercial_2030_SC D_GWh_After Competition Groups_Water Source Heat Pump (4 ton)
Commercial | Com ¦ ENERGY STAR Fryer (84% eff) | 2030 | SC D | GWh | After Competition Groups | 8.5545 | 0 | 0 | 7048.2643 | 0.0012137 | 45 | Commercial_2030_SC D_GWh_After Competition Groups_45 | ENERGY STAR Fryer (84% eff) | 0.1214% | 0 | 8.5545 | Commercial_2030_SC D_GWh_After Competition Groups_ENERGY STAR Fryer (84% eff)
Commercial | Com ¦ Water Heating (DHW) Pipe Insulation (Add 3/4\ Foam)" | 2030 | SC D | GWh | After Competition Groups | 8.0862 | 0 | 0 | 7048.2643 | 0.0011473 | 46 | Commercial_2030_SC D_GWh_After Competition Groups_46 | Water Heating (DHW) Pipe Insulation (Add 3/4\ Foam)" | 0.1147% | 0 | 8.0862 | Commercial_2030_SC D_GWh_After Competition Groups_Water Heating (DHW) Pipe Insulation (Add 3/4\ Foam)"
Commercial | Com ¦ Suction Pipe Insulation Freezer/Refrigerator | 2030 | SC D | GWh | After Competition Groups | 4.9582 | 0 | 0 | 7048.2643 | 0.00070346 | 47 | Commercial_2030_SC D_GWh_After Competition Groups_47 | Suction Pipe Insulation Freezer/Refrigerator | 0.07035% | 0 | 4.9582 | Commercial_2030_SC D_GWh_After Competition Groups_Suction Pipe Insulation Freezer/Refrigerator
Commercial | Com ¦ ENERGY STAR Steam Cookers | 2030 | SC D | GWh | After Competition Groups | 4.0958 | 0 | 0 | 7048.2643 | 0.00058111 | 48 | Commercial_2030_SC D_GWh_After Competition Groups_48 | ENERGY STAR Steam Cookers | 0.05811% | 0 | 4.0958 | Commercial_2030_SC D_GWh_After Competition Groups_ENERGY STAR Steam Cookers
Commercial | Com ¦ ENERGY STAR Dishwasher | 2030 | SC D | GWh | After Competition Groups | 4.0621 | 0 | 0 | 7048.2643 | 0.00057632 | 49 | Commercial_2030_SC D_GWh_After Competition Groups_49 | ENERGY STAR Dishwasher | 0.05763% | 0 | 4.0621 | Commercial_2030_SC D_GWh_After Competition Groups_ENERGY STAR Dishwasher
Commercial | Com ¦ Thermostat Setback | 2030 | SC D | GWh | After Competition Groups | 2.1764 | 0 | 0 | 7048.2643 | 0.00030879 | 50 | Commercial_2030_SC D_GWh_After Competition Groups_50 | Thermostat Setback | 0.03088% | 0 | 2.1764 | Commercial_2030_SC D_GWh_After Competition Groups_Thermostat Setback
Commercial | Com ¦ Condensing Make Up Air Unit | 2030 | SC D | GWh | After Competition Groups | 2.0501 | 0 | 0 | 7048.2643 | 0.00029087 | 51 | Commercial_2030_SC D_GWh_After Competition Groups_51 | Condensing Make Up Air Unit | 0.02909% | 0 | 2.0501 | Commercial_2030_SC D_GWh_After Competition Groups_Condensing Make Up Air Unit
Commercial | Com ¦ Ozone Laundry Treatment | 2030 | SC D | GWh | After Competition Groups | 1.9017 | 0 | 0 | 7048.2643 | 0.00026981 | 52 | Commercial_2030_SC D_GWh_After Competition Groups_52 | Ozone Laundry Treatment | 0.02698% | 0 | 1.9017 | Commercial_2030_SC D_GWh_After Competition Groups_Ozone Laundry Treatment
Commercial | Com ¦ ECM MOTORS FOR HVAC APPLICATION (FAN-POWERED VAV BOX) | 2030 | SC D | GWh | After Competition Groups | 1.2405 | 0 | 0 | 7048.2643 | 0.000176 | 53 | Commercial_2030_SC D_GWh_After Competition Groups_53 | ECM MOTORS FOR HVAC APPLICATION (FAN-POWERED VAV BOX) | 0.0176% | 0 | 1.2405 | Commercial_2030_SC D_GWh_After Competition Groups_ECM MOTORS FOR HVAC APPLICATION (FAN-POWERED VAV BOX)
Commercial | Com ¦ CEE Tier 2/Energy Star Clothes Washers | 2030 | SC D | GWh | After Competition Groups | 0.84192 | 0 | 0 | 7048.2643 | 0.00011945 | 54 | Commercial_2030_SC D_GWh_After Competition Groups_54 | CEE Tier 2/Energy Star Clothes Washers | 0.01195% | 0 | 0.84192 | Commercial_2030_SC D_GWh_After Competition Groups_CEE Tier 2/Energy Star Clothes Washers
Commercial | Com ¦ Notched V belts for HVAC Systems | 2030 | SC D | GWh | After Competition Groups | 0.60239 | 0 | 0 | 7048.2643 | 8.5467e-05 | 55 | Commercial_2030_SC D_GWh_After Competition Groups_55 | Notched V belts for HVAC Systems | 0.008547% | 0 | 0.60239 | Commercial_2030_SC D_GWh_After Competition Groups_Notched V belts for HVAC Systems
Commercial | Com ¦ Solar Water Preheat (Pools/DHW) | 2030 | SC D | GWh | After Competition Groups | 0.59426 | 0 | 0 | 7048.2643 | 8.4313e-05 | 56 | Commercial_2030_SC D_GWh_After Competition Groups_56 | Solar Water Preheat (Pools/DHW) | 0.008431% | 0 | 0.59426 | Commercial_2030_SC D_GWh_After Competition Groups_Solar Water Preheat (Pools/DHW)
Commercial | Com ¦ Demand controlled Circulating Systems | 2030 | SC D | GWh | After Competition Groups | 0.55345 | 0 | 0 | 7048.2643 | 7.8523e-05 | 57 | Commercial_2030_SC D_GWh_After Competition Groups_57 | Demand controlled Circulating Systems | 0.007852% | 0 | 0.55345 | Commercial_2030_SC D_GWh_After Competition Groups_Demand controlled Circulating Systems
Commercial | Com ¦ Auto Off Time Switch or Time Clock control | 2030 | SC D | GWh | After Competition Groups | 0.535 | 0 | 0 | 7048.2643 | 7.5905e-05 | 58 | Commercial_2030_SC D_GWh_After Competition Groups_58 | Auto Off Time Switch or Time Clock control | 0.007591% | 0 | 0.535 | Commercial_2030_SC D_GWh_After Competition Groups_Auto Off Time Switch or Time Clock control
Commercial | COM ¦ Ductless Mini-Split Heat Pumps | 2030 | SC D | GWh | After Competition Groups | 0.50369 | 0 | 0 | 7048.2643 | 7.1463e-05 | 59 | Commercial_2030_SC D_GWh_After Competition Groups_59 | Ductless Mini-Split Heat Pumps | 0.007146% | 0 | 0.50369 | Commercial_2030_SC D_GWh_After Competition Groups_Ductless Mini-Split Heat Pumps
Commercial | Com ¦ Low Flow Pre-Rinse Spray Nozzle | 2030 | SC D | GWh | After Competition Groups | 0.44737 | 0 | 0 | 7048.2643 | 6.3472e-05 | 60 | Commercial_2030_SC D_GWh_After Competition Groups_60 | Low Flow Pre-Rinse Spray Nozzle | 0.006347% | 0 | 0.44737 | Commercial_2030_SC D_GWh_After Competition Groups_Low Flow Pre-Rinse Spray Nozzle
Commercial | Com ¦ PTAC (12 EER/10,000 BTU) | 2030 | SC D | GWh | After Competition Groups | 0.38843 | 0 | 0 | 7048.2643 | 5.5111e-05 | 61 | Commercial_2030_SC D_GWh_After Competition Groups_61 | PTAC (12 EER/10,000 BTU) | 0.005511% | 0 | 0.38843 | Commercial_2030_SC D_GWh_After Competition Groups_PTAC (12 EER/10,000 BTU)
Commercial | Com ¦ HVAC Optimization | 2030 | SC D | GWh | After Competition Groups | 0.28875 | 0 | 0 | 7048.2643 | 4.0968e-05 | 62 | Commercial_2030_SC D_GWh_After Competition Groups_62 | HVAC Optimization | 0.004097% | 0 | 0.28875 | Commercial_2030_SC D_GWh_After Competition Groups_HVAC Optimization
Commercial | Com ¦ Commercial Hot Food Holding Cabinets | 2030 | SC D | GWh | After Competition Groups | 0.22398 | 0 | 0 | 7048.2643 | 3.1777e-05 | 63 | Commercial_2030_SC D_GWh_After Competition Groups_63 | Commercial Hot Food Holding Cabinets | 0.003178% | 0 | 0.22398 | Commercial_2030_SC D_GWh_After Competition Groups_Commercial Hot Food Holding Cabinets
Commercial | Com ¦ LED RECESSED DOWNLIGHTS | 2030 | SC D | GWh | After Competition Groups | 0.14878 | 0 | 0 | 7048.2643 | 2.1108e-05 | 64 | Commercial_2030_SC D_GWh_After Competition Groups_64 | LED RECESSED DOWNLIGHTS | 0.002111% | 0 | 0.14878 | Commercial_2030_SC D_GWh_After Competition Groups_LED RECESSED DOWNLIGHTS
Commercial | Com ¦ Air Curtains | 2030 | SC D | GWh | After Competition Groups | 0.12308 | 0 | 0 | 7048.2643 | 1.7462e-05 | 65 | Commercial_2030_SC D_GWh_After Competition Groups_65 | Air Curtains | 0.001746% | 0 | 0.12308 | Commercial_2030_SC D_GWh_After Competition Groups_Air Curtains
Commercial | Com ¦ High Efficiency Small Instantaneous Water Heater | 2030 | SC D | GWh | After Competition Groups | 0.097151 | 0 | 0 | 7048.2643 | 1.3784e-05 | 66 | Commercial_2030_SC D_GWh_After Competition Groups_66 | High Efficiency Small Instantaneous Water Heater | 0.001378% | 0 | 0.097151 | Commercial_2030_SC D_GWh_After Competition Groups_High Efficiency Small Instantaneous Water Heater
Commercial | Com ¦ Wall Insulation | 2030 | SC D | GWh | After Competition Groups | 0.073405 | 0 | 0 | 7048.2643 | 1.0415e-05 | 67 | Commercial_2030_SC D_GWh_After Competition Groups_67 | Wall Insulation | 0.001041% | 0 | 0.073405 | Commercial_2030_SC D_GWh_After Competition Groups_Wall Insulation
Commercial | Com ¦ Energy Recovery Ventilation and Ventilation (Enhanced) | 2030 | SC D | GWh | After Competition Groups | 0.049219 | 0 | 0 | 7048.2643 | 6.9832e-06 | 68 | Commercial_2030_SC D_GWh_After Competition Groups_68 | Energy Recovery Ventilation and Ventilation (Enhanced) | 0.0006983% | 0 | 0.049219 | Commercial_2030_SC D_GWh_After Competition Groups_Energy Recovery Ventilation and Ventilation (Enhanced)
Commercial | Com ¦ Room AC (w/ louvered sides) 14 SEER from 12 SEER code | 2030 | SC D | GWh | After Competition Groups | 0.026989 | 0 | 0 | 7048.2643 | 3.8291e-06 | 69 | Commercial_2030_SC D_GWh_After Competition Groups_69 | Room AC (w/ louvered sides) 14 SEER from 12 SEER code | 0.0003829% | 0 | 0.026989 | Commercial_2030_SC D_GWh_After Competition Groups_Room AC (w/ louvered sides) 14 SEER from 12 SEER code
Commercial | Com ¦ VSD Air Compressor | 2030 | SC D | GWh | After Competition Groups | 0.025634 | 0 | 0 | 7048.2643 | 3.637e-06 | 70 | Commercial_2030_SC D_GWh_After Competition Groups_70 | VSD Air Compressor | 0.0003637% | 0 | 0.025634 | Commercial_2030_SC D_GWh_After Competition Groups_VSD Air Compressor
Commercial | Com ¦ High Efficiency Chiller (avg of water and air cooled) | 2030 | SC D | GWh | After Competition Groups | 0.019355 | 0 | 0 | 7048.2643 | 2.7461e-06 | 71 | Commercial_2030_SC D_GWh_After Competition Groups_71 | High Efficiency Chiller (avg of water and air cooled) | 0.0002746% | 0 | 0.019355 | Commercial_2030_SC D_GWh_After Competition Groups_High Efficiency Chiller (avg of water and air cooled)
Commercial | Com ¦ EC Plug Fan for Data Center (under cabinet) | 2030 | SC D | GWh | After Competition Groups | 0.01808 | 0 | 0 | 7048.2643 | 2.5652e-06 | 72 | Commercial_2030_SC D_GWh_After Competition Groups_72 | EC Plug Fan for Data Center (under cabinet) | 0.0002565% | 0 | 0.01808 | Commercial_2030_SC D_GWh_After Competition Groups_EC Plug Fan for Data Center (under cabinet)
Commercial | Com ¦ Efficient compressor motor | 2030 | SC D | GWh | After Competition Groups | 0.014626 | 0 | 0 | 7048.2643 | 2.0752e-06 | 73 | Commercial_2030_SC D_GWh_After Competition Groups_73 | Efficient compressor motor | 0.0002075% | 0 | 0.014626 | Commercial_2030_SC D_GWh_After Competition Groups_Efficient compressor motor
Commercial | Com ¦ LLLC - High Impact Application | 2030 | SC D | GWh | After Competition Groups | 0.0059789 | 0 | 0 | 7048.2643 | 8.4827e-07 | 74 | Commercial_2030_SC D_GWh_After Competition Groups_74 | LLLC - High Impact Application | 8.483e-05% | 0 | 0.0059789 | Commercial_2030_SC D_GWh_After Competition Groups_LLLC - High Impact Application
Commercial | Com ¦ Electric Convection Combination Ovens | 2030 | SC D | GWh | After Competition Groups | 0.0025646 | 0 | 0 | 7048.2643 | 3.6387e-07 | 75 | Commercial_2030_SC D_GWh_After Competition Groups_75 | Electric Convection Combination Ovens | 3.639e-05% | 0 | 0.0025646 | Commercial_2030_SC D_GWh_After Competition Groups_Electric Convection Combination Ovens
Commercial | Com ¦ LLLC - Low Impact Application | 2030 | SC D | GWh | After Competition Groups | 0.00054671 | 0 | 0 | 7048.2643 | 7.7566e-08 | 76 | Commercial_2030_SC D_GWh_After Competition Groups_76 | LLLC - Low Impact Application | 7.757e-06% | 0 | 0.00054671 | Commercial_2030_SC D_GWh_After Competition Groups_LLLC - Low Impact Application
Commercial | Com ¦ Networked/Connected - Low Impact Application | 2030 | SC D | GWh | After Competition Groups | 1.6905e-07 | 0 | 0 | 7048.2643 | 2.3985e-11 | 77 | Commercial_2030_SC D_GWh_After Competition Groups_77 | Networked/Connected - Low Impact Application | 2.399e-09% | 0 | 1.6905e-07 | Commercial_2030_SC D_GWh_After Competition Groups_Networked/Connected - Low Impact Application
Commercial | Com ¦ Networked/Connected - High Impact Application | 2030 | SC D | GWh | After Competition Groups | 2.5525e-08 | 0 | 0 | 7048.2643 | 3.6214e-12 | 78 | Commercial_2030_SC D_GWh_After Competition Groups_78 | Networked/Connected - High Impact Application | 3.621e-10% | 0 | 2.5525e-08 | Commercial_2030_SC D_GWh_After Competition Groups_Networked/Connected - High Impact Application
Commercial | Com ¦ Indoor Daylight Sensors/Photocell Dimming Control | 2030 | SC D | GWh | After Competition Groups | 0 | 0 | 0 | 7048.2643 | 0 | 79 | Commercial_2030_SC D_GWh_After Competition Groups_79 | Indoor Daylight Sensors/Photocell Dimming Control | 0% | 0 | 0 | Commercial_2030_SC D_GWh_After Competition Groups_Indoor Daylight Sensors/Photocell Dimming Control
Commercial | Com ¦ Variable Refrigerant Flow Heat Pump | 2030 | SC D | GWh | After Competition Groups | 0 | 0 | 0 | 7048.2643 | 0 | 80 | Commercial_2030_SC D_GWh_After Competition Groups_80 | Variable Refrigerant Flow Heat Pump | 0% | 0 | 0 | Commercial_2030_SC D_GWh_After Competition Groups_Variable Refrigerant Flow Heat Pump
Commercial | Com ¦ Building Recommissioning, Operations and Maintenance (O&M) Improvements | 2030 | Technical | GWh | After Competition Groups | 2037.6854 | 0 | 0 | 17373.35 | 0.11729 | 1 | Commercial_2030_Technical_GWh_After Competition Groups_1 | Building Recommissioning, Operations and Maintenance (O&M) Improvements | 11.73% | 0 | 2037.6854 | Commercial_2030_Technical_GWh_After Competition Groups_Building Recommissioning, Operations and Maintenance (O&M) Improvements
Commercial | Com ¦ Central Lighting Control System | 2030 | Technical | GWh | After Competition Groups | 1519.8732 | 0 | 0 | 17373.35 | 0.087483 | 2 | Commercial_2030_Technical_GWh_After Competition Groups_2 | Central Lighting Control System | 8.748% | 0 | 1519.8732 | Commercial_2030_Technical_GWh_After Competition Groups_Central Lighting Control System
Commercial | Com ¦ LED Low/High Bay | 2030 | Technical | GWh | After Competition Groups | 1249.2664 | 0 | 0 | 17373.35 | 0.071907 | 3 | Commercial_2030_Technical_GWh_After Competition Groups_3 | LED Low/High Bay | 7.191% | 0 | 1249.2664 | Commercial_2030_Technical_GWh_After Competition Groups_LED Low/High Bay
Commercial | Com ¦ ENERGY STAR LED LAMPS (REFLECTOR LAMPs/MR16/PAR 16) | 2030 | Technical | GWh | After Competition Groups | 1033.5532 | 0 | 0 | 17373.35 | 0.059491 | 4 | Commercial_2030_Technical_GWh_After Competition Groups_4 | ENERGY STAR LED LAMPS (REFLECTOR LAMPs/MR16/PAR 16) | 5.949% | 0 | 1033.5532 | Commercial_2030_Technical_GWh_After Competition Groups_ENERGY STAR LED LAMPS (REFLECTOR LAMPs/MR16/PAR 16)
Commercial | Com ¦ LED Troffer/Surface/Suspended | 2030 | Technical | GWh | After Competition Groups | 1017.6756 | 0 | 0 | 17373.35 | 0.058577 | 5 | Commercial_2030_Technical_GWh_After Competition Groups_5 | LED Troffer/Surface/Suspended | 5.858% | 0 | 1017.6756 | Commercial_2030_Technical_GWh_After Competition Groups_LED Troffer/Surface/Suspended
Commercial | Com ¦ Education and Capacity Building/Energy Behavior | 2030 | Technical | GWh | After Competition Groups | 766.4168 | 0 | 0 | 17373.35 | 0.044115 | 6 | Commercial_2030_Technical_GWh_After Competition Groups_6 | Education and Capacity Building/Energy Behavior | 4.411% | 0 | 766.4168 | Commercial_2030_Technical_GWh_After Competition Groups_Education and Capacity Building/Energy Behavior
Commercial | Com ¦ LED EXTERIOR AREA LIGHTS - LED fixture (200W) | 2030 | Technical | GWh | After Competition Groups | 631.8398 | 0 | 0 | 17373.35 | 0.036368 | 7 | Commercial_2030_Technical_GWh_After Competition Groups_7 | LED EXTERIOR AREA LIGHTS - LED fixture (200W) | 3.637% | 0 | 631.8398 | Commercial_2030_Technical_GWh_After Competition Groups_LED EXTERIOR AREA LIGHTS - LED fixture (200W)
Commercial | Com ¦ LED parking lot fixture | 2030 | Technical | GWh | After Competition Groups | 603.7737 | 0 | 0 | 17373.35 | 0.034753 | 8 | Commercial_2030_Technical_GWh_After Competition Groups_8 | LED parking lot fixture | 3.475% | 0 | 603.7737 | Commercial_2030_Technical_GWh_After Competition Groups_LED parking lot fixture
Commercial | Com ¦ LED Replacement Lamp (Tube) | 2030 | Technical | GWh | After Competition Groups | 584.6056 | 0 | 0 | 17373.35 | 0.03365 | 9 | Commercial_2030_Technical_GWh_After Competition Groups_9 | LED Replacement Lamp (Tube) | 3.365% | 0 | 584.6056 | Commercial_2030_Technical_GWh_After Competition Groups_LED Replacement Lamp (Tube)
Commercial | Com ¦ Furnace Tune-Up | 2030 | Technical | GWh | After Competition Groups | 559.5355 | 0 | 0 | 17373.35 | 0.032207 | 10 | Commercial_2030_Technical_GWh_After Competition Groups_10 | Furnace Tune-Up | 3.221% | 0 | 559.5355 | Commercial_2030_Technical_GWh_After Competition Groups_Furnace Tune-Up
Commercial | Com ¦ High Efficiency Air Source Heat Pump | 2030 | Technical | GWh | After Competition Groups | 545.1258 | 0 | 0 | 17373.35 | 0.031377 | 11 | Commercial_2030_Technical_GWh_After Competition Groups_11 | High Efficiency Air Source Heat Pump | 3.138% | 0 | 545.1258 | Commercial_2030_Technical_GWh_After Competition Groups_High Efficiency Air Source Heat Pump
Commercial | Com ¦ Smart Strip Plug Outlets | 2030 | Technical | GWh | After Competition Groups | 533.0887 | 0 | 0 | 17373.35 | 0.030684 | 12 | Commercial_2030_Technical_GWh_After Competition Groups_12 | Smart Strip Plug Outlets | 3.068% | 0 | 533.0887 | Commercial_2030_Technical_GWh_After Competition Groups_Smart Strip Plug Outlets
Commercial | Com ¦ Variable Refrigerant Flow Heat Pump | 2030 | Technical | GWh | After Competition Groups | 463.5399 | 0 | 0 | 17373.35 | 0.026681 | 13 | Commercial_2030_Technical_GWh_After Competition Groups_13 | Variable Refrigerant Flow Heat Pump | 2.668% | 0 | 463.5399 | Commercial_2030_Technical_GWh_After Competition Groups_Variable Refrigerant Flow Heat Pump
Commercial | Com ¦ LED street light fixture | 2030 | Technical | GWh | After Competition Groups | 379.7646 | 0 | 0 | 17373.35 | 0.021859 | 14 | Commercial_2030_Technical_GWh_After Competition Groups_14 | LED street light fixture | 2.186% | 0 | 379.7646 | Commercial_2030_Technical_GWh_After Competition Groups_LED street light fixture
Commercial | Com ¦ Refrigerated Display Case Doors | 2030 | Technical | GWh | After Competition Groups | 373.9501 | 0 | 0 | 17373.35 | 0.021524 | 15 | Commercial_2030_Technical_GWh_After Competition Groups_15 | Refrigerated Display Case Doors | 2.152% | 0 | 373.9501 | Commercial_2030_Technical_GWh_After Competition Groups_Refrigerated Display Case Doors
Commercial | Com ¦ Advanced BAS/Controllers | 2030 | Technical | GWh | After Competition Groups | 327.3198 | 0 | 0 | 17373.35 | 0.01884 | 16 | Commercial_2030_Technical_GWh_After Competition Groups_16 | Advanced BAS/Controllers | 1.884% | 0 | 327.3198 | Commercial_2030_Technical_GWh_After Competition Groups_Advanced BAS/Controllers
Commercial | Com ¦ Data Center Storage/Server Virtualization | 2030 | Technical | GWh | After Competition Groups | 302.172 | 0 | 0 | 17373.35 | 0.017393 | 17 | Commercial_2030_Technical_GWh_After Competition Groups_17 | Data Center Storage/Server Virtualization | 1.739% | 0 | 302.172 | Commercial_2030_Technical_GWh_After Competition Groups_Data Center Storage/Server Virtualization
Commercial | Com ¦ Demand Control Ventilation | 2030 | Technical | GWh | After Competition Groups | 300.9715 | 0 | 0 | 17373.35 | 0.017324 | 18 | Commercial_2030_Technical_GWh_After Competition Groups_18 | Demand Control Ventilation | 1.732% | 0 | 300.9715 | Commercial_2030_Technical_GWh_After Competition Groups_Demand Control Ventilation
Commercial | Com ¦ Reach-in Shaded Pole to ECM/PSC Evaporator Fan Motor | 2030 | Technical | GWh | After Competition Groups | 273.5267 | 0 | 0 | 17373.35 | 0.015744 | 19 | Commercial_2030_Technical_GWh_After Competition Groups_19 | Reach-in Shaded Pole to ECM/PSC Evaporator Fan Motor | 1.574% | 0 | 273.5267 | Commercial_2030_Technical_GWh_After Competition Groups_Reach-in Shaded Pole to ECM/PSC Evaporator Fan Motor
Commercial | Com ¦ Strip Curtains | 2030 | Technical | GWh | After Competition Groups | 243.2629 | 0 | 0 | 17373.35 | 0.014002 | 20 | Commercial_2030_Technical_GWh_After Competition Groups_20 | Strip Curtains | 1.4% | 0 | 243.2629 | Commercial_2030_Technical_GWh_After Competition Groups_Strip Curtains
Commercial | Com ¦ Centrally controlled desktop PC/NETWORK PC POWER MANAGEMENT SOFTWARE | 2030 | Technical | GWh | After Competition Groups | 199.729 | 0 | 0 | 17373.35 | 0.011496 | 21 | Commercial_2030_Technical_GWh_After Competition Groups_21 | Centrally controlled desktop PC/NETWORK PC POWER MANAGEMENT SOFTWARE | 1.15% | 0 | 199.729 | Commercial_2030_Technical_GWh_After Competition Groups_Centrally controlled desktop PC/NETWORK PC POWER MANAGEMENT SOFTWARE
Commercial | Com ¦ Door Gasket Freezer/Refrigerator | 2030 | Technical | GWh | After Competition Groups | 199.4149 | 0 | 0 | 17373.35 | 0.011478 | 22 | Commercial_2030_Technical_GWh_After Competition Groups_22 | Door Gasket Freezer/Refrigerator | 1.148% | 0 | 199.4149 | Commercial_2030_Technical_GWh_After Competition Groups_Door Gasket Freezer/Refrigerator
Commercial | Com ¦ Variable Frequency Drive (VFD) | 2030 | Technical | GWh | After Competition Groups | 185.4661 | 0 | 0 | 17373.35 | 0.010675 | 23 | Commercial_2030_Technical_GWh_After Competition Groups_23 | Variable Frequency Drive (VFD) | 1.068% | 0 | 185.4661 | Commercial_2030_Technical_GWh_After Competition Groups_Variable Frequency Drive (VFD)
Commercial | Com ¦ VFD on Pumps | 2030 | Technical | GWh | After Competition Groups | 173.5742 | 0 | 0 | 17373.35 | 0.0099908 | 24 | Commercial_2030_Technical_GWh_After Competition Groups_24 | VFD on Pumps | 0.9991% | 0 | 173.5742 | Commercial_2030_Technical_GWh_After Competition Groups_VFD on Pumps
Commercial | Com ¦ LED or Equivalent Sign Lighting | 2030 | Technical | GWh | After Competition Groups | 170.0925 | 0 | 0 | 17373.35 | 0.0097904 | 25 | Commercial_2030_Technical_GWh_After Competition Groups_25 | LED or Equivalent Sign Lighting | 0.979% | 0 | 170.0925 | Commercial_2030_Technical_GWh_After Competition Groups_LED or Equivalent Sign Lighting
Commercial | Com ¦ Refrigeration Optimization | 2030 | Technical | GWh | After Competition Groups | 164.0972 | 0 | 0 | 17373.35 | 0.0094453 | 26 | Commercial_2030_Technical_GWh_After Competition Groups_26 | Refrigeration Optimization | 0.9445% | 0 | 164.0972 | Commercial_2030_Technical_GWh_After Competition Groups_Refrigeration Optimization
Commercial | Com ¦ Unitary Air-Conditioning Unit | 2030 | Technical | GWh | After Competition Groups | 162.79 | 0 | 0 | 17373.35 | 0.0093701 | 27 | Commercial_2030_Technical_GWh_After Competition Groups_27 | Unitary Air-Conditioning Unit | 0.937% | 0 | 162.79 | Commercial_2030_Technical_GWh_After Competition Groups_Unitary Air-Conditioning Unit
Commercial | Com ¦ Adaptive Thermostats | 2030 | Technical | GWh | After Competition Groups | 144.2044 | 0 | 0 | 17373.35 | 0.0083003 | 28 | Commercial_2030_Technical_GWh_After Competition Groups_28 | Adaptive Thermostats | 0.83% | 0 | 144.2044 | Commercial_2030_Technical_GWh_After Competition Groups_Adaptive Thermostats
Commercial | Com ¦ Air Handler with Dedicated Outdoor Air Systems | 2030 | Technical | GWh | After Competition Groups | 141.5546 | 0 | 0 | 17373.35 | 0.0081478 | 29 | Commercial_2030_Technical_GWh_After Competition Groups_29 | Air Handler with Dedicated Outdoor Air Systems | 0.8148% | 0 | 141.5546 | Commercial_2030_Technical_GWh_After Competition Groups_Air Handler with Dedicated Outdoor Air Systems
Commercial | Com ¦ ENERGY STAR FREEZER | 2030 | Technical | GWh | After Competition Groups | 121.1327 | 0 | 0 | 17373.35 | 0.0069723 | 30 | Commercial_2030_Technical_GWh_After Competition Groups_30 | ENERGY STAR FREEZER | 0.6972% | 0 | 121.1327 | Commercial_2030_Technical_GWh_After Competition Groups_ENERGY STAR FREEZER
Commercial | Com ¦ ENERGY STAR LED LAMPS (General Service Lamps) | 2030 | Technical | GWh | After Competition Groups | 120.7617 | 0 | 0 | 17373.35 | 0.006951 | 31 | Commercial_2030_Technical_GWh_After Competition Groups_31 | ENERGY STAR LED LAMPS (General Service Lamps) | 0.6951% | 0 | 120.7617 | Commercial_2030_Technical_GWh_After Competition Groups_ENERGY STAR LED LAMPS (General Service Lamps)
Commercial | Com ¦ Refrigerated Display Case LED | 2030 | Technical | GWh | After Competition Groups | 106.6934 | 0 | 0 | 17373.35 | 0.0061412 | 32 | Commercial_2030_Technical_GWh_After Competition Groups_32 | Refrigerated Display Case LED | 0.6141% | 0 | 106.6934 | Commercial_2030_Technical_GWh_After Competition Groups_Refrigerated Display Case LED
Commercial | Com ¦ Condensing Make Up Air Unit | 2030 | Technical | GWh | After Competition Groups | 105.2072 | 0 | 0 | 17373.35 | 0.0060557 | 33 | Commercial_2030_Technical_GWh_After Competition Groups_33 | Condensing Make Up Air Unit | 0.6056% | 0 | 105.2072 | Commercial_2030_Technical_GWh_After Competition Groups_Condensing Make Up Air Unit
Commercial | Com ¦ Demand Control Kitchen Ventilation | 2030 | Technical | GWh | After Competition Groups | 104.3047 | 0 | 0 | 17373.35 | 0.0060037 | 34 | Commercial_2030_Technical_GWh_After Competition Groups_34 | Demand Control Kitchen Ventilation | 0.6004% | 0 | 104.3047 | Commercial_2030_Technical_GWh_After Competition Groups_Demand Control Kitchen Ventilation
Commercial | Com ¦ ENERGY STAR ICE MACHINES - Ice Making Head | 2030 | Technical | GWh | After Competition Groups | 103.0307 | 0 | 0 | 17373.35 | 0.0059304 | 35 | Commercial_2030_Technical_GWh_After Competition Groups_35 | ENERGY STAR ICE MACHINES - Ice Making Head | 0.593% | 0 | 103.0307 | Commercial_2030_Technical_GWh_After Competition Groups_ENERGY STAR ICE MACHINES - Ice Making Head
Commercial | Com ¦ Indoor Daylight Sensors/Photocell Dimming Control | 2030 | Technical | GWh | After Competition Groups | 98.4623 | 0 | 0 | 17373.35 | 0.0056674 | 36 | Commercial_2030_Technical_GWh_After Competition Groups_36 | Indoor Daylight Sensors/Photocell Dimming Control | 0.5667% | 0 | 98.4623 | Commercial_2030_Technical_GWh_After Competition Groups_Indoor Daylight Sensors/Photocell Dimming Control
Commercial | Com ¦ Super-High Efficiency Furnaces (Emerging Tech) | 2030 | Technical | GWh | After Competition Groups | 93.7702 | 0 | 0 | 17373.35 | 0.0053974 | 37 | Commercial_2030_Technical_GWh_After Competition Groups_37 | Super-High Efficiency Furnaces (Emerging Tech) | 0.5397% | 0 | 93.7702 | Commercial_2030_Technical_GWh_After Competition Groups_Super-High Efficiency Furnaces (Emerging Tech)
Commercial | Com ¦ ECM MOTORS FOR EVAPORATOR FANS for refrigeration (WALK-IN) | 2030 | Technical | GWh | After Competition Groups | 87.859 | 0 | 0 | 17373.35 | 0.0050571 | 38 | Commercial_2030_Technical_GWh_After Competition Groups_38 | ECM MOTORS FOR EVAPORATOR FANS for refrigeration (WALK-IN) | 0.5057% | 0 | 87.859 | Commercial_2030_Technical_GWh_After Competition Groups_ECM MOTORS FOR EVAPORATOR FANS for refrigeration (WALK-IN)
Commercial | Com ¦ Adding reflective (White) roof treatment or a green roof | 2030 | Technical | GWh | After Competition Groups | 85.9741 | 0 | 0 | 17373.35 | 0.0049486 | 39 | Commercial_2030_Technical_GWh_After Competition Groups_39 | Adding reflective (White) roof treatment or a green roof | 0.4949% | 0 | 85.9741 | Commercial_2030_Technical_GWh_After Competition Groups_Adding reflective (White) roof treatment or a green roof
Commercial | Com ¦ Condensing Unit Heaters or other Efficient Unit Heating System | 2030 | Technical | GWh | After Competition Groups | 84.202 | 0 | 0 | 17373.35 | 0.0048466 | 40 | Commercial_2030_Technical_GWh_After Competition Groups_40 | Condensing Unit Heaters or other Efficient Unit Heating System | 0.4847% | 0 | 84.202 | Commercial_2030_Technical_GWh_After Competition Groups_Condensing Unit Heaters or other Efficient Unit Heating System
Commercial | Com ¦ High R-Value Glass Doors/no-heat glass door | 2030 | Technical | GWh | After Competition Groups | 77.7615 | 0 | 0 | 17373.35 | 0.0044759 | 41 | Commercial_2030_Technical_GWh_After Competition Groups_41 | High R-Value Glass Doors/no-heat glass door | 0.4476% | 0 | 77.7615 | Commercial_2030_Technical_GWh_After Competition Groups_High R-Value Glass Doors/no-heat glass door
Commercial | Com ¦ Occupancy Sensors | 2030 | Technical | GWh | After Competition Groups | 74.8476 | 0 | 0 | 17373.35 | 0.0043082 | 42 | Commercial_2030_Technical_GWh_After Competition Groups_42 | Occupancy Sensors | 0.4308% | 0 | 74.8476 | Commercial_2030_Technical_GWh_After Competition Groups_Occupancy Sensors
Commercial | Com ¦ Freezer Case Light Sensor | 2030 | Technical | GWh | After Competition Groups | 72.3623 | 0 | 0 | 17373.35 | 0.0041651 | 43 | Commercial_2030_Technical_GWh_After Competition Groups_43 | Freezer Case Light Sensor | 0.4165% | 0 | 72.3623 | Commercial_2030_Technical_GWh_After Competition Groups_Freezer Case Light Sensor
Commercial | Com ¦ Evaporator Fan Controls | 2030 | Technical | GWh | After Competition Groups | 70.5863 | 0 | 0 | 17373.35 | 0.0040629 | 44 | Commercial_2030_Technical_GWh_After Competition Groups_44 | Evaporator Fan Controls | 0.4063% | 0 | 70.5863 | Commercial_2030_Technical_GWh_After Competition Groups_Evaporator Fan Controls
Commercial | Com ¦ HOTEL OCCUPANCY CONTROLS (HVAC + LIGHTING) | 2030 | Technical | GWh | After Competition Groups | 66.6283 | 0 | 0 | 17373.35 | 0.0038351 | 45 | Commercial_2030_Technical_GWh_After Competition Groups_45 | HOTEL OCCUPANCY CONTROLS (HVAC + LIGHTING) | 0.3835% | 0 | 66.6283 | Commercial_2030_Technical_GWh_After Competition Groups_HOTEL OCCUPANCY CONTROLS (HVAC + LIGHTING)
Commercial | Com ¦ ENERGY STAR Refrigerator | 2030 | Technical | GWh | After Competition Groups | 59.9811 | 0 | 0 | 17373.35 | 0.0034525 | 46 | Commercial_2030_Technical_GWh_After Competition Groups_46 | ENERGY STAR Refrigerator | 0.3452% | 0 | 59.9811 | Commercial_2030_Technical_GWh_After Competition Groups_ENERGY STAR Refrigerator
Commercial | Com ¦ Refrigeration Commissioning | 2030 | Technical | GWh | After Competition Groups | 48.4121 | 0 | 0 | 17373.35 | 0.0027866 | 47 | Commercial_2030_Technical_GWh_After Competition Groups_47 | Refrigeration Commissioning | 0.2787% | 0 | 48.4121 | Commercial_2030_Technical_GWh_After Competition Groups_Refrigeration Commissioning
Commercial | Com ¦ Elec Storage WH 2.30 Et | 2030 | Technical | GWh | After Competition Groups | 44.5641 | 0 | 0 | 17373.35 | 0.0025651 | 48 | Commercial_2030_Technical_GWh_After Competition Groups_48 | Elec Storage WH 2.30 Et | 0.2565% | 0 | 44.5641 | Commercial_2030_Technical_GWh_After Competition Groups_Elec Storage WH 2.30 Et
Commercial | Com ¦ BEVERAGE VENDING MACHINE CONTROLS | 2030 | Technical | GWh | After Competition Groups | 40.7381 | 0 | 0 | 17373.35 | 0.0023449 | 49 | Commercial_2030_Technical_GWh_After Competition Groups_49 | BEVERAGE VENDING MACHINE CONTROLS | 0.2345% | 0 | 40.7381 | Commercial_2030_Technical_GWh_After Competition Groups_BEVERAGE VENDING MACHINE CONTROLS
Commercial | Com ¦ Chilled Water Optimization | 2030 | Technical | GWh | After Competition Groups | 39.7155 | 0 | 0 | 17373.35 | 0.002286 | 50 | Commercial_2030_Technical_GWh_After Competition Groups_50 | Chilled Water Optimization | 0.2286% | 0 | 39.7155 | Commercial_2030_Technical_GWh_After Competition Groups_Chilled Water Optimization
Commercial | Com ¦ ENERGY STAR Griddle (74% eff) | 2030 | Technical | GWh | After Competition Groups | 37.299 | 0 | 0 | 17373.35 | 0.0021469 | 51 | Commercial_2030_Technical_GWh_After Competition Groups_51 | ENERGY STAR Griddle (74% eff) | 0.2147% | 0 | 37.299 | Commercial_2030_Technical_GWh_After Competition Groups_ENERGY STAR Griddle (74% eff)
Commercial | Com ¦ Water Source Heat Pump (4 ton) | 2030 | Technical | GWh | After Competition Groups | 29.5576 | 0 | 0 | 17373.35 | 0.0017013 | 52 | Commercial_2030_Technical_GWh_After Competition Groups_52 | Water Source Heat Pump (4 ton) | 0.1701% | 0 | 29.5576 | Commercial_2030_Technical_GWh_After Competition Groups_Water Source Heat Pump (4 ton)
Commercial | Com ¦ CO Sensors for parking garage exhaust fans | 2030 | Technical | GWh | After Competition Groups | 29.2457 | 0 | 0 | 17373.35 | 0.0016834 | 53 | Commercial_2030_Technical_GWh_After Competition Groups_53 | CO Sensors for parking garage exhaust fans | 0.1683% | 0 | 29.2457 | Commercial_2030_Technical_GWh_After Competition Groups_CO Sensors for parking garage exhaust fans
Commercial | Com ¦ Temperature Adjustment in Commercial Freezers | 2030 | Technical | GWh | After Competition Groups | 26.9914 | 0 | 0 | 17373.35 | 0.0015536 | 54 | Commercial_2030_Technical_GWh_After Competition Groups_54 | Temperature Adjustment in Commercial Freezers | 0.1554% | 0 | 26.9914 | Commercial_2030_Technical_GWh_After Competition Groups_Temperature Adjustment in Commercial Freezers
Commercial | Com ¦ Anti-sweat heat (ASH) controls - Cooler/Freezer | 2030 | Technical | GWh | After Competition Groups | 25.0443 | 0 | 0 | 17373.35 | 0.0014415 | 55 | Commercial_2030_Technical_GWh_After Competition Groups_55 | Anti-sweat heat (ASH) controls - Cooler/Freezer | 0.1442% | 0 | 25.0443 | Commercial_2030_Technical_GWh_After Competition Groups_Anti-sweat heat (ASH) controls - Cooler/Freezer
Commercial | Com ¦ Energy Efficient Laboratory Fume Hood | 2030 | Technical | GWh | After Competition Groups | 24.0399 | 0 | 0 | 17373.35 | 0.0013837 | 56 | Commercial_2030_Technical_GWh_After Competition Groups_56 | Energy Efficient Laboratory Fume Hood | 0.1384% | 0 | 24.0399 | Commercial_2030_Technical_GWh_After Competition Groups_Energy Efficient Laboratory Fume Hood
Commercial | Com ¦ Vertical Night Covers | 2030 | Technical | GWh | After Competition Groups | 20.938 | 0 | 0 | 17373.35 | 0.0012052 | 57 | Commercial_2030_Technical_GWh_After Competition Groups_57 | Vertical Night Covers | 0.1205% | 0 | 20.938 | Commercial_2030_Technical_GWh_After Competition Groups_Vertical Night Covers
Commercial | Com ¦ Duct Insulation, R8 | 2030 | Technical | GWh | After Competition Groups | 18.6404 | 0 | 0 | 17373.35 | 0.0010729 | 58 | Commercial_2030_Technical_GWh_After Competition Groups_58 | Duct Insulation, R8 | 0.1073% | 0 | 18.6404 | Commercial_2030_Technical_GWh_After Competition Groups_Duct Insulation, R8
Commercial | Com ¦ Water Heating (DHW) Pipe Insulation (Add 3/4\ Foam)" | 2030 | Technical | GWh | After Competition Groups | 18.0216 | 0 | 0 | 17373.35 | 0.0010373 | 59 | Commercial_2030_Technical_GWh_After Competition Groups_59 | Water Heating (DHW) Pipe Insulation (Add 3/4\ Foam)" | 0.1037% | 0 | 18.0216 | Commercial_2030_Technical_GWh_After Competition Groups_Water Heating (DHW) Pipe Insulation (Add 3/4\ Foam)"
Commercial | Com ¦ Outside Air Economizer | 2030 | Technical | GWh | After Competition Groups | 17.0923 | 0 | 0 | 17373.35 | 0.00098382 | 60 | Commercial_2030_Technical_GWh_After Competition Groups_60 | Outside Air Economizer | 0.09838% | 0 | 17.0923 | Commercial_2030_Technical_GWh_After Competition Groups_Outside Air Economizer
Commercial | Com ¦ Roof Insulation/Ceiling Insulation (R25 Code to R35) | 2030 | Technical | GWh | After Competition Groups | 13.6881 | 0 | 0 | 17373.35 | 0.00078788 | 61 | Commercial_2030_Technical_GWh_After Competition Groups_61 | Roof Insulation/Ceiling Insulation (R25 Code to R35) | 0.07879% | 0 | 13.6881 | Commercial_2030_Technical_GWh_After Competition Groups_Roof Insulation/Ceiling Insulation (R25 Code to R35)
Commercial | Com ¦ ENERGY STAR Fryer (84% eff) | 2030 | Technical | GWh | After Competition Groups | 13.2901 | 0 | 0 | 17373.35 | 0.00076497 | 62 | Commercial_2030_Technical_GWh_After Competition Groups_62 | ENERGY STAR Fryer (84% eff) | 0.0765% | 0 | 13.2901 | Commercial_2030_Technical_GWh_After Competition Groups_ENERGY STAR Fryer (84% eff)
Commercial | Com ¦ ENERGY STAR Dishwasher | 2030 | Technical | GWh | After Competition Groups | 11.5443 | 0 | 0 | 17373.35 | 0.00066449 | 63 | Commercial_2030_Technical_GWh_After Competition Groups_63 | ENERGY STAR Dishwasher | 0.06645% | 0 | 11.5443 | Commercial_2030_Technical_GWh_After Competition Groups_ENERGY STAR Dishwasher
Commercial | Com ¦ Suction Pipe Insulation Freezer/Refrigerator | 2030 | Technical | GWh | After Competition Groups | 11.4435 | 0 | 0 | 17373.35 | 0.00065868 | 64 | Commercial_2030_Technical_GWh_After Competition Groups_64 | Suction Pipe Insulation Freezer/Refrigerator | 0.06587% | 0 | 11.4435 | Commercial_2030_Technical_GWh_After Competition Groups_Suction Pipe Insulation Freezer/Refrigerator
Commercial | Com ¦ LED RECESSED DOWNLIGHTS | 2030 | Technical | GWh | After Competition Groups | 10.4883 | 0 | 0 | 17373.35 | 0.0006037 | 65 | Commercial_2030_Technical_GWh_After Competition Groups_65 | LED RECESSED DOWNLIGHTS | 0.06037% | 0 | 10.4883 | Commercial_2030_Technical_GWh_After Competition Groups_LED RECESSED DOWNLIGHTS
Commercial | Com ¦ Evaporator Coil Defrost (Cooler) | 2030 | Technical | GWh | After Competition Groups | 9.4306 | 0 | 0 | 17373.35 | 0.00054282 | 66 | Commercial_2030_Technical_GWh_After Competition Groups_66 | Evaporator Coil Defrost (Cooler) | 0.05428% | 0 | 9.4306 | Commercial_2030_Technical_GWh_After Competition Groups_Evaporator Coil Defrost (Cooler)
Commercial | Com ¦ Ground Source Heat Pump | 2030 | Technical | GWh | After Competition Groups | 7.6582 | 0 | 0 | 17373.35 | 0.0004408 | 67 | Commercial_2030_Technical_GWh_After Competition Groups_67 | Ground Source Heat Pump | 0.04408% | 0 | 7.6582 | Commercial_2030_Technical_GWh_After Competition Groups_Ground Source Heat Pump
Commercial | Com ¦ ENERGY STAR Steam Cookers | 2030 | Technical | GWh | After Competition Groups | 6.5125 | 0 | 0 | 17373.35 | 0.00037485 | 68 | Commercial_2030_Technical_GWh_After Competition Groups_68 | ENERGY STAR Steam Cookers | 0.03749% | 0 | 6.5125 | Commercial_2030_Technical_GWh_After Competition Groups_ENERGY STAR Steam Cookers
Commercial | Com ¦ Ozone Laundry Treatment | 2030 | Technical | GWh | After Competition Groups | 6.3813 | 0 | 0 | 17373.35 | 0.0003673 | 69 | Commercial_2030_Technical_GWh_After Competition Groups_69 | Ozone Laundry Treatment | 0.03673% | 0 | 6.3813 | Commercial_2030_Technical_GWh_After Competition Groups_Ozone Laundry Treatment
Commercial | Com ¦ SYNCHRONOUS BELT | 2030 | Technical | GWh | After Competition Groups | 6.3062 | 0 | 0 | 17373.35 | 0.00036298 | 70 | Commercial_2030_Technical_GWh_After Competition Groups_70 | SYNCHRONOUS BELT | 0.0363% | 0 | 6.3062 | Commercial_2030_Technical_GWh_After Competition Groups_SYNCHRONOUS BELT
Commercial | Com ¦ Efficient compressor motor | 2030 | Technical | GWh | After Competition Groups | 4.424 | 0 | 0 | 17373.35 | 0.00025465 | 71 | Commercial_2030_Technical_GWh_After Competition Groups_71 | Efficient compressor motor | 0.02546% | 0 | 4.424 | Commercial_2030_Technical_GWh_After Competition Groups_Efficient compressor motor
Commercial | Com ¦ Demand controlled Circulating Systems | 2030 | Technical | GWh | After Competition Groups | 3.8619 | 0 | 0 | 17373.35 | 0.00022229 | 72 | Commercial_2030_Technical_GWh_After Competition Groups_72 | Demand controlled Circulating Systems | 0.02223% | 0 | 3.8619 | Commercial_2030_Technical_GWh_After Competition Groups_Demand controlled Circulating Systems
Commercial | Com ¦ Solar Water Preheat (Pools/DHW) | 2030 | Technical | GWh | After Competition Groups | 3.1563 | 0 | 0 | 17373.35 | 0.00018168 | 73 | Commercial_2030_Technical_GWh_After Competition Groups_73 | Solar Water Preheat (Pools/DHW) | 0.01817% | 0 | 3.1563 | Commercial_2030_Technical_GWh_After Competition Groups_Solar Water Preheat (Pools/DHW)
Commercial | Com ¦ ECM MOTORS FOR HVAC APPLICATION (FAN-POWERED VAV BOX) | 2030 | Technical | GWh | After Competition Groups | 2.7246 | 0 | 0 | 17373.35 | 0.00015683 | 74 | Commercial_2030_Technical_GWh_After Competition Groups_74 | ECM MOTORS FOR HVAC APPLICATION (FAN-POWERED VAV BOX) | 0.01568% | 0 | 2.7246 | Commercial_2030_Technical_GWh_After Competition Groups_ECM MOTORS FOR HVAC APPLICATION (FAN-POWERED VAV BOX)
Commercial | Com ¦ Thermostat Setback | 2030 | Technical | GWh | After Competition Groups | 2.4864 | 0 | 0 | 17373.35 | 0.00014312 | 75 | Commercial_2030_Technical_GWh_After Competition Groups_75 | Thermostat Setback | 0.01431% | 0 | 2.4864 | Commercial_2030_Technical_GWh_After Competition Groups_Thermostat Setback
Commercial | Com ¦ Room AC (w/ louvered sides) 14 SEER from 12 SEER code | 2030 | Technical | GWh | After Competition Groups | 2.342 | 0 | 0 | 17373.35 | 0.00013481 | 76 | Commercial_2030_Technical_GWh_After Competition Groups_76 | Room AC (w/ louvered sides) 14 SEER from 12 SEER code | 0.01348% | 0 | 2.342 | Commercial_2030_Technical_GWh_After Competition Groups_Room AC (w/ louvered sides) 14 SEER from 12 SEER code
Commercial | Com ¦ Wall Insulation | 2030 | Technical | GWh | After Competition Groups | 2.2429 | 0 | 0 | 17373.35 | 0.0001291 | 77 | Commercial_2030_Technical_GWh_After Competition Groups_77 | Wall Insulation | 0.01291% | 0 | 2.2429 | Commercial_2030_Technical_GWh_After Competition Groups_Wall Insulation
Commercial | Com ¦ Solar Preheat Make up Air | 2030 | Technical | GWh | After Competition Groups | 2.2149 | 0 | 0 | 17373.35 | 0.00012749 | 78 | Commercial_2030_Technical_GWh_After Competition Groups_78 | Solar Preheat Make up Air | 0.01275% | 0 | 2.2149 | Commercial_2030_Technical_GWh_After Competition Groups_Solar Preheat Make up Air
Commercial | Com ¦ PTAC (12 EER/10,000 BTU) | 2030 | Technical | GWh | After Competition Groups | 2.0483 | 0 | 0 | 17373.35 | 0.0001179 | 79 | Commercial_2030_Technical_GWh_After Competition Groups_79 | PTAC (12 EER/10,000 BTU) | 0.01179% | 0 | 2.0483 | Commercial_2030_Technical_GWh_After Competition Groups_PTAC (12 EER/10,000 BTU)
Commercial | Com ¦ Commercial Hot Food Holding Cabinets | 2030 | Technical | GWh | After Competition Groups | 1.8795 | 0 | 0 | 17373.35 | 0.00010819 | 80 | Commercial_2030_Technical_GWh_After Competition Groups_80 | Commercial Hot Food Holding Cabinets | 0.01082% | 0 | 1.8795 | Commercial_2030_Technical_GWh_After Competition Groups_Commercial Hot Food Holding Cabinets
Commercial | Com ¦ CEE Tier 2/Energy Star Clothes Washers | 2030 | Technical | GWh | After Competition Groups | 1.3843 | 0 | 0 | 17373.35 | 7.9678e-05 | 81 | Commercial_2030_Technical_GWh_After Competition Groups_81 | CEE Tier 2/Energy Star Clothes Washers | 0.007968% | 0 | 1.3843 | Commercial_2030_Technical_GWh_After Competition Groups_CEE Tier 2/Energy Star Clothes Washers
Commercial | Com ¦ Auto Off Time Switch or Time Clock control | 2030 | Technical | GWh | After Competition Groups | 1.3406 | 0 | 0 | 17373.35 | 7.7167e-05 | 82 | Commercial_2030_Technical_GWh_After Competition Groups_82 | Auto Off Time Switch or Time Clock control | 0.007717% | 0 | 1.3406 | Commercial_2030_Technical_GWh_After Competition Groups_Auto Off Time Switch or Time Clock control
Commercial | COM ¦ Ductless Mini-Split Heat Pumps | 2030 | Technical | GWh | After Competition Groups | 1.2066 | 0 | 0 | 17373.35 | 6.9452e-05 | 83 | Commercial_2030_Technical_GWh_After Competition Groups_83 | Ductless Mini-Split Heat Pumps | 0.006945% | 0 | 1.2066 | Commercial_2030_Technical_GWh_After Competition Groups_Ductless Mini-Split Heat Pumps
Commercial | Com ¦ Low Flow Pre-Rinse Spray Nozzle | 2030 | Technical | GWh | After Competition Groups | 0.83132 | 0 | 0 | 17373.35 | 4.7851e-05 | 84 | Commercial_2030_Technical_GWh_After Competition Groups_84 | Low Flow Pre-Rinse Spray Nozzle | 0.004785% | 0 | 0.83132 | Commercial_2030_Technical_GWh_After Competition Groups_Low Flow Pre-Rinse Spray Nozzle
Commercial | Com ¦ Heat Pump Water Heater (50 Gallons) | 2030 | Technical | GWh | After Competition Groups | 0.81441 | 0 | 0 | 17373.35 | 4.6877e-05 | 85 | Commercial_2030_Technical_GWh_After Competition Groups_85 | Heat Pump Water Heater (50 Gallons) | 0.004688% | 0 | 0.81441 | Commercial_2030_Technical_GWh_After Competition Groups_Heat Pump Water Heater (50 Gallons)
Commercial | Com ¦ HVAC Optimization | 2030 | Technical | GWh | After Competition Groups | 0.78832 | 0 | 0 | 17373.35 | 4.5375e-05 | 86 | Commercial_2030_Technical_GWh_After Competition Groups_86 | HVAC Optimization | 0.004538% | 0 | 0.78832 | Commercial_2030_Technical_GWh_After Competition Groups_HVAC Optimization
Commercial | Com ¦ High Efficiency Chiller (avg of water and air cooled) | 2030 | Technical | GWh | After Competition Groups | 0.54683 | 0 | 0 | 17373.35 | 3.1475e-05 | 87 | Commercial_2030_Technical_GWh_After Competition Groups_87 | High Efficiency Chiller (avg of water and air cooled) | 0.003148% | 0 | 0.54683 | Commercial_2030_Technical_GWh_After Competition Groups_High Efficiency Chiller (avg of water and air cooled)
Commercial | Com ¦ eCube | 2030 | Technical | GWh | After Competition Groups | 0.20601 | 0 | 0 | 17373.35 | 1.1858e-05 | 88 | Commercial_2030_Technical_GWh_After Competition Groups_88 | eCube | 0.001186% | 0 | 0.20601 | Commercial_2030_Technical_GWh_After Competition Groups_eCube
Commercial | Com ¦ EC Plug Fan for Data Center (under cabinet) | 2030 | Technical | GWh | After Competition Groups | 0.19592 | 0 | 0 | 17373.35 | 1.1277e-05 | 89 | Commercial_2030_Technical_GWh_After Competition Groups_89 | EC Plug Fan for Data Center (under cabinet) | 0.001128% | 0 | 0.19592 | Commercial_2030_Technical_GWh_After Competition Groups_EC Plug Fan for Data Center (under cabinet)
Commercial | Com ¦ Exterior Photocell | 2030 | Technical | GWh | After Competition Groups | 0.064063 | 0 | 0 | 17373.35 | 3.6874e-06 | 90 | Commercial_2030_Technical_GWh_After Competition Groups_90 | Exterior Photocell | 0.0003687% | 0 | 0.064063 | Commercial_2030_Technical_GWh_After Competition Groups_Exterior Photocell
Commercial | Com ¦ Air Curtains | 2030 | Technical | GWh | After Competition Groups | 0.055982 | 0 | 0 | 17373.35 | 3.2223e-06 | 91 | Commercial_2030_Technical_GWh_After Competition Groups_91 | Air Curtains | 0.0003222% | 0 | 0.055982 | Commercial_2030_Technical_GWh_After Competition Groups_Air Curtains
Commercial | Com ¦ VSD Air Compressor | 2030 | Technical | GWh | After Competition Groups | 0.045163 | 0 | 0 | 17373.35 | 2.5996e-06 | 92 | Commercial_2030_Technical_GWh_After Competition Groups_92 | VSD Air Compressor | 0.00026% | 0 | 0.045163 | Commercial_2030_Technical_GWh_After Competition Groups_VSD Air Compressor
Commercial | Com ¦ High Efficiency Induction Cooking | 2030 | Technical | GWh | After Competition Groups | 0.0081303 | 0 | 0 | 17373.35 | 4.6798e-07 | 93 | Commercial_2030_Technical_GWh_After Competition Groups_93 | High Efficiency Induction Cooking | 4.68e-05% | 0 | 0.0081303 | Commercial_2030_Technical_GWh_After Competition Groups_High Efficiency Induction Cooking
Commercial | Com ¦ Electric Convection Combination Ovens | 2030 | Technical | GWh | After Competition Groups | 0.0035249 | 0 | 0 | 17373.35 | 2.0289e-07 | 94 | Commercial_2030_Technical_GWh_After Competition Groups_94 | Electric Convection Combination Ovens | 2.029e-05% | 0 | 0.0035249 | Commercial_2030_Technical_GWh_After Competition Groups_Electric Convection Combination Ovens
Commercial | Com ¦ Building Recommissioning, Operations and Maintenance (O&M) Improvements | 2031 | Economic | GWh | After Competition Groups | 1996.7279 | 0 | 0 | 13389.3267 | 0.14913 | 1 | Commercial_2031_Economic_GWh_After Competition Groups_1 | Building Recommissioning, Operations and Maintenance (O&M) Improvements | 14.91% | 0 | 1996.7279 | Commercial_2031_Economic_GWh_After Competition Groups_Building Recommissioning, Operations and Maintenance (O&M) Improvements
Commercial | Com ¦ LED Low/High Bay | 2031 | Economic | GWh | After Competition Groups | 1224.1562 | 0 | 0 | 13389.3267 | 0.091428 | 2 | Commercial_2031_Economic_GWh_After Competition Groups_2 | LED Low/High Bay | 9.143% | 0 | 1224.1562 | Commercial_2031_Economic_GWh_After Competition Groups_LED Low/High Bay
Commercial | Com ¦ LED Troffer/Surface/Suspended | 2031 | Economic | GWh | After Competition Groups | 997.2203 | 0 | 0 | 13389.3267 | 0.074479 | 3 | Commercial_2031_Economic_GWh_After Competition Groups_3 | LED Troffer/Surface/Suspended | 7.448% | 0 | 997.2203 | Commercial_2031_Economic_GWh_After Competition Groups_LED Troffer/Surface/Suspended
Commercial | Com ¦ ENERGY STAR LED LAMPS (REFLECTOR LAMPs/MR16/PAR 16) | 2031 | Economic | GWh | After Competition Groups | 930.1867 | 0 | 0 | 13389.3267 | 0.069472 | 4 | Commercial_2031_Economic_GWh_After Competition Groups_4 | ENERGY STAR LED LAMPS (REFLECTOR LAMPs/MR16/PAR 16) | 6.947% | 0 | 930.1867 | Commercial_2031_Economic_GWh_After Competition Groups_ENERGY STAR LED LAMPS (REFLECTOR LAMPs/MR16/PAR 16)
Commercial | Com ¦ Education and Capacity Building/Energy Behavior | 2031 | Economic | GWh | After Competition Groups | 748.3431 | 0 | 0 | 13389.3267 | 0.055891 | 5 | Commercial_2031_Economic_GWh_After Competition Groups_5 | Education and Capacity Building/Energy Behavior | 5.589% | 0 | 748.3431 | Commercial_2031_Economic_GWh_After Competition Groups_Education and Capacity Building/Energy Behavior
Commercial | Com ¦ LED EXTERIOR AREA LIGHTS - LED fixture (200W) | 2031 | Economic | GWh | After Competition Groups | 637.9786 | 0 | 0 | 13389.3267 | 0.047648 | 6 | Commercial_2031_Economic_GWh_After Competition Groups_6 | LED EXTERIOR AREA LIGHTS - LED fixture (200W) | 4.765% | 0 | 637.9786 | Commercial_2031_Economic_GWh_After Competition Groups_LED EXTERIOR AREA LIGHTS - LED fixture (200W)
Commercial | Com ¦ LED Replacement Lamp (Tube) | 2031 | Economic | GWh | After Competition Groups | 619.7578 | 0 | 0 | 13389.3267 | 0.046287 | 7 | Commercial_2031_Economic_GWh_After Competition Groups_7 | LED Replacement Lamp (Tube) | 4.629% | 0 | 619.7578 | Commercial_2031_Economic_GWh_After Competition Groups_LED Replacement Lamp (Tube)
Commercial | Com ¦ LED parking lot fixture | 2031 | Economic | GWh | After Competition Groups | 608.7075 | 0 | 0 | 13389.3267 | 0.045462 | 8 | Commercial_2031_Economic_GWh_After Competition Groups_8 | LED parking lot fixture | 4.546% | 0 | 608.7075 | Commercial_2031_Economic_GWh_After Competition Groups_LED parking lot fixture
Commercial | Com ¦ High Efficiency Air Source Heat Pump | 2031 | Economic | GWh | After Competition Groups | 578.3117 | 0 | 0 | 13389.3267 | 0.043192 | 9 | Commercial_2031_Economic_GWh_After Competition Groups_9 | High Efficiency Air Source Heat Pump | 4.319% | 0 | 578.3117 | Commercial_2031_Economic_GWh_After Competition Groups_High Efficiency Air Source Heat Pump
Commercial | Com ¦ Furnace Tune-Up | 2031 | Economic | GWh | After Competition Groups | 548.2888 | 0 | 0 | 13389.3267 | 0.04095 | 10 | Commercial_2031_Economic_GWh_After Competition Groups_10 | Furnace Tune-Up | 4.095% | 0 | 548.2888 | Commercial_2031_Economic_GWh_After Competition Groups_Furnace Tune-Up
Commercial | Com ¦ LED street light fixture | 2031 | Economic | GWh | After Competition Groups | 385.0602 | 0 | 0 | 13389.3267 | 0.028759 | 11 | Commercial_2031_Economic_GWh_After Competition Groups_11 | LED street light fixture | 2.876% | 0 | 385.0602 | Commercial_2031_Economic_GWh_After Competition Groups_LED street light fixture
Commercial | Com ¦ Advanced BAS/Controllers | 2031 | Economic | GWh | After Competition Groups | 328.9346 | 0 | 0 | 13389.3267 | 0.024567 | 12 | Commercial_2031_Economic_GWh_After Competition Groups_12 | Advanced BAS/Controllers | 2.457% | 0 | 328.9346 | Commercial_2031_Economic_GWh_After Competition Groups_Advanced BAS/Controllers
Commercial | Com ¦ Data Center Storage/Server Virtualization | 2031 | Economic | GWh | After Competition Groups | 304.6432 | 0 | 0 | 13389.3267 | 0.022753 | 13 | Commercial_2031_Economic_GWh_After Competition Groups_13 | Data Center Storage/Server Virtualization | 2.275% | 0 | 304.6432 | Commercial_2031_Economic_GWh_After Competition Groups_Data Center Storage/Server Virtualization
Commercial | Com ¦ Demand Control Ventilation | 2031 | Economic | GWh | After Competition Groups | 302.2451 | 0 | 0 | 13389.3267 | 0.022574 | 14 | Commercial_2031_Economic_GWh_After Competition Groups_14 | Demand Control Ventilation | 2.257% | 0 | 302.2451 | Commercial_2031_Economic_GWh_After Competition Groups_Demand Control Ventilation
Commercial | Com ¦ Refrigerated Display Case Doors | 2031 | Economic | GWh | After Competition Groups | 290.1957 | 0 | 0 | 13389.3267 | 0.021674 | 15 | Commercial_2031_Economic_GWh_After Competition Groups_15 | Refrigerated Display Case Doors | 2.167% | 0 | 290.1957 | Commercial_2031_Economic_GWh_After Competition Groups_Refrigerated Display Case Doors
Commercial | Com ¦ Reach-in Shaded Pole to ECM/PSC Evaporator Fan Motor | 2031 | Economic | GWh | After Competition Groups | 290.0373 | 0 | 0 | 13389.3267 | 0.021662 | 16 | Commercial_2031_Economic_GWh_After Competition Groups_16 | Reach-in Shaded Pole to ECM/PSC Evaporator Fan Motor | 2.166% | 0 | 290.0373 | Commercial_2031_Economic_GWh_After Competition Groups_Reach-in Shaded Pole to ECM/PSC Evaporator Fan Motor
Commercial | Com ¦ Strip Curtains | 2031 | Economic | GWh | After Competition Groups | 244.8758 | 0 | 0 | 13389.3267 | 0.018289 | 17 | Commercial_2031_Economic_GWh_After Competition Groups_17 | Strip Curtains | 1.829% | 0 | 244.8758 | Commercial_2031_Economic_GWh_After Competition Groups_Strip Curtains
Commercial | Com ¦ Centrally controlled desktop PC/NETWORK PC POWER MANAGEMENT SOFTWARE | 2031 | Economic | GWh | After Competition Groups | 202.0091 | 0 | 0 | 13389.3267 | 0.015087 | 18 | Commercial_2031_Economic_GWh_After Competition Groups_18 | Centrally controlled desktop PC/NETWORK PC POWER MANAGEMENT SOFTWARE | 1.509% | 0 | 202.0091 | Commercial_2031_Economic_GWh_After Competition Groups_Centrally controlled desktop PC/NETWORK PC POWER MANAGEMENT SOFTWARE
Commercial | Com ¦ Variable Frequency Drive (VFD) | 2031 | Economic | GWh | After Competition Groups | 181.7382 | 0 | 0 | 13389.3267 | 0.013573 | 19 | Commercial_2031_Economic_GWh_After Competition Groups_19 | Variable Frequency Drive (VFD) | 1.357% | 0 | 181.7382 | Commercial_2031_Economic_GWh_After Competition Groups_Variable Frequency Drive (VFD)
Commercial | Com ¦ LED or Equivalent Sign Lighting | 2031 | Economic | GWh | After Competition Groups | 172.3246 | 0 | 0 | 13389.3267 | 0.01287 | 20 | Commercial_2031_Economic_GWh_After Competition Groups_20 | LED or Equivalent Sign Lighting | 1.287% | 0 | 172.3246 | Commercial_2031_Economic_GWh_After Competition Groups_LED or Equivalent Sign Lighting
Commercial | Com ¦ Unitary Air-Conditioning Unit | 2031 | Economic | GWh | After Competition Groups | 171.7364 | 0 | 0 | 13389.3267 | 0.012826 | 21 | Commercial_2031_Economic_GWh_After Competition Groups_21 | Unitary Air-Conditioning Unit | 1.283% | 0 | 171.7364 | Commercial_2031_Economic_GWh_After Competition Groups_Unitary Air-Conditioning Unit
Commercial | Com ¦ VFD on Pumps | 2031 | Economic | GWh | After Competition Groups | 170.0853 | 0 | 0 | 13389.3267 | 0.012703 | 22 | Commercial_2031_Economic_GWh_After Competition Groups_22 | VFD on Pumps | 1.27% | 0 | 170.0853 | Commercial_2031_Economic_GWh_After Competition Groups_VFD on Pumps
Commercial | Com ¦ Adaptive Thermostats | 2031 | Economic | GWh | After Competition Groups | 145.3888 | 0 | 0 | 13389.3267 | 0.010859 | 23 | Commercial_2031_Economic_GWh_After Competition Groups_23 | Adaptive Thermostats | 1.086% | 0 | 145.3888 | Commercial_2031_Economic_GWh_After Competition Groups_Adaptive Thermostats
Commercial | Com ¦ Air Handler with Dedicated Outdoor Air Systems | 2031 | Economic | GWh | After Competition Groups | 138.7094 | 0 | 0 | 13389.3267 | 0.01036 | 24 | Commercial_2031_Economic_GWh_After Competition Groups_24 | Air Handler with Dedicated Outdoor Air Systems | 1.036% | 0 | 138.7094 | Commercial_2031_Economic_GWh_After Competition Groups_Air Handler with Dedicated Outdoor Air Systems
Commercial | Com ¦ ENERGY STAR LED LAMPS (General Service Lamps) | 2031 | Economic | GWh | After Competition Groups | 120.6491 | 0 | 0 | 13389.3267 | 0.0090108 | 25 | Commercial_2031_Economic_GWh_After Competition Groups_25 | ENERGY STAR LED LAMPS (General Service Lamps) | 0.9011% | 0 | 120.6491 | Commercial_2031_Economic_GWh_After Competition Groups_ENERGY STAR LED LAMPS (General Service Lamps)
Commercial | Com ¦ Demand Control Kitchen Ventilation | 2031 | Economic | GWh | After Competition Groups | 98.5498 | 0 | 0 | 13389.3267 | 0.0073603 | 26 | Commercial_2031_Economic_GWh_After Competition Groups_26 | Demand Control Kitchen Ventilation | 0.736% | 0 | 98.5498 | Commercial_2031_Economic_GWh_After Competition Groups_Demand Control Kitchen Ventilation
Commercial | Com ¦ ECM MOTORS FOR EVAPORATOR FANS for refrigeration (WALK-IN) | 2031 | Economic | GWh | After Competition Groups | 86.0931 | 0 | 0 | 13389.3267 | 0.00643 | 27 | Commercial_2031_Economic_GWh_After Competition Groups_27 | ECM MOTORS FOR EVAPORATOR FANS for refrigeration (WALK-IN) | 0.643% | 0 | 86.0931 | Commercial_2031_Economic_GWh_After Competition Groups_ECM MOTORS FOR EVAPORATOR FANS for refrigeration (WALK-IN)
Commercial | Com ¦ Condensing Unit Heaters or other Efficient Unit Heating System | 2031 | Economic | GWh | After Competition Groups | 82.5096 | 0 | 0 | 13389.3267 | 0.0061623 | 28 | Commercial_2031_Economic_GWh_After Competition Groups_28 | Condensing Unit Heaters or other Efficient Unit Heating System | 0.6162% | 0 | 82.5096 | Commercial_2031_Economic_GWh_After Competition Groups_Condensing Unit Heaters or other Efficient Unit Heating System
Commercial | Com ¦ Refrigerated Display Case LED | 2031 | Economic | GWh | After Competition Groups | 82.0313 | 0 | 0 | 13389.3267 | 0.0061266 | 29 | Commercial_2031_Economic_GWh_After Competition Groups_29 | Refrigerated Display Case LED | 0.6127% | 0 | 82.0313 | Commercial_2031_Economic_GWh_After Competition Groups_Refrigerated Display Case LED
Commercial | Com ¦ Occupancy Sensors | 2031 | Economic | GWh | After Competition Groups | 75.4506 | 0 | 0 | 13389.3267 | 0.0056351 | 30 | Commercial_2031_Economic_GWh_After Competition Groups_30 | Occupancy Sensors | 0.5635% | 0 | 75.4506 | Commercial_2031_Economic_GWh_After Competition Groups_Occupancy Sensors
Commercial | Com ¦ Freezer Case Light Sensor | 2031 | Economic | GWh | After Competition Groups | 70.9078 | 0 | 0 | 13389.3267 | 0.0052958 | 31 | Commercial_2031_Economic_GWh_After Competition Groups_31 | Freezer Case Light Sensor | 0.5296% | 0 | 70.9078 | Commercial_2031_Economic_GWh_After Competition Groups_Freezer Case Light Sensor
Commercial | Com ¦ Evaporator Fan Controls | 2031 | Economic | GWh | After Competition Groups | 69.1675 | 0 | 0 | 13389.3267 | 0.0051659 | 32 | Commercial_2031_Economic_GWh_After Competition Groups_32 | Evaporator Fan Controls | 0.5166% | 0 | 69.1675 | Commercial_2031_Economic_GWh_After Competition Groups_Evaporator Fan Controls
Commercial | Com ¦ Door Gasket Freezer/Refrigerator | 2031 | Economic | GWh | After Competition Groups | 49.3697 | 0 | 0 | 13389.3267 | 0.0036872 | 33 | Commercial_2031_Economic_GWh_After Competition Groups_33 | Door Gasket Freezer/Refrigerator | 0.3687% | 0 | 49.3697 | Commercial_2031_Economic_GWh_After Competition Groups_Door Gasket Freezer/Refrigerator
Commercial | Com ¦ Elec Storage WH 2.30 Et | 2031 | Economic | GWh | After Competition Groups | 45.8523 | 0 | 0 | 13389.3267 | 0.0034245 | 34 | Commercial_2031_Economic_GWh_After Competition Groups_34 | Elec Storage WH 2.30 Et | 0.3425% | 0 | 45.8523 | Commercial_2031_Economic_GWh_After Competition Groups_Elec Storage WH 2.30 Et
Commercial | Com ¦ Chilled Water Optimization | 2031 | Economic | GWh | After Competition Groups | 42.2329 | 0 | 0 | 13389.3267 | 0.0031542 | 35 | Commercial_2031_Economic_GWh_After Competition Groups_35 | Chilled Water Optimization | 0.3154% | 0 | 42.2329 | Commercial_2031_Economic_GWh_After Competition Groups_Chilled Water Optimization
Commercial | Com ¦ BEVERAGE VENDING MACHINE CONTROLS | 2031 | Economic | GWh | After Competition Groups | 41.1887 | 0 | 0 | 13389.3267 | 0.0030762 | 36 | Commercial_2031_Economic_GWh_After Competition Groups_36 | BEVERAGE VENDING MACHINE CONTROLS | 0.3076% | 0 | 41.1887 | Commercial_2031_Economic_GWh_After Competition Groups_BEVERAGE VENDING MACHINE CONTROLS
Commercial | Com ¦ ENERGY STAR Griddle (74% eff) | 2031 | Economic | GWh | After Competition Groups | 39.3277 | 0 | 0 | 13389.3267 | 0.0029372 | 37 | Commercial_2031_Economic_GWh_After Competition Groups_37 | ENERGY STAR Griddle (74% eff) | 0.2937% | 0 | 39.3277 | Commercial_2031_Economic_GWh_After Competition Groups_ENERGY STAR Griddle (74% eff)
Commercial | Com ¦ Water Source Heat Pump (4 ton) | 2031 | Economic | GWh | After Competition Groups | 31.3168 | 0 | 0 | 13389.3267 | 0.0023389 | 38 | Commercial_2031_Economic_GWh_After Competition Groups_38 | Water Source Heat Pump (4 ton) | 0.2339% | 0 | 31.3168 | Commercial_2031_Economic_GWh_After Competition Groups_Water Source Heat Pump (4 ton)
Commercial | Com ¦ CO Sensors for parking garage exhaust fans | 2031 | Economic | GWh | After Competition Groups | 29.4991 | 0 | 0 | 13389.3267 | 0.0022032 | 39 | Commercial_2031_Economic_GWh_After Competition Groups_39 | CO Sensors for parking garage exhaust fans | 0.2203% | 0 | 29.4991 | Commercial_2031_Economic_GWh_After Competition Groups_CO Sensors for parking garage exhaust fans
Commercial | Com ¦ Temperature Adjustment in Commercial Freezers | 2031 | Economic | GWh | After Competition Groups | 26.4488 | 0 | 0 | 13389.3267 | 0.0019754 | 40 | Commercial_2031_Economic_GWh_After Competition Groups_40 | Temperature Adjustment in Commercial Freezers | 0.1975% | 0 | 26.4488 | Commercial_2031_Economic_GWh_After Competition Groups_Temperature Adjustment in Commercial Freezers
Commercial | Com ¦ Energy Efficient Laboratory Fume Hood | 2031 | Economic | GWh | After Competition Groups | 23.5567 | 0 | 0 | 13389.3267 | 0.0017594 | 41 | Commercial_2031_Economic_GWh_After Competition Groups_41 | Energy Efficient Laboratory Fume Hood | 0.1759% | 0 | 23.5567 | Commercial_2031_Economic_GWh_After Competition Groups_Energy Efficient Laboratory Fume Hood
Commercial | Com ¦ Vertical Night Covers | 2031 | Economic | GWh | After Competition Groups | 20.5172 | 0 | 0 | 13389.3267 | 0.0015324 | 42 | Commercial_2031_Economic_GWh_After Competition Groups_42 | Vertical Night Covers | 0.1532% | 0 | 20.5172 | Commercial_2031_Economic_GWh_After Competition Groups_Vertical Night Covers
Commercial | Com ¦ Duct Insulation, R8 | 2031 | Economic | GWh | After Competition Groups | 18.2658 | 0 | 0 | 13389.3267 | 0.0013642 | 43 | Commercial_2031_Economic_GWh_After Competition Groups_43 | Duct Insulation, R8 | 0.1364% | 0 | 18.2658 | Commercial_2031_Economic_GWh_After Competition Groups_Duct Insulation, R8
Commercial | Com ¦ Water Heating (DHW) Pipe Insulation (Add 3/4\ Foam)" | 2031 | Economic | GWh | After Competition Groups | 17.6594 | 0 | 0 | 13389.3267 | 0.0013189 | 44 | Commercial_2031_Economic_GWh_After Competition Groups_44 | Water Heating (DHW) Pipe Insulation (Add 3/4\ Foam)" | 0.1319% | 0 | 17.6594 | Commercial_2031_Economic_GWh_After Competition Groups_Water Heating (DHW) Pipe Insulation (Add 3/4\ Foam)"
Commercial | Com ¦ Outside Air Economizer | 2031 | Economic | GWh | After Competition Groups | 17.2336 | 0 | 0 | 13389.3267 | 0.0012871 | 45 | Commercial_2031_Economic_GWh_After Competition Groups_45 | Outside Air Economizer | 0.1287% | 0 | 17.2336 | Commercial_2031_Economic_GWh_After Competition Groups_Outside Air Economizer
Commercial | Com ¦ ENERGY STAR Fryer (84% eff) | 2031 | Economic | GWh | After Competition Groups | 14.0374 | 0 | 0 | 13389.3267 | 0.0010484 | 46 | Commercial_2031_Economic_GWh_After Competition Groups_46 | ENERGY STAR Fryer (84% eff) | 0.1048% | 0 | 14.0374 | Commercial_2031_Economic_GWh_After Competition Groups_ENERGY STAR Fryer (84% eff)
Commercial | Com ¦ ENERGY STAR Dishwasher | 2031 | Economic | GWh | After Competition Groups | 11.8046 | 0 | 0 | 13389.3267 | 0.00088164 | 47 | Commercial_2031_Economic_GWh_After Competition Groups_47 | ENERGY STAR Dishwasher | 0.08816% | 0 | 11.8046 | Commercial_2031_Economic_GWh_After Competition Groups_ENERGY STAR Dishwasher
Commercial | Com ¦ Suction Pipe Insulation Freezer/Refrigerator | 2031 | Economic | GWh | After Competition Groups | 11.2135 | 0 | 0 | 13389.3267 | 0.00083749 | 48 | Commercial_2031_Economic_GWh_After Competition Groups_48 | Suction Pipe Insulation Freezer/Refrigerator | 0.08375% | 0 | 11.2135 | Commercial_2031_Economic_GWh_After Competition Groups_Suction Pipe Insulation Freezer/Refrigerator
Commercial | Com ¦ ENERGY STAR Steam Cookers | 2031 | Economic | GWh | After Competition Groups | 6.8792 | 0 | 0 | 13389.3267 | 0.00051378 | 49 | Commercial_2031_Economic_GWh_After Competition Groups_49 | ENERGY STAR Steam Cookers | 0.05138% | 0 | 6.8792 | Commercial_2031_Economic_GWh_After Competition Groups_ENERGY STAR Steam Cookers
Commercial | Com ¦ Condensing Make Up Air Unit | 2031 | Economic | GWh | After Competition Groups | 6.7741 | 0 | 0 | 13389.3267 | 0.00050594 | 50 | Commercial_2031_Economic_GWh_After Competition Groups_50 | Condensing Make Up Air Unit | 0.05059% | 0 | 6.7741 | Commercial_2031_Economic_GWh_After Competition Groups_Condensing Make Up Air Unit
Commercial | Com ¦ Ozone Laundry Treatment | 2031 | Economic | GWh | After Competition Groups | 6.42 | 0 | 0 | 13389.3267 | 0.00047949 | 51 | Commercial_2031_Economic_GWh_After Competition Groups_51 | Ozone Laundry Treatment | 0.04795% | 0 | 6.42 | Commercial_2031_Economic_GWh_After Competition Groups_Ozone Laundry Treatment
Commercial | Com ¦ Demand controlled Circulating Systems | 2031 | Economic | GWh | After Competition Groups | 3.7842 | 0 | 0 | 13389.3267 | 0.00028263 | 52 | Commercial_2031_Economic_GWh_After Competition Groups_52 | Demand controlled Circulating Systems | 0.02826% | 0 | 3.7842 | Commercial_2031_Economic_GWh_After Competition Groups_Demand controlled Circulating Systems
Commercial | Com ¦ Solar Water Preheat (Pools/DHW) | 2031 | Economic | GWh | After Competition Groups | 3.3504 | 0 | 0 | 13389.3267 | 0.00025023 | 53 | Commercial_2031_Economic_GWh_After Competition Groups_53 | Solar Water Preheat (Pools/DHW) | 0.02502% | 0 | 3.3504 | Commercial_2031_Economic_GWh_After Competition Groups_Solar Water Preheat (Pools/DHW)
Commercial | Com ¦ ECM MOTORS FOR HVAC APPLICATION (FAN-POWERED VAV BOX) | 2031 | Economic | GWh | After Competition Groups | 2.7279 | 0 | 0 | 13389.3267 | 0.00020374 | 54 | Commercial_2031_Economic_GWh_After Competition Groups_54 | ECM MOTORS FOR HVAC APPLICATION (FAN-POWERED VAV BOX) | 0.02037% | 0 | 2.7279 | Commercial_2031_Economic_GWh_After Competition Groups_ECM MOTORS FOR HVAC APPLICATION (FAN-POWERED VAV BOX)
Commercial | Com ¦ Thermostat Setback | 2031 | Economic | GWh | After Competition Groups | 2.5516 | 0 | 0 | 13389.3267 | 0.00019057 | 55 | Commercial_2031_Economic_GWh_After Competition Groups_55 | Thermostat Setback | 0.01906% | 0 | 2.5516 | Commercial_2031_Economic_GWh_After Competition Groups_Thermostat Setback
Commercial | Com ¦ Efficient compressor motor | 2031 | Economic | GWh | After Competition Groups | 2.4592 | 0 | 0 | 13389.3267 | 0.00018367 | 56 | Commercial_2031_Economic_GWh_After Competition Groups_56 | Efficient compressor motor | 0.01837% | 0 | 2.4592 | Commercial_2031_Economic_GWh_After Competition Groups_Efficient compressor motor
Commercial | Com ¦ Notched V belts for HVAC Systems | 2031 | Economic | GWh | After Competition Groups | 2.3758 | 0 | 0 | 13389.3267 | 0.00017744 | 57 | Commercial_2031_Economic_GWh_After Competition Groups_57 | Notched V belts for HVAC Systems | 0.01774% | 0 | 2.3758 | Commercial_2031_Economic_GWh_After Competition Groups_Notched V belts for HVAC Systems
Commercial | Com ¦ PTAC (12 EER/10,000 BTU) | 2031 | Economic | GWh | After Competition Groups | 2.0692 | 0 | 0 | 13389.3267 | 0.00015454 | 58 | Commercial_2031_Economic_GWh_After Competition Groups_58 | PTAC (12 EER/10,000 BTU) | 0.01545% | 0 | 2.0692 | Commercial_2031_Economic_GWh_After Competition Groups_PTAC (12 EER/10,000 BTU)
Commercial | Com ¦ CEE Tier 2/Energy Star Clothes Washers | 2031 | Economic | GWh | After Competition Groups | 1.4402 | 0 | 0 | 13389.3267 | 0.00010756 | 59 | Commercial_2031_Economic_GWh_After Competition Groups_59 | CEE Tier 2/Energy Star Clothes Washers | 0.01076% | 0 | 1.4402 | Commercial_2031_Economic_GWh_After Competition Groups_CEE Tier 2/Energy Star Clothes Washers
Commercial | Com ¦ Auto Off Time Switch or Time Clock control | 2031 | Economic | GWh | After Competition Groups | 1.3518 | 0 | 0 | 13389.3267 | 0.00010096 | 60 | Commercial_2031_Economic_GWh_After Competition Groups_60 | Auto Off Time Switch or Time Clock control | 0.0101% | 0 | 1.3518 | Commercial_2031_Economic_GWh_After Competition Groups_Auto Off Time Switch or Time Clock control
Commercial | COM ¦ Ductless Mini-Split Heat Pumps | 2031 | Economic | GWh | After Competition Groups | 1.2796 | 0 | 0 | 13389.3267 | 9.5571e-05 | 61 | Commercial_2031_Economic_GWh_After Competition Groups_61 | Ductless Mini-Split Heat Pumps | 0.009557% | 0 | 1.2796 | Commercial_2031_Economic_GWh_After Competition Groups_Ductless Mini-Split Heat Pumps
Commercial | Com ¦ Low Flow Pre-Rinse Spray Nozzle | 2031 | Economic | GWh | After Competition Groups | 0.84359 | 0 | 0 | 13389.3267 | 6.3005e-05 | 62 | Commercial_2031_Economic_GWh_After Competition Groups_62 | Low Flow Pre-Rinse Spray Nozzle | 0.0063% | 0 | 0.84359 | Commercial_2031_Economic_GWh_After Competition Groups_Low Flow Pre-Rinse Spray Nozzle
Commercial | Com ¦ Commercial Hot Food Holding Cabinets | 2031 | Economic | GWh | After Competition Groups | 0.5945 | 0 | 0 | 13389.3267 | 4.4401e-05 | 63 | Commercial_2031_Economic_GWh_After Competition Groups_63 | Commercial Hot Food Holding Cabinets | 0.00444% | 0 | 0.5945 | Commercial_2031_Economic_GWh_After Competition Groups_Commercial Hot Food Holding Cabinets
Commercial | Com ¦ Energy Recovery Ventilation and Ventilation (Enhanced) | 2031 | Economic | GWh | After Competition Groups | 0.49434 | 0 | 0 | 13389.3267 | 3.692e-05 | 64 | Commercial_2031_Economic_GWh_After Competition Groups_64 | Energy Recovery Ventilation and Ventilation (Enhanced) | 0.003692% | 0 | 0.49434 | Commercial_2031_Economic_GWh_After Competition Groups_Energy Recovery Ventilation and Ventilation (Enhanced)
Commercial | Com ¦ HVAC Optimization | 2031 | Economic | GWh | After Competition Groups | 0.45235 | 0 | 0 | 13389.3267 | 3.3784e-05 | 65 | Commercial_2031_Economic_GWh_After Competition Groups_65 | HVAC Optimization | 0.003378% | 0 | 0.45235 | Commercial_2031_Economic_GWh_After Competition Groups_HVAC Optimization
Commercial | Com ¦ LED RECESSED DOWNLIGHTS | 2031 | Economic | GWh | After Competition Groups | 0.38796 | 0 | 0 | 13389.3267 | 2.8975e-05 | 66 | Commercial_2031_Economic_GWh_After Competition Groups_66 | LED RECESSED DOWNLIGHTS | 0.002898% | 0 | 0.38796 | Commercial_2031_Economic_GWh_After Competition Groups_LED RECESSED DOWNLIGHTS
Commercial | Com ¦ Wall Insulation | 2031 | Economic | GWh | After Competition Groups | 0.16779 | 0 | 0 | 13389.3267 | 1.2531e-05 | 67 | Commercial_2031_Economic_GWh_After Competition Groups_67 | Wall Insulation | 0.001253% | 0 | 0.16779 | Commercial_2031_Economic_GWh_After Competition Groups_Wall Insulation
Commercial | Com ¦ Room AC (w/ louvered sides) 14 SEER from 12 SEER code | 2031 | Economic | GWh | After Competition Groups | 0.13595 | 0 | 0 | 13389.3267 | 1.0154e-05 | 68 | Commercial_2031_Economic_GWh_After Competition Groups_68 | Room AC (w/ louvered sides) 14 SEER from 12 SEER code | 0.001015% | 0 | 0.13595 | Commercial_2031_Economic_GWh_After Competition Groups_Room AC (w/ louvered sides) 14 SEER from 12 SEER code
Commercial | Com ¦ EC Plug Fan for Data Center (under cabinet) | 2031 | Economic | GWh | After Competition Groups | 0.071224 | 0 | 0 | 13389.3267 | 5.3195e-06 | 69 | Commercial_2031_Economic_GWh_After Competition Groups_69 | EC Plug Fan for Data Center (under cabinet) | 0.0005319% | 0 | 0.071224 | Commercial_2031_Economic_GWh_After Competition Groups_EC Plug Fan for Data Center (under cabinet)
Commercial | Com ¦ High Efficiency Chiller (avg of water and air cooled) | 2031 | Economic | GWh | After Competition Groups | 0.062372 | 0 | 0 | 13389.3267 | 4.6583e-06 | 70 | Commercial_2031_Economic_GWh_After Competition Groups_70 | High Efficiency Chiller (avg of water and air cooled) | 0.0004658% | 0 | 0.062372 | Commercial_2031_Economic_GWh_After Competition Groups_High Efficiency Chiller (avg of water and air cooled)
Commercial | Com ¦ Air Curtains | 2031 | Economic | GWh | After Competition Groups | 0.056797 | 0 | 0 | 13389.3267 | 4.2419e-06 | 71 | Commercial_2031_Economic_GWh_After Competition Groups_71 | Air Curtains | 0.0004242% | 0 | 0.056797 | Commercial_2031_Economic_GWh_After Competition Groups_Air Curtains
Commercial | Com ¦ VSD Air Compressor | 2031 | Economic | GWh | After Competition Groups | 0.047705 | 0 | 0 | 13389.3267 | 3.5629e-06 | 72 | Commercial_2031_Economic_GWh_After Competition Groups_72 | VSD Air Compressor | 0.0003563% | 0 | 0.047705 | Commercial_2031_Economic_GWh_After Competition Groups_VSD Air Compressor
Commercial | Com ¦ Electric Convection Combination Ovens | 2031 | Economic | GWh | After Competition Groups | 0.0037251 | 0 | 0 | 13389.3267 | 2.7821e-07 | 73 | Commercial_2031_Economic_GWh_After Competition Groups_73 | Electric Convection Combination Ovens | 2.782e-05% | 0 | 0.0037251 | Commercial_2031_Economic_GWh_After Competition Groups_Electric Convection Combination Ovens
Commercial | Com ¦ Indoor Daylight Sensors/Photocell Dimming Control | 2031 | Economic | GWh | After Competition Groups | 0 | 0 | 0 | 13389.3267 | 0 | 74 | Commercial_2031_Economic_GWh_After Competition Groups_74 | Indoor Daylight Sensors/Photocell Dimming Control | 0% | 0 | 0 | Commercial_2031_Economic_GWh_After Competition Groups_Indoor Daylight Sensors/Photocell Dimming Control
Commercial | Com ¦ Variable Refrigerant Flow Heat Pump | 2031 | Economic | GWh | After Competition Groups | 0 | 0 | 0 | 13389.3267 | 0 | 75 | Commercial_2031_Economic_GWh_After Competition Groups_75 | Variable Refrigerant Flow Heat Pump | 0% | 0 | 0 | Commercial_2031_Economic_GWh_After Competition Groups_Variable Refrigerant Flow Heat Pump
Commercial | Com ¦ ENERGY STAR LED LAMPS (REFLECTOR LAMPs/MR16/PAR 16) | 2031 | SC A | GWh | After Competition Groups | 889.5909 | 2136432.9613 | 2.1364 | 7778.6637 | 0.11436 | 1 | Commercial_2031_SC A_GWh_After Competition Groups_1 | ENERGY STAR LED LAMPS (REFLECTOR LAMPs/MR16/PAR 16) | 11.44% | 2.1364 | 889.5909 | Commercial_2031_SC A_GWh_After Competition Groups_ENERGY STAR LED LAMPS (REFLECTOR LAMPs/MR16/PAR 16)
Commercial | Com ¦ LED Low/High Bay | 2031 | SC A | GWh | After Competition Groups | 887.7901 | 45669055.2893 | 45.6691 | 7778.6637 | 0.11413 | 2 | Commercial_2031_SC A_GWh_After Competition Groups_2 | LED Low/High Bay | 11.41% | 45.6691 | 887.7901 | Commercial_2031_SC A_GWh_After Competition Groups_LED Low/High Bay
Commercial | Com ¦ LED Troffer/Surface/Suspended | 2031 | SC A | GWh | After Competition Groups | 863.8947 | 47213590.1857 | 47.2136 | 7778.6637 | 0.11106 | 3 | Commercial_2031_SC A_GWh_After Competition Groups_3 | LED Troffer/Surface/Suspended | 11.11% | 47.2136 | 863.8947 | Commercial_2031_SC A_GWh_After Competition Groups_LED Troffer/Surface/Suspended
Commercial | Com ¦ LED EXTERIOR AREA LIGHTS - LED fixture (200W) | 2031 | SC A | GWh | After Competition Groups | 578.8521 | 0 | 0 | 7778.6637 | 0.074415 | 4 | Commercial_2031_SC A_GWh_After Competition Groups_4 | LED EXTERIOR AREA LIGHTS - LED fixture (200W) | 7.442% | 0 | 578.8521 | Commercial_2031_SC A_GWh_After Competition Groups_LED EXTERIOR AREA LIGHTS - LED fixture (200W)
Commercial | Com ¦ LED parking lot fixture | 2031 | SC A | GWh | After Competition Groups | 555.8999 | 5223083.3647 | 5.2231 | 7778.6637 | 0.071465 | 5 | Commercial_2031_SC A_GWh_After Competition Groups_5 | LED parking lot fixture | 7.146% | 5.2231 | 555.8999 | Commercial_2031_SC A_GWh_After Competition Groups_LED parking lot fixture
Commercial | Com ¦ LED Replacement Lamp (Tube) | 2031 | SC A | GWh | After Competition Groups | 514.3306 | 0 | 0 | 7778.6637 | 0.066121 | 6 | Commercial_2031_SC A_GWh_After Competition Groups_6 | LED Replacement Lamp (Tube) | 6.612% | 0 | 514.3306 | Commercial_2031_SC A_GWh_After Competition Groups_LED Replacement Lamp (Tube)
Commercial | Com ¦ Building Recommissioning, Operations and Maintenance (O&M) Improvements | 2031 | SC A | GWh | After Competition Groups | 449.722 | 1686486.9762 | 1.6865 | 7778.6637 | 0.057815 | 7 | Commercial_2031_SC A_GWh_After Competition Groups_7 | Building Recommissioning, Operations and Maintenance (O&M) Improvements | 5.781% | 1.6865 | 449.722 | Commercial_2031_SC A_GWh_After Competition Groups_Building Recommissioning, Operations and Maintenance (O&M) Improvements
Commercial | Com ¦ LED street light fixture | 2031 | SC A | GWh | After Competition Groups | 344.0544 | 6641584.1564 | 6.6416 | 7778.6637 | 0.044231 | 8 | Commercial_2031_SC A_GWh_After Competition Groups_8 | LED street light fixture | 4.423% | 6.6416 | 344.0544 | Commercial_2031_SC A_GWh_After Competition Groups_LED street light fixture
Commercial | Com ¦ Furnace Tune-Up | 2031 | SC A | GWh | After Competition Groups | 296.3803 | 119711.6862 | 0.11971 | 7778.6637 | 0.038102 | 9 | Commercial_2031_SC A_GWh_After Competition Groups_9 | Furnace Tune-Up | 3.81% | 0.11971 | 296.3803 | Commercial_2031_SC A_GWh_After Competition Groups_Furnace Tune-Up
Commercial | Com ¦ High Efficiency Air Source Heat Pump | 2031 | SC A | GWh | After Competition Groups | 210.7176 | 1263023.8478 | 1.263 | 7778.6637 | 0.027089 | 10 | Commercial_2031_SC A_GWh_After Competition Groups_10 | High Efficiency Air Source Heat Pump | 2.709% | 1.263 | 210.7176 | Commercial_2031_SC A_GWh_After Competition Groups_High Efficiency Air Source Heat Pump
Commercial | Com ¦ Data Center Storage/Server Virtualization | 2031 | SC A | GWh | After Competition Groups | 206.1007 | 0 | 0 | 7778.6637 | 0.026496 | 11 | Commercial_2031_SC A_GWh_After Competition Groups_11 | Data Center Storage/Server Virtualization | 2.65% | 0 | 206.1007 | Commercial_2031_SC A_GWh_After Competition Groups_Data Center Storage/Server Virtualization
Commercial | Com ¦ Reach-in Shaded Pole to ECM/PSC Evaporator Fan Motor | 2031 | SC A | GWh | After Competition Groups | 203.4957 | 2516376.1568 | 2.5164 | 7778.6637 | 0.026161 | 12 | Commercial_2031_SC A_GWh_After Competition Groups_12 | Reach-in Shaded Pole to ECM/PSC Evaporator Fan Motor | 2.616% | 2.5164 | 203.4957 | Commercial_2031_SC A_GWh_After Competition Groups_Reach-in Shaded Pole to ECM/PSC Evaporator Fan Motor
Commercial | Com ¦ Refrigerated Display Case Doors | 2031 | SC A | GWh | After Competition Groups | 144.3478 | 4234331.7391 | 4.2343 | 7778.6637 | 0.018557 | 13 | Commercial_2031_SC A_GWh_After Competition Groups_13 | Refrigerated Display Case Doors | 1.856% | 4.2343 | 144.3478 | Commercial_2031_SC A_GWh_After Competition Groups_Refrigerated Display Case Doors
Commercial | Com ¦ Strip Curtains | 2031 | SC A | GWh | After Competition Groups | 141.2312 | 185691.3028 | 0.18569 | 7778.6637 | 0.018156 | 14 | Commercial_2031_SC A_GWh_After Competition Groups_14 | Strip Curtains | 1.816% | 0.18569 | 141.2312 | Commercial_2031_SC A_GWh_After Competition Groups_Strip Curtains
Commercial | Com ¦ Education and Capacity Building/Energy Behavior | 2031 | SC A | GWh | After Competition Groups | 123.218 | 1333465.6655 | 1.3335 | 7778.6637 | 0.015841 | 15 | Commercial_2031_SC A_GWh_After Competition Groups_15 | Education and Capacity Building/Energy Behavior | 1.584% | 1.3335 | 123.218 | Commercial_2031_SC A_GWh_After Competition Groups_Education and Capacity Building/Energy Behavior
Commercial | Com ¦ LED or Equivalent Sign Lighting | 2031 | SC A | GWh | After Competition Groups | 113.4405 | 2720232.198 | 2.7202 | 7778.6637 | 0.014584 | 16 | Commercial_2031_SC A_GWh_After Competition Groups_16 | LED or Equivalent Sign Lighting | 1.458% | 2.7202 | 113.4405 | Commercial_2031_SC A_GWh_After Competition Groups_LED or Equivalent Sign Lighting
Commercial | Com ¦ ENERGY STAR LED LAMPS (General Service Lamps) | 2031 | SC A | GWh | After Competition Groups | 108.038 | 297669.6986 | 0.29767 | 7778.6637 | 0.013889 | 17 | Commercial_2031_SC A_GWh_After Competition Groups_17 | ENERGY STAR LED LAMPS (General Service Lamps) | 1.389% | 0.29767 | 108.038 | Commercial_2031_SC A_GWh_After Competition Groups_ENERGY STAR LED LAMPS (General Service Lamps)
Commercial | Com ¦ Centrally controlled desktop PC/NETWORK PC POWER MANAGEMENT SOFTWARE | 2031 | SC A | GWh | After Competition Groups | 106.0167 | 871691.871 | 0.87169 | 7778.6637 | 0.013629 | 18 | Commercial_2031_SC A_GWh_After Competition Groups_18 | Centrally controlled desktop PC/NETWORK PC POWER MANAGEMENT SOFTWARE | 1.363% | 0.87169 | 106.0167 | Commercial_2031_SC A_GWh_After Competition Groups_Centrally controlled desktop PC/NETWORK PC POWER MANAGEMENT SOFTWARE
Commercial | Com ¦ Advanced BAS/Controllers | 2031 | SC A | GWh | After Competition Groups | 101.9059 | 328428.3267 | 0.32843 | 7778.6637 | 0.013101 | 19 | Commercial_2031_SC A_GWh_After Competition Groups_19 | Advanced BAS/Controllers | 1.31% | 0.32843 | 101.9059 | Commercial_2031_SC A_GWh_After Competition Groups_Advanced BAS/Controllers
Commercial | Com ¦ Demand Control Ventilation | 2031 | SC A | GWh | After Competition Groups | 99.8011 | 401704.6127 | 0.4017 | 7778.6637 | 0.01283 | 20 | Commercial_2031_SC A_GWh_After Competition Groups_20 | Demand Control Ventilation | 1.283% | 0.4017 | 99.8011 | Commercial_2031_SC A_GWh_After Competition Groups_Demand Control Ventilation
Commercial | Com ¦ Variable Frequency Drive (VFD) | 2031 | SC A | GWh | After Competition Groups | 98.7435 | 1975393.1099 | 1.9754 | 7778.6637 | 0.012694 | 21 | Commercial_2031_SC A_GWh_After Competition Groups_21 | Variable Frequency Drive (VFD) | 1.269% | 1.9754 | 98.7435 | Commercial_2031_SC A_GWh_After Competition Groups_Variable Frequency Drive (VFD)
Commercial | Com ¦ VFD on Pumps | 2031 | SC A | GWh | After Competition Groups | 91.697 | 1891204.4529 | 1.8912 | 7778.6637 | 0.011788 | 22 | Commercial_2031_SC A_GWh_After Competition Groups_22 | VFD on Pumps | 1.179% | 1.8912 | 91.697 | Commercial_2031_SC A_GWh_After Competition Groups_VFD on Pumps
Commercial | Com ¦ Adaptive Thermostats | 2031 | SC A | GWh | After Competition Groups | 69.7455 | 1855573.0831 | 1.8556 | 7778.6637 | 0.0089663 | 23 | Commercial_2031_SC A_GWh_After Competition Groups_23 | Adaptive Thermostats | 0.8966% | 1.8556 | 69.7455 | Commercial_2031_SC A_GWh_After Competition Groups_Adaptive Thermostats
Commercial | Com ¦ ECM MOTORS FOR EVAPORATOR FANS for refrigeration (WALK-IN) | 2031 | SC A | GWh | After Competition Groups | 46.0505 | 1196852.1806 | 1.1969 | 7778.6637 | 0.0059201 | 24 | Commercial_2031_SC A_GWh_After Competition Groups_24 | ECM MOTORS FOR EVAPORATOR FANS for refrigeration (WALK-IN) | 0.592% | 1.1969 | 46.0505 | Commercial_2031_SC A_GWh_After Competition Groups_ECM MOTORS FOR EVAPORATOR FANS for refrigeration (WALK-IN)
Commercial | Com ¦ Condensing Unit Heaters or other Efficient Unit Heating System | 2031 | SC A | GWh | After Competition Groups | 44.5677 | 35937.7488 | 0.035938 | 7778.6637 | 0.0057295 | 25 | Commercial_2031_SC A_GWh_After Competition Groups_25 | Condensing Unit Heaters or other Efficient Unit Heating System | 0.5729% | 0.035938 | 44.5677 | Commercial_2031_SC A_GWh_After Competition Groups_Condensing Unit Heaters or other Efficient Unit Heating System
Commercial | Com ¦ Air Handler with Dedicated Outdoor Air Systems | 2031 | SC A | GWh | After Competition Groups | 43.9911 | 0 | 0 | 7778.6637 | 0.0056554 | 26 | Commercial_2031_SC A_GWh_After Competition Groups_26 | Air Handler with Dedicated Outdoor Air Systems | 0.5655% | 0 | 43.9911 | Commercial_2031_SC A_GWh_After Competition Groups_Air Handler with Dedicated Outdoor Air Systems
Commercial | Com ¦ Demand Control Kitchen Ventilation | 2031 | SC A | GWh | After Competition Groups | 41.9208 | 156479.5865 | 0.15648 | 7778.6637 | 0.0053892 | 27 | Commercial_2031_SC A_GWh_After Competition Groups_27 | Demand Control Kitchen Ventilation | 0.5389% | 0.15648 | 41.9208 | Commercial_2031_SC A_GWh_After Competition Groups_Demand Control Kitchen Ventilation
Commercial | Com ¦ Door Gasket Freezer/Refrigerator | 2031 | SC A | GWh | After Competition Groups | 41.7196 | 638287.2558 | 0.63829 | 7778.6637 | 0.0053633 | 28 | Commercial_2031_SC A_GWh_After Competition Groups_28 | Door Gasket Freezer/Refrigerator | 0.5363% | 0.63829 | 41.7196 | Commercial_2031_SC A_GWh_After Competition Groups_Door Gasket Freezer/Refrigerator
Commercial | Com ¦ Evaporator Fan Controls | 2031 | SC A | GWh | After Competition Groups | 36.8727 | 187516.0403 | 0.18752 | 7778.6637 | 0.0047402 | 29 | Commercial_2031_SC A_GWh_After Competition Groups_29 | Evaporator Fan Controls | 0.474% | 0.18752 | 36.8727 | Commercial_2031_SC A_GWh_After Competition Groups_Evaporator Fan Controls
Commercial | Com ¦ Refrigerated Display Case LED | 2031 | SC A | GWh | After Competition Groups | 35.0545 | 780375.2559 | 0.78038 | 7778.6637 | 0.0045065 | 30 | Commercial_2031_SC A_GWh_After Competition Groups_30 | Refrigerated Display Case LED | 0.4506% | 0.78038 | 35.0545 | Commercial_2031_SC A_GWh_After Competition Groups_Refrigerated Display Case LED
Commercial | Com ¦ Freezer Case Light Sensor | 2031 | SC A | GWh | After Competition Groups | 30.758 | 1323387.252 | 1.3234 | 7778.6637 | 0.0039542 | 31 | Commercial_2031_SC A_GWh_After Competition Groups_31 | Freezer Case Light Sensor | 0.3954% | 1.3234 | 30.758 | Commercial_2031_SC A_GWh_After Competition Groups_Freezer Case Light Sensor
Commercial | Com ¦ Unitary Air-Conditioning Unit | 2031 | SC A | GWh | After Competition Groups | 30.4298 | 921447.7623 | 0.92145 | 7778.6637 | 0.003912 | 32 | Commercial_2031_SC A_GWh_After Competition Groups_32 | Unitary Air-Conditioning Unit | 0.3912% | 0.92145 | 30.4298 | Commercial_2031_SC A_GWh_After Competition Groups_Unitary Air-Conditioning Unit
Commercial | Com ¦ ENERGY STAR Griddle (74% eff) | 2031 | SC A | GWh | After Competition Groups | 25.4572 | 224652.6332 | 0.22465 | 7778.6637 | 0.0032727 | 33 | Commercial_2031_SC A_GWh_After Competition Groups_33 | ENERGY STAR Griddle (74% eff) | 0.3273% | 0.22465 | 25.4572 | Commercial_2031_SC A_GWh_After Competition Groups_ENERGY STAR Griddle (74% eff)
Commercial | Com ¦ Occupancy Sensors | 2031 | SC A | GWh | After Competition Groups | 24.9729 | 6557.6098 | 0.0065576 | 7778.6637 | 0.0032104 | 34 | Commercial_2031_SC A_GWh_After Competition Groups_34 | Occupancy Sensors | 0.321% | 0.0065576 | 24.9729 | Commercial_2031_SC A_GWh_After Competition Groups_Occupancy Sensors
Commercial | Com ¦ Chilled Water Optimization | 2031 | SC A | GWh | After Competition Groups | 18.3336 | 536714.3451 | 0.53671 | 7778.6637 | 0.0023569 | 35 | Commercial_2031_SC A_GWh_After Competition Groups_35 | Chilled Water Optimization | 0.2357% | 0.53671 | 18.3336 | Commercial_2031_SC A_GWh_After Competition Groups_Chilled Water Optimization
Commercial | Com ¦ BEVERAGE VENDING MACHINE CONTROLS | 2031 | SC A | GWh | After Competition Groups | 16.0082 | 267612.5633 | 0.26761 | 7778.6637 | 0.002058 | 36 | Commercial_2031_SC A_GWh_After Competition Groups_36 | BEVERAGE VENDING MACHINE CONTROLS | 0.2058% | 0.26761 | 16.0082 | Commercial_2031_SC A_GWh_After Competition Groups_BEVERAGE VENDING MACHINE CONTROLS
Commercial | Com ¦ Elec Storage WH 2.30 Et | 2031 | SC A | GWh | After Competition Groups | 15.8201 | 626941.4735 | 0.62694 | 7778.6637 | 0.0020338 | 37 | Commercial_2031_SC A_GWh_After Competition Groups_37 | Elec Storage WH 2.30 Et | 0.2034% | 0.62694 | 15.8201 | Commercial_2031_SC A_GWh_After Competition Groups_Elec Storage WH 2.30 Et
Commercial | Com ¦ Temperature Adjustment in Commercial Freezers | 2031 | SC A | GWh | After Competition Groups | 14.115 | 0 | 0 | 7778.6637 | 0.0018146 | 38 | Commercial_2031_SC A_GWh_After Competition Groups_38 | Temperature Adjustment in Commercial Freezers | 0.1815% | 0 | 14.115 | Commercial_2031_SC A_GWh_After Competition Groups_Temperature Adjustment in Commercial Freezers
Commercial | Com ¦ CO Sensors for parking garage exhaust fans | 2031 | SC A | GWh | After Competition Groups | 12.2143 | 401758.5263 | 0.40176 | 7778.6637 | 0.0015702 | 39 | Commercial_2031_SC A_GWh_After Competition Groups_39 | CO Sensors for parking garage exhaust fans | 0.157% | 0.40176 | 12.2143 | Commercial_2031_SC A_GWh_After Competition Groups_CO Sensors for parking garage exhaust fans
Commercial | Com ¦ Energy Efficient Laboratory Fume Hood | 2031 | SC A | GWh | After Competition Groups | 11.4425 | 387177.4307 | 0.38718 | 7778.6637 | 0.001471 | 40 | Commercial_2031_SC A_GWh_After Competition Groups_40 | Energy Efficient Laboratory Fume Hood | 0.1471% | 0.38718 | 11.4425 | Commercial_2031_SC A_GWh_After Competition Groups_Energy Efficient Laboratory Fume Hood
Commercial | Com ¦ Vertical Night Covers | 2031 | SC A | GWh | After Competition Groups | 10.7017 | 141094.9794 | 0.14109 | 7778.6637 | 0.0013758 | 41 | Commercial_2031_SC A_GWh_After Competition Groups_41 | Vertical Night Covers | 0.1376% | 0.14109 | 10.7017 | Commercial_2031_SC A_GWh_After Competition Groups_Vertical Night Covers
Commercial | Com ¦ Outside Air Economizer | 2031 | SC A | GWh | After Competition Groups | 10.2263 | 119604.4018 | 0.1196 | 7778.6637 | 0.0013147 | 42 | Commercial_2031_SC A_GWh_After Competition Groups_42 | Outside Air Economizer | 0.1315% | 0.1196 | 10.2263 | Commercial_2031_SC A_GWh_After Competition Groups_Outside Air Economizer
Commercial | Com ¦ Duct Insulation, R8 | 2031 | SC A | GWh | After Competition Groups | 9.7196 | 326830.523 | 0.32683 | 7778.6637 | 0.0012495 | 43 | Commercial_2031_SC A_GWh_After Competition Groups_43 | Duct Insulation, R8 | 0.125% | 0.32683 | 9.7196 | Commercial_2031_SC A_GWh_After Competition Groups_Duct Insulation, R8
Commercial | Com ¦ Water Heating (DHW) Pipe Insulation (Add 3/4\ Foam)" | 2031 | SC A | GWh | After Competition Groups | 9.4681 | 255639.8888 | 0.25564 | 7778.6637 | 0.0012172 | 44 | Commercial_2031_SC A_GWh_After Competition Groups_44 | Water Heating (DHW) Pipe Insulation (Add 3/4\ Foam)" | 0.1217% | 0.25564 | 9.4681 | Commercial_2031_SC A_GWh_After Competition Groups_Water Heating (DHW) Pipe Insulation (Add 3/4\ Foam)"
Commercial | Com ¦ ENERGY STAR Fryer (84% eff) | 2031 | SC A | GWh | After Competition Groups | 9.3018 | 158484.4058 | 0.15848 | 7778.6637 | 0.0011958 | 45 | Commercial_2031_SC A_GWh_After Competition Groups_45 | ENERGY STAR Fryer (84% eff) | 0.1196% | 0.15848 | 9.3018 | Commercial_2031_SC A_GWh_After Competition Groups_ENERGY STAR Fryer (84% eff)
Commercial | Com ¦ Water Source Heat Pump (4 ton) | 2031 | SC A | GWh | After Competition Groups | 8.975 | 349777.8595 | 0.34978 | 7778.6637 | 0.0011538 | 46 | Commercial_2031_SC A_GWh_After Competition Groups_46 | Water Source Heat Pump (4 ton) | 0.1154% | 0.34978 | 8.975 | Commercial_2031_SC A_GWh_After Competition Groups_Water Source Heat Pump (4 ton)
Commercial | Com ¦ Suction Pipe Insulation Freezer/Refrigerator | 2031 | SC A | GWh | After Competition Groups | 5.7883 | 142782.0465 | 0.14278 | 7778.6637 | 0.00074412 | 47 | Commercial_2031_SC A_GWh_After Competition Groups_47 | Suction Pipe Insulation Freezer/Refrigerator | 0.07441% | 0.14278 | 5.7883 | Commercial_2031_SC A_GWh_After Competition Groups_Suction Pipe Insulation Freezer/Refrigerator
Commercial | Com ¦ ENERGY STAR Dishwasher | 2031 | SC A | GWh | After Competition Groups | 4.6191 | 35527.3154 | 0.035527 | 7778.6637 | 0.00059382 | 48 | Commercial_2031_SC A_GWh_After Competition Groups_48 | ENERGY STAR Dishwasher | 0.05938% | 0.035527 | 4.6191 | Commercial_2031_SC A_GWh_After Competition Groups_ENERGY STAR Dishwasher
Commercial | Com ¦ ENERGY STAR Steam Cookers | 2031 | SC A | GWh | After Competition Groups | 4.4471 | 83849.8939 | 0.08385 | 7778.6637 | 0.0005717 | 49 | Commercial_2031_SC A_GWh_After Competition Groups_49 | ENERGY STAR Steam Cookers | 0.05717% | 0.08385 | 4.4471 | Commercial_2031_SC A_GWh_After Competition Groups_ENERGY STAR Steam Cookers
Commercial | Com ¦ Condensing Make Up Air Unit | 2031 | SC A | GWh | After Competition Groups | 2.6967 | 137887.5978 | 0.13789 | 7778.6637 | 0.00034668 | 50 | Commercial_2031_SC A_GWh_After Competition Groups_50 | Condensing Make Up Air Unit | 0.03467% | 0.13789 | 2.6967 | Commercial_2031_SC A_GWh_After Competition Groups_Condensing Make Up Air Unit
Commercial | Com ¦ Ozone Laundry Treatment | 2031 | SC A | GWh | After Competition Groups | 2.4285 | 77441.9531 | 0.077442 | 7778.6637 | 0.0003122 | 51 | Commercial_2031_SC A_GWh_After Competition Groups_51 | Ozone Laundry Treatment | 0.03122% | 0.077442 | 2.4285 | Commercial_2031_SC A_GWh_After Competition Groups_Ozone Laundry Treatment
Commercial | Com ¦ Thermostat Setback | 2031 | SC A | GWh | After Competition Groups | 2.242 | 0 | 0 | 7778.6637 | 0.00028822 | 52 | Commercial_2031_SC A_GWh_After Competition Groups_52 | Thermostat Setback | 0.02882% | 0 | 2.242 | Commercial_2031_SC A_GWh_After Competition Groups_Thermostat Setback
Commercial | Com ¦ Demand controlled Circulating Systems | 2031 | SC A | GWh | After Competition Groups | 1.9358 | 0 | 0 | 7778.6637 | 0.00024886 | 53 | Commercial_2031_SC A_GWh_After Competition Groups_53 | Demand controlled Circulating Systems | 0.02489% | 0 | 1.9358 | Commercial_2031_SC A_GWh_After Competition Groups_Demand controlled Circulating Systems
Commercial | Com ¦ ECM MOTORS FOR HVAC APPLICATION (FAN-POWERED VAV BOX) | 2031 | SC A | GWh | After Competition Groups | 1.4465 | 39571.7526 | 0.039572 | 7778.6637 | 0.00018596 | 54 | Commercial_2031_SC A_GWh_After Competition Groups_54 | ECM MOTORS FOR HVAC APPLICATION (FAN-POWERED VAV BOX) | 0.0186% | 0.039572 | 1.4465 | Commercial_2031_SC A_GWh_After Competition Groups_ECM MOTORS FOR HVAC APPLICATION (FAN-POWERED VAV BOX)
Commercial | Com ¦ CEE Tier 2/Energy Star Clothes Washers | 2031 | SC A | GWh | After Competition Groups | 0.92629 | 12269.3179 | 0.012269 | 7778.6637 | 0.00011908 | 55 | Commercial_2031_SC A_GWh_After Competition Groups_55 | CEE Tier 2/Energy Star Clothes Washers | 0.01191% | 0.012269 | 0.92629 | Commercial_2031_SC A_GWh_After Competition Groups_CEE Tier 2/Energy Star Clothes Washers
Commercial | Com ¦ Notched V belts for HVAC Systems | 2031 | SC A | GWh | After Competition Groups | 0.74997 | 15548.6576 | 0.015549 | 7778.6637 | 9.6414e-05 | 56 | Commercial_2031_SC A_GWh_After Competition Groups_56 | Notched V belts for HVAC Systems | 0.009641% | 0.015549 | 0.74997 | Commercial_2031_SC A_GWh_After Competition Groups_Notched V belts for HVAC Systems
Commercial | Com ¦ Solar Water Preheat (Pools/DHW) | 2031 | SC A | GWh | After Competition Groups | 0.72135 | 3193.7649 | 0.0031938 | 7778.6637 | 9.2734e-05 | 57 | Commercial_2031_SC A_GWh_After Competition Groups_57 | Solar Water Preheat (Pools/DHW) | 0.009273% | 0.0031938 | 0.72135 | Commercial_2031_SC A_GWh_After Competition Groups_Solar Water Preheat (Pools/DHW)
Commercial | Com ¦ Auto Off Time Switch or Time Clock control | 2031 | SC A | GWh | After Competition Groups | 0.59821 | 88.9166 | 8.8917e-05 | 7778.6637 | 7.6905e-05 | 58 | Commercial_2031_SC A_GWh_After Competition Groups_58 | Auto Off Time Switch or Time Clock control | 0.00769% | 8.8917e-05 | 0.59821 | Commercial_2031_SC A_GWh_After Competition Groups_Auto Off Time Switch or Time Clock control
Commercial | COM ¦ Ductless Mini-Split Heat Pumps | 2031 | SC A | GWh | After Competition Groups | 0.56894 | 218.0451 | 0.00021805 | 7778.6637 | 7.3141e-05 | 59 | Commercial_2031_SC A_GWh_After Competition Groups_59 | Ductless Mini-Split Heat Pumps | 0.007314% | 0.00021805 | 0.56894 | Commercial_2031_SC A_GWh_After Competition Groups_Ductless Mini-Split Heat Pumps
Commercial | Com ¦ Low Flow Pre-Rinse Spray Nozzle | 2031 | SC A | GWh | After Competition Groups | 0.4775 | 2771.7254 | 0.0027717 | 7778.6637 | 6.1386e-05 | 60 | Commercial_2031_SC A_GWh_After Competition Groups_60 | Low Flow Pre-Rinse Spray Nozzle | 0.006139% | 0.0027717 | 0.4775 | Commercial_2031_SC A_GWh_After Competition Groups_Low Flow Pre-Rinse Spray Nozzle
Commercial | Com ¦ PTAC (12 EER/10,000 BTU) | 2031 | SC A | GWh | After Competition Groups | 0.44205 | 12993.0952 | 0.012993 | 7778.6637 | 5.6829e-05 | 61 | Commercial_2031_SC A_GWh_After Competition Groups_61 | PTAC (12 EER/10,000 BTU) | 0.005683% | 0.012993 | 0.44205 | Commercial_2031_SC A_GWh_After Competition Groups_PTAC (12 EER/10,000 BTU)
Commercial | Com ¦ HVAC Optimization | 2031 | SC A | GWh | After Competition Groups | 0.30638 | 213.5128 | 0.00021351 | 7778.6637 | 3.9387e-05 | 62 | Commercial_2031_SC A_GWh_After Competition Groups_62 | HVAC Optimization | 0.003939% | 0.00021351 | 0.30638 | Commercial_2031_SC A_GWh_After Competition Groups_HVAC Optimization
Commercial | Com ¦ Commercial Hot Food Holding Cabinets | 2031 | SC A | GWh | After Competition Groups | 0.25296 | 3341.174 | 0.0033412 | 7778.6637 | 3.252e-05 | 63 | Commercial_2031_SC A_GWh_After Competition Groups_63 | Commercial Hot Food Holding Cabinets | 0.003252% | 0.0033412 | 0.25296 | Commercial_2031_SC A_GWh_After Competition Groups_Commercial Hot Food Holding Cabinets
Commercial | Com ¦ LED RECESSED DOWNLIGHTS | 2031 | SC A | GWh | After Competition Groups | 0.25136 | 24078.8749 | 0.024079 | 7778.6637 | 3.2314e-05 | 64 | Commercial_2031_SC A_GWh_After Competition Groups_64 | LED RECESSED DOWNLIGHTS | 0.003231% | 0.024079 | 0.25136 | Commercial_2031_SC A_GWh_After Competition Groups_LED RECESSED DOWNLIGHTS
Commercial | Com ¦ High Efficiency Small Instantaneous Water Heater | 2031 | SC A | GWh | After Competition Groups | 0.14737 | 11618.981 | 0.011619 | 7778.6637 | 1.8946e-05 | 65 | Commercial_2031_SC A_GWh_After Competition Groups_65 | High Efficiency Small Instantaneous Water Heater | 0.001895% | 0.011619 | 0.14737 | Commercial_2031_SC A_GWh_After Competition Groups_High Efficiency Small Instantaneous Water Heater
Commercial | Com ¦ Air Curtains | 2031 | SC A | GWh | After Competition Groups | 0.14674 | 4582.1001 | 0.0045821 | 7778.6637 | 1.8864e-05 | 66 | Commercial_2031_SC A_GWh_After Competition Groups_66 | Air Curtains | 0.001886% | 0.0045821 | 0.14674 | Commercial_2031_SC A_GWh_After Competition Groups_Air Curtains
Commercial | Com ¦ Wall Insulation | 2031 | SC A | GWh | After Competition Groups | 0.087516 | 47.2031 | 4.7203e-05 | 7778.6637 | 1.1251e-05 | 67 | Commercial_2031_SC A_GWh_After Competition Groups_67 | Wall Insulation | 0.001125% | 4.7203e-05 | 0.087516 | Commercial_2031_SC A_GWh_After Competition Groups_Wall Insulation
Commercial | Com ¦ Energy Recovery Ventilation and Ventilation (Enhanced) | 2031 | SC A | GWh | After Competition Groups | 0.067829 | 0 | 0 | 7778.6637 | 8.7199e-06 | 68 | Commercial_2031_SC A_GWh_After Competition Groups_68 | Energy Recovery Ventilation and Ventilation (Enhanced) | 0.000872% | 0 | 0.067829 | Commercial_2031_SC A_GWh_After Competition Groups_Energy Recovery Ventilation and Ventilation (Enhanced)
Commercial | Com ¦ Efficient compressor motor | 2031 | SC A | GWh | After Competition Groups | 0.048768 | 14576.6004 | 0.014577 | 7778.6637 | 6.2695e-06 | 69 | Commercial_2031_SC A_GWh_After Competition Groups_69 | Efficient compressor motor | 0.0006269% | 0.014577 | 0.048768 | Commercial_2031_SC A_GWh_After Competition Groups_Efficient compressor motor
Commercial | Com ¦ VSD Air Compressor | 2031 | SC A | GWh | After Competition Groups | 0.028106 | 569.4365 | 0.00056944 | 7778.6637 | 3.6132e-06 | 70 | Commercial_2031_SC A_GWh_After Competition Groups_70 | VSD Air Compressor | 0.0003613% | 0.00056944 | 0.028106 | Commercial_2031_SC A_GWh_After Competition Groups_VSD Air Compressor
Commercial | Com ¦ LLLC - Low Impact Application | 2031 | SC A | GWh | After Competition Groups | 0.024479 | 4.1011 | 4.1011e-06 | 7778.6637 | 3.147e-06 | 71 | Commercial_2031_SC A_GWh_After Competition Groups_71 | LLLC - Low Impact Application | 0.0003147% | 4.1011e-06 | 0.024479 | Commercial_2031_SC A_GWh_After Competition Groups_LLLC - Low Impact Application
Commercial | Com ¦ Room AC (w/ louvered sides) 14 SEER from 12 SEER code | 2031 | SC A | GWh | After Competition Groups | 0.024308 | 910.6277 | 0.00091063 | 7778.6637 | 3.125e-06 | 72 | Commercial_2031_SC A_GWh_After Competition Groups_72 | Room AC (w/ louvered sides) 14 SEER from 12 SEER code | 0.0003125% | 0.00091063 | 0.024308 | Commercial_2031_SC A_GWh_After Competition Groups_Room AC (w/ louvered sides) 14 SEER from 12 SEER code
Commercial | Com ¦ LLLC - High Impact Application | 2031 | SC A | GWh | After Competition Groups | 0.022963 | 0.32473 | 3.2473e-07 | 7778.6637 | 2.952e-06 | 73 | Commercial_2031_SC A_GWh_After Competition Groups_73 | LLLC - High Impact Application | 0.0002952% | 3.2473e-07 | 0.022963 | Commercial_2031_SC A_GWh_After Competition Groups_LLLC - High Impact Application
Commercial | Com ¦ EC Plug Fan for Data Center (under cabinet) | 2031 | SC A | GWh | After Competition Groups | 0.022548 | 1188.1298 | 0.0011881 | 7778.6637 | 2.8987e-06 | 74 | Commercial_2031_SC A_GWh_After Competition Groups_74 | EC Plug Fan for Data Center (under cabinet) | 0.0002899% | 0.0011881 | 0.022548 | Commercial_2031_SC A_GWh_After Competition Groups_EC Plug Fan for Data Center (under cabinet)
Commercial | Com ¦ High Efficiency Chiller (avg of water and air cooled) | 2031 | SC A | GWh | After Competition Groups | 0.0050875 | 139.2396 | 0.00013924 | 7778.6637 | 6.5403e-07 | 75 | Commercial_2031_SC A_GWh_After Competition Groups_75 | High Efficiency Chiller (avg of water and air cooled) | 6.54e-05% | 0.00013924 | 0.0050875 | Commercial_2031_SC A_GWh_After Competition Groups_High Efficiency Chiller (avg of water and air cooled)
Commercial | Com ¦ Electric Convection Combination Ovens | 2031 | SC A | GWh | After Competition Groups | 0.0027608 | 3.6692 | 3.6692e-06 | 7778.6637 | 3.5492e-07 | 76 | Commercial_2031_SC A_GWh_After Competition Groups_76 | Electric Convection Combination Ovens | 3.549e-05% | 3.6692e-06 | 0.0027608 | Commercial_2031_SC A_GWh_After Competition Groups_Electric Convection Combination Ovens
Commercial | Com ¦ Networked/Connected - High Impact Application | 2031 | SC A | GWh | After Competition Groups | 0.00054829 | 5.0318e-05 | 5.0318e-11 | 7778.6637 | 7.0487e-08 | 77 | Commercial_2031_SC A_GWh_After Competition Groups_77 | Networked/Connected - High Impact Application | 7.049e-06% | 5.0318e-11 | 0.00054829 | Commercial_2031_SC A_GWh_After Competition Groups_Networked/Connected - High Impact Application
Commercial | Com ¦ Networked/Connected - Low Impact Application | 2031 | SC A | GWh | After Competition Groups | 2.519e-05 | 0.0011536 | 1.1536e-09 | 7778.6637 | 3.2383e-09 | 78 | Commercial_2031_SC A_GWh_After Competition Groups_78 | Networked/Connected - Low Impact Application | 3.238e-07% | 1.1536e-09 | 2.519e-05 | Commercial_2031_SC A_GWh_After Competition Groups_Networked/Connected - Low Impact Application
Commercial | Com ¦ Indoor Daylight Sensors/Photocell Dimming Control | 2031 | SC A | GWh | After Competition Groups | 0 | 0 | 0 | 7778.6637 | 0 | 79 | Commercial_2031_SC A_GWh_After Competition Groups_79 | Indoor Daylight Sensors/Photocell Dimming Control | 0% | 0 | 0 | Commercial_2031_SC A_GWh_After Competition Groups_Indoor Daylight Sensors/Photocell Dimming Control
Commercial | Com ¦ Variable Refrigerant Flow Heat Pump | 2031 | SC A | GWh | After Competition Groups | 0 | 0 | 0 | 7778.6637 | 0 | 80 | Commercial_2031_SC A_GWh_After Competition Groups_80 | Variable Refrigerant Flow Heat Pump | 0% | 0 | 0 | Commercial_2031_SC A_GWh_After Competition Groups_Variable Refrigerant Flow Heat Pump
Commercial | Com ¦ LED Low/High Bay | 2031 | SC B | GWh | After Competition Groups | 983.8618 | 66472674.6957 | 66.4727 | 10361.2164 | 0.094956 | 1 | Commercial_2031_SC B_GWh_After Competition Groups_1 | LED Low/High Bay | 9.496% | 66.4727 | 983.8618 | Commercial_2031_SC B_GWh_After Competition Groups_LED Low/High Bay
Commercial | Com ¦ Building Recommissioning, Operations and Maintenance (O&M) Improvements | 2031 | SC B | GWh | After Competition Groups | 899.2277 | 5419957.5957 | 5.42 | 10361.2164 | 0.086788 | 2 | Commercial_2031_SC B_GWh_After Competition Groups_2 | Building Recommissioning, Operations and Maintenance (O&M) Improvements | 8.679% | 5.42 | 899.2277 | Commercial_2031_SC B_GWh_After Competition Groups_Building Recommissioning, Operations and Maintenance (O&M) Improvements
Commercial | Com ¦ LED Troffer/Surface/Suspended | 2031 | SC B | GWh | After Competition Groups | 895.8483 | 44179609.9686 | 44.1796 | 10361.2164 | 0.086462 | 3 | Commercial_2031_SC B_GWh_After Competition Groups_3 | LED Troffer/Surface/Suspended | 8.646% | 44.1796 | 895.8483 | Commercial_2031_SC B_GWh_After Competition Groups_LED Troffer/Surface/Suspended
Commercial | Com ¦ ENERGY STAR LED LAMPS (REFLECTOR LAMPs/MR16/PAR 16) | 2031 | SC B | GWh | After Competition Groups | 889.5909 | 2136219.318 | 2.1362 | 10361.2164 | 0.085858 | 4 | Commercial_2031_SC B_GWh_After Competition Groups_4 | ENERGY STAR LED LAMPS (REFLECTOR LAMPs/MR16/PAR 16) | 8.586% | 2.1362 | 889.5909 | Commercial_2031_SC B_GWh_After Competition Groups_ENERGY STAR LED LAMPS (REFLECTOR LAMPs/MR16/PAR 16)
Commercial | Com ¦ Education and Capacity Building/Energy Behavior | 2031 | SC B | GWh | After Competition Groups | 616.0898 | 6667328.3276 | 6.6673 | 10361.2164 | 0.059461 | 5 | Commercial_2031_SC B_GWh_After Competition Groups_5 | Education and Capacity Building/Energy Behavior | 5.946% | 6.6673 | 616.0898 | Commercial_2031_SC B_GWh_After Competition Groups_Education and Capacity Building/Energy Behavior
Commercial | Com ¦ LED EXTERIOR AREA LIGHTS - LED fixture (200W) | 2031 | SC B | GWh | After Competition Groups | 579.7634 | 867217.4257 | 0.86722 | 10361.2164 | 0.055955 | 6 | Commercial_2031_SC B_GWh_After Competition Groups_6 | LED EXTERIOR AREA LIGHTS - LED fixture (200W) | 5.596% | 0.86722 | 579.7634 | Commercial_2031_SC B_GWh_After Competition Groups_LED EXTERIOR AREA LIGHTS - LED fixture (200W)
Commercial | Com ¦ LED parking lot fixture | 2031 | SC B | GWh | After Competition Groups | 555.8999 | 5222561.0564 | 5.2226 | 10361.2164 | 0.053652 | 7 | Commercial_2031_SC B_GWh_After Competition Groups_7 | LED parking lot fixture | 5.365% | 5.2226 | 555.8999 | Commercial_2031_SC B_GWh_After Competition Groups_LED parking lot fixture
Commercial | Com ¦ Furnace Tune-Up | 2031 | SC B | GWh | After Competition Groups | 545.4076 | 84952.0576 | 0.084952 | 10361.2164 | 0.052639 | 8 | Commercial_2031_SC B_GWh_After Competition Groups_8 | Furnace Tune-Up | 5.264% | 0.084952 | 545.4076 | Commercial_2031_SC B_GWh_After Competition Groups_Furnace Tune-Up
Commercial | Com ¦ LED Replacement Lamp (Tube) | 2031 | SC B | GWh | After Competition Groups | 514.3306 | 0 | 0 | 10361.2164 | 0.04964 | 9 | Commercial_2031_SC B_GWh_After Competition Groups_9 | LED Replacement Lamp (Tube) | 4.964% | 0 | 514.3306 | Commercial_2031_SC B_GWh_After Competition Groups_LED Replacement Lamp (Tube)
Commercial | Com ¦ LED street light fixture | 2031 | SC B | GWh | After Competition Groups | 347.7274 | 8474218.5095 | 8.4742 | 10361.2164 | 0.03356 | 10 | Commercial_2031_SC B_GWh_After Competition Groups_10 | LED street light fixture | 3.356% | 8.4742 | 347.7274 | Commercial_2031_SC B_GWh_After Competition Groups_LED street light fixture
Commercial | Com ¦ Data Center Storage/Server Virtualization | 2031 | SC B | GWh | After Competition Groups | 233.4095 | 0 | 0 | 10361.2164 | 0.022527 | 11 | Commercial_2031_SC B_GWh_After Competition Groups_11 | Data Center Storage/Server Virtualization | 2.253% | 0 | 233.4095 | Commercial_2031_SC B_GWh_After Competition Groups_Data Center Storage/Server Virtualization
Commercial | Com ¦ Refrigerated Display Case Doors | 2031 | SC B | GWh | After Competition Groups | 230.3087 | 15474740.8707 | 15.4747 | 10361.2164 | 0.022228 | 12 | Commercial_2031_SC B_GWh_After Competition Groups_12 | Refrigerated Display Case Doors | 2.223% | 15.4747 | 230.3087 | Commercial_2031_SC B_GWh_After Competition Groups_Refrigerated Display Case Doors
Commercial | Com ¦ Demand Control Ventilation | 2031 | SC B | GWh | After Competition Groups | 228.8107 | 4080981.0241 | 4.081 | 10361.2164 | 0.022083 | 13 | Commercial_2031_SC B_GWh_After Competition Groups_13 | Demand Control Ventilation | 2.208% | 4.081 | 228.8107 | Commercial_2031_SC B_GWh_After Competition Groups_Demand Control Ventilation
Commercial | Com ¦ Strip Curtains | 2031 | SC B | GWh | After Competition Groups | 221.5651 | 161165.4493 | 0.16117 | 10361.2164 | 0.021384 | 14 | Commercial_2031_SC B_GWh_After Competition Groups_14 | Strip Curtains | 2.138% | 0.16117 | 221.5651 | Commercial_2031_SC B_GWh_After Competition Groups_Strip Curtains
Commercial | Com ¦ Reach-in Shaded Pole to ECM/PSC Evaporator Fan Motor | 2031 | SC B | GWh | After Competition Groups | 219.9462 | 2555826.132 | 2.5558 | 10361.2164 | 0.021228 | 15 | Commercial_2031_SC B_GWh_After Competition Groups_15 | Reach-in Shaded Pole to ECM/PSC Evaporator Fan Motor | 2.123% | 2.5558 | 219.9462 | Commercial_2031_SC B_GWh_After Competition Groups_Reach-in Shaded Pole to ECM/PSC Evaporator Fan Motor
Commercial | Com ¦ High Efficiency Air Source Heat Pump | 2031 | SC B | GWh | After Competition Groups | 210.7171 | 1262895.0883 | 1.2629 | 10361.2164 | 0.020337 | 16 | Commercial_2031_SC B_GWh_After Competition Groups_16 | High Efficiency Air Source Heat Pump | 2.034% | 1.2629 | 210.7171 | Commercial_2031_SC B_GWh_After Competition Groups_High Efficiency Air Source Heat Pump
Commercial | Com ¦ Variable Frequency Drive (VFD) | 2031 | SC B | GWh | After Competition Groups | 181.1507 | 1402190.0319 | 1.4022 | 10361.2164 | 0.017484 | 17 | Commercial_2031_SC B_GWh_After Competition Groups_17 | Variable Frequency Drive (VFD) | 1.748% | 1.4022 | 181.1507 | Commercial_2031_SC B_GWh_After Competition Groups_Variable Frequency Drive (VFD)
Commercial | Com ¦ Advanced BAS/Controllers | 2031 | SC B | GWh | After Competition Groups | 172.9176 | 1250274.6121 | 1.2503 | 10361.2164 | 0.016689 | 18 | Commercial_2031_SC B_GWh_After Competition Groups_18 | Advanced BAS/Controllers | 1.669% | 1.2503 | 172.9176 | Commercial_2031_SC B_GWh_After Competition Groups_Advanced BAS/Controllers
Commercial | Com ¦ VFD on Pumps | 2031 | SC B | GWh | After Competition Groups | 169.3886 | 1426253.2855 | 1.4263 | 10361.2164 | 0.016348 | 19 | Commercial_2031_SC B_GWh_After Competition Groups_19 | VFD on Pumps | 1.635% | 1.4263 | 169.3886 | Commercial_2031_SC B_GWh_After Competition Groups_VFD on Pumps
Commercial | Com ¦ Centrally controlled desktop PC/NETWORK PC POWER MANAGEMENT SOFTWARE | 2031 | SC B | GWh | After Competition Groups | 162.7072 | 787418.3118 | 0.78742 | 10361.2164 | 0.015703 | 20 | Commercial_2031_SC B_GWh_After Competition Groups_20 | Centrally controlled desktop PC/NETWORK PC POWER MANAGEMENT SOFTWARE | 1.57% | 0.78742 | 162.7072 | Commercial_2031_SC B_GWh_After Competition Groups_Centrally controlled desktop PC/NETWORK PC POWER MANAGEMENT SOFTWARE
Commercial | Com ¦ LED or Equivalent Sign Lighting | 2031 | SC B | GWh | After Competition Groups | 155.5205 | 7077594.3708 | 7.0776 | 10361.2164 | 0.01501 | 21 | Commercial_2031_SC B_GWh_After Competition Groups_21 | LED or Equivalent Sign Lighting | 1.501% | 7.0776 | 155.5205 | Commercial_2031_SC B_GWh_After Competition Groups_LED or Equivalent Sign Lighting
Commercial | Com ¦ Air Handler with Dedicated Outdoor Air Systems | 2031 | SC B | GWh | After Competition Groups | 137.4925 | 0 | 0 | 10361.2164 | 0.01327 | 22 | Commercial_2031_SC B_GWh_After Competition Groups_22 | Air Handler with Dedicated Outdoor Air Systems | 1.327% | 0 | 137.4925 | Commercial_2031_SC B_GWh_After Competition Groups_Air Handler with Dedicated Outdoor Air Systems
Commercial | Com ¦ Adaptive Thermostats | 2031 | SC B | GWh | After Competition Groups | 127.5084 | 2997245.0353 | 2.9972 | 10361.2164 | 0.012306 | 23 | Commercial_2031_SC B_GWh_After Competition Groups_23 | Adaptive Thermostats | 1.231% | 2.9972 | 127.5084 | Commercial_2031_SC B_GWh_After Competition Groups_Adaptive Thermostats
Commercial | Com ¦ ENERGY STAR LED LAMPS (General Service Lamps) | 2031 | SC B | GWh | After Competition Groups | 108.038 | 297639.9316 | 0.29764 | 10361.2164 | 0.010427 | 24 | Commercial_2031_SC B_GWh_After Competition Groups_24 | ENERGY STAR LED LAMPS (General Service Lamps) | 1.043% | 0.29764 | 108.038 | Commercial_2031_SC B_GWh_After Competition Groups_ENERGY STAR LED LAMPS (General Service Lamps)
Commercial | Com ¦ Unitary Air-Conditioning Unit | 2031 | SC B | GWh | After Competition Groups | 95.2408 | 12477272.2693 | 12.4773 | 10361.2164 | 0.009192 | 25 | Commercial_2031_SC B_GWh_After Competition Groups_25 | Unitary Air-Conditioning Unit | 0.9192% | 12.4773 | 95.2408 | Commercial_2031_SC B_GWh_After Competition Groups_Unitary Air-Conditioning Unit
Commercial | Com ¦ ECM MOTORS FOR EVAPORATOR FANS for refrigeration (WALK-IN) | 2031 | SC B | GWh | After Competition Groups | 85.2853 | 869032.0066 | 0.86903 | 10361.2164 | 0.0082312 | 26 | Commercial_2031_SC B_GWh_After Competition Groups_26 | ECM MOTORS FOR EVAPORATOR FANS for refrigeration (WALK-IN) | 0.8231% | 0.86903 | 85.2853 | Commercial_2031_SC B_GWh_After Competition Groups_ECM MOTORS FOR EVAPORATOR FANS for refrigeration (WALK-IN)
Commercial | Com ¦ Condensing Unit Heaters or other Efficient Unit Heating System | 2031 | SC B | GWh | After Competition Groups | 82.0525 | 25524.3709 | 0.025524 | 10361.2164 | 0.0079192 | 27 | Commercial_2031_SC B_GWh_After Competition Groups_27 | Condensing Unit Heaters or other Efficient Unit Heating System | 0.7919% | 0.025524 | 82.0525 | Commercial_2031_SC B_GWh_After Competition Groups_Condensing Unit Heaters or other Efficient Unit Heating System
Commercial | Com ¦ Door Gasket Freezer/Refrigerator | 2031 | SC B | GWh | After Competition Groups | 82.0145 | 1750579.1261 | 1.7506 | 10361.2164 | 0.0079155 | 28 | Commercial_2031_SC B_GWh_After Competition Groups_28 | Door Gasket Freezer/Refrigerator | 0.7916% | 1.7506 | 82.0145 | Commercial_2031_SC B_GWh_After Competition Groups_Door Gasket Freezer/Refrigerator
Commercial | Com ¦ Demand Control Kitchen Ventilation | 2031 | SC B | GWh | After Competition Groups | 72.4672 | 272365.0158 | 0.27237 | 10361.2164 | 0.0069941 | 29 | Commercial_2031_SC B_GWh_After Competition Groups_29 | Demand Control Kitchen Ventilation | 0.6994% | 0.27237 | 72.4672 | Commercial_2031_SC B_GWh_After Competition Groups_Demand Control Kitchen Ventilation
Commercial | Com ¦ Freezer Case Light Sensor | 2031 | SC B | GWh | After Competition Groups | 70.1487 | 1925459.0781 | 1.9255 | 10361.2164 | 0.0067703 | 30 | Commercial_2031_SC B_GWh_After Competition Groups_30 | Freezer Case Light Sensor | 0.677% | 1.9255 | 70.1487 | Commercial_2031_SC B_GWh_After Competition Groups_Freezer Case Light Sensor
Commercial | Com ¦ Evaporator Fan Controls | 2031 | SC B | GWh | After Competition Groups | 68.4282 | 137179.9218 | 0.13718 | 10361.2164 | 0.0066043 | 31 | Commercial_2031_SC B_GWh_After Competition Groups_31 | Evaporator Fan Controls | 0.6604% | 0.13718 | 68.4282 | Commercial_2031_SC B_GWh_After Competition Groups_Evaporator Fan Controls
Commercial | Com ¦ Refrigerated Display Case LED | 2031 | SC B | GWh | After Competition Groups | 64.1188 | 2618033.3821 | 2.618 | 10361.2164 | 0.0061883 | 32 | Commercial_2031_SC B_GWh_After Competition Groups_32 | Refrigerated Display Case LED | 0.6188% | 2.618 | 64.1188 | Commercial_2031_SC B_GWh_After Competition Groups_Refrigerated Display Case LED
Commercial | Com ¦ BEVERAGE VENDING MACHINE CONTROLS | 2031 | SC B | GWh | After Competition Groups | 30.5031 | 373650.5359 | 0.37365 | 10361.2164 | 0.002944 | 33 | Commercial_2031_SC B_GWh_After Competition Groups_33 | BEVERAGE VENDING MACHINE CONTROLS | 0.2944% | 0.37365 | 30.5031 | Commercial_2031_SC B_GWh_After Competition Groups_BEVERAGE VENDING MACHINE CONTROLS
Commercial | Com ¦ Elec Storage WH 2.30 Et | 2031 | SC B | GWh | After Competition Groups | 28.0178 | 555401.3814 | 0.5554 | 10361.2164 | 0.0027041 | 34 | Commercial_2031_SC B_GWh_After Competition Groups_34 | Elec Storage WH 2.30 Et | 0.2704% | 0.5554 | 28.0178 | Commercial_2031_SC B_GWh_After Competition Groups_Elec Storage WH 2.30 Et
Commercial | Com ¦ Temperature Adjustment in Commercial Freezers | 2031 | SC B | GWh | After Competition Groups | 26.1774 | 0 | 0 | 10361.2164 | 0.0025265 | 35 | Commercial_2031_SC B_GWh_After Competition Groups_35 | Temperature Adjustment in Commercial Freezers | 0.2526% | 0 | 26.1774 | Commercial_2031_SC B_GWh_After Competition Groups_Temperature Adjustment in Commercial Freezers
Commercial | Com ¦ ENERGY STAR Griddle (74% eff) | 2031 | SC B | GWh | After Competition Groups | 25.4571 | 224629.2204 | 0.22463 | 10361.2164 | 0.002457 | 36 | Commercial_2031_SC B_GWh_After Competition Groups_36 | ENERGY STAR Griddle (74% eff) | 0.2457% | 0.22463 | 25.4571 | Commercial_2031_SC B_GWh_After Competition Groups_ENERGY STAR Griddle (74% eff)
Commercial | Com ¦ Occupancy Sensors | 2031 | SC B | GWh | After Competition Groups | 24.9729 | 6556.9529 | 0.006557 | 10361.2164 | 0.0024102 | 37 | Commercial_2031_SC B_GWh_After Competition Groups_37 | Occupancy Sensors | 0.241% | 0.006557 | 24.9729 | Commercial_2031_SC B_GWh_After Competition Groups_Occupancy Sensors
Commercial | Com ¦ CO Sensors for parking garage exhaust fans | 2031 | SC B | GWh | After Competition Groups | 24.0557 | 714915.4937 | 0.71492 | 10361.2164 | 0.0023217 | 38 | Commercial_2031_SC B_GWh_After Competition Groups_38 | CO Sensors for parking garage exhaust fans | 0.2322% | 0.71492 | 24.0557 | Commercial_2031_SC B_GWh_After Competition Groups_CO Sensors for parking garage exhaust fans
Commercial | Com ¦ Chilled Water Optimization | 2031 | SC B | GWh | After Competition Groups | 23.8862 | 1724608.1847 | 1.7246 | 10361.2164 | 0.0023053 | 39 | Commercial_2031_SC B_GWh_After Competition Groups_39 | Chilled Water Optimization | 0.2305% | 1.7246 | 23.8862 | Commercial_2031_SC B_GWh_After Competition Groups_Chilled Water Optimization
Commercial | Com ¦ Energy Efficient Laboratory Fume Hood | 2031 | SC B | GWh | After Competition Groups | 22.819 | 455919.4854 | 0.45592 | 10361.2164 | 0.0022023 | 40 | Commercial_2031_SC B_GWh_After Competition Groups_40 | Energy Efficient Laboratory Fume Hood | 0.2202% | 0.45592 | 22.819 | Commercial_2031_SC B_GWh_After Competition Groups_Energy Efficient Laboratory Fume Hood
Commercial | Com ¦ Vertical Night Covers | 2031 | SC B | GWh | After Competition Groups | 20.2978 | 133066.4512 | 0.13307 | 10361.2164 | 0.001959 | 41 | Commercial_2031_SC B_GWh_After Competition Groups_41 | Vertical Night Covers | 0.1959% | 0.13307 | 20.2978 | Commercial_2031_SC B_GWh_After Competition Groups_Vertical Night Covers
Commercial | Com ¦ Duct Insulation, R8 | 2031 | SC B | GWh | After Competition Groups | 18.2033 | 258765.7516 | 0.25877 | 10361.2164 | 0.0017569 | 42 | Commercial_2031_SC B_GWh_After Competition Groups_42 | Duct Insulation, R8 | 0.1757% | 0.25877 | 18.2033 | Commercial_2031_SC B_GWh_After Competition Groups_Duct Insulation, R8
Commercial | Com ¦ Water Heating (DHW) Pipe Insulation (Add 3/4\ Foam)" | 2031 | SC B | GWh | After Competition Groups | 17.51 | 184643.9663 | 0.18464 | 10361.2164 | 0.00169 | 43 | Commercial_2031_SC B_GWh_After Competition Groups_43 | Water Heating (DHW) Pipe Insulation (Add 3/4\ Foam)" | 0.169% | 0.18464 | 17.51 | Commercial_2031_SC B_GWh_After Competition Groups_Water Heating (DHW) Pipe Insulation (Add 3/4\ Foam)"
Commercial | Com ¦ Water Source Heat Pump (4 ton) | 2031 | SC B | GWh | After Competition Groups | 17.3784 | 1531347.4451 | 1.5313 | 10361.2164 | 0.0016773 | 44 | Commercial_2031_SC B_GWh_After Competition Groups_44 | Water Source Heat Pump (4 ton) | 0.1677% | 1.5313 | 17.3784 | Commercial_2031_SC B_GWh_After Competition Groups_Water Source Heat Pump (4 ton)
Commercial | Com ¦ Outside Air Economizer | 2031 | SC B | GWh | After Competition Groups | 15.7866 | 101156.6476 | 0.10116 | 10361.2164 | 0.0015236 | 45 | Commercial_2031_SC B_GWh_After Competition Groups_45 | Outside Air Economizer | 0.1524% | 0.10116 | 15.7866 | Commercial_2031_SC B_GWh_After Competition Groups_Outside Air Economizer
Commercial | Com ¦ Suction Pipe Insulation Freezer/Refrigerator | 2031 | SC B | GWh | After Competition Groups | 11.1014 | 130970.5114 | 0.13097 | 10361.2164 | 0.0010714 | 46 | Commercial_2031_SC B_GWh_After Competition Groups_46 | Suction Pipe Insulation Freezer/Refrigerator | 0.1071% | 0.13097 | 11.1014 | Commercial_2031_SC B_GWh_After Competition Groups_Suction Pipe Insulation Freezer/Refrigerator
Commercial | Com ¦ ENERGY STAR Fryer (84% eff) | 2031 | SC B | GWh | After Competition Groups | 9.3018 | 158467.7851 | 0.15847 | 10361.2164 | 0.00089775 | 47 | Commercial_2031_SC B_GWh_After Competition Groups_47 | ENERGY STAR Fryer (84% eff) | 0.08977% | 0.15847 | 9.3018 | Commercial_2031_SC B_GWh_After Competition Groups_ENERGY STAR Fryer (84% eff)
Commercial | Com ¦ Ozone Laundry Treatment | 2031 | SC B | GWh | After Competition Groups | 5.4349 | 188963.1467 | 0.18896 | 10361.2164 | 0.00052454 | 48 | Commercial_2031_SC B_GWh_After Competition Groups_48 | Ozone Laundry Treatment | 0.05245% | 0.18896 | 5.4349 | Commercial_2031_SC B_GWh_After Competition Groups_Ozone Laundry Treatment
Commercial | Com ¦ ENERGY STAR Dishwasher | 2031 | SC B | GWh | After Competition Groups | 5.3874 | 35523.4524 | 0.035523 | 10361.2164 | 0.00051996 | 49 | Commercial_2031_SC B_GWh_After Competition Groups_49 | ENERGY STAR Dishwasher | 0.052% | 0.035523 | 5.3874 | Commercial_2031_SC B_GWh_After Competition Groups_ENERGY STAR Dishwasher
Commercial | Com ¦ Condensing Make Up Air Unit | 2031 | SC B | GWh | After Competition Groups | 5.3051 | 700202.6476 | 0.7002 | 10361.2164 | 0.00051201 | 50 | Commercial_2031_SC B_GWh_After Competition Groups_50 | Condensing Make Up Air Unit | 0.0512% | 0.7002 | 5.3051 | Commercial_2031_SC B_GWh_After Competition Groups_Condensing Make Up Air Unit
Commercial | Com ¦ ENERGY STAR Steam Cookers | 2031 | SC B | GWh | After Competition Groups | 4.4471 | 83840.7057 | 0.083841 | 10361.2164 | 0.0004292 | 51 | Commercial_2031_SC B_GWh_After Competition Groups_51 | ENERGY STAR Steam Cookers | 0.04292% | 0.083841 | 4.4471 | Commercial_2031_SC B_GWh_After Competition Groups_ENERGY STAR Steam Cookers
Commercial | Com ¦ Demand controlled Circulating Systems | 2031 | SC B | GWh | After Competition Groups | 3.7799 | 0 | 0 | 10361.2164 | 0.00036481 | 52 | Commercial_2031_SC B_GWh_After Competition Groups_52 | Demand controlled Circulating Systems | 0.03648% | 0 | 3.7799 | Commercial_2031_SC B_GWh_After Competition Groups_Demand controlled Circulating Systems
Commercial | Com ¦ ECM MOTORS FOR HVAC APPLICATION (FAN-POWERED VAV BOX) | 2031 | SC B | GWh | After Competition Groups | 2.3718 | 38787.7777 | 0.038788 | 10361.2164 | 0.00022892 | 53 | Commercial_2031_SC B_GWh_After Competition Groups_53 | ECM MOTORS FOR HVAC APPLICATION (FAN-POWERED VAV BOX) | 0.02289% | 0.038788 | 2.3718 | Commercial_2031_SC B_GWh_After Competition Groups_ECM MOTORS FOR HVAC APPLICATION (FAN-POWERED VAV BOX)
Commercial | Com ¦ Thermostat Setback | 2031 | SC B | GWh | After Competition Groups | 2.2617 | 0 | 0 | 10361.2164 | 0.00021829 | 54 | Commercial_2031_SC B_GWh_After Competition Groups_54 | Thermostat Setback | 0.02183% | 0 | 2.2617 | Commercial_2031_SC B_GWh_After Competition Groups_Thermostat Setback
Commercial | Com ¦ Solar Water Preheat (Pools/DHW) | 2031 | SC B | GWh | After Competition Groups | 1.5432 | 5312.925 | 0.0053129 | 10361.2164 | 0.00014894 | 55 | Commercial_2031_SC B_GWh_After Competition Groups_55 | Solar Water Preheat (Pools/DHW) | 0.01489% | 0.0053129 | 1.5432 | Commercial_2031_SC B_GWh_After Competition Groups_Solar Water Preheat (Pools/DHW)
Commercial | Com ¦ Notched V belts for HVAC Systems | 2031 | SC B | GWh | After Competition Groups | 1.3095 | 35372.6334 | 0.035373 | 10361.2164 | 0.00012639 | 56 | Commercial_2031_SC B_GWh_After Competition Groups_56 | Notched V belts for HVAC Systems | 0.01264% | 0.035373 | 1.3095 | Commercial_2031_SC B_GWh_After Competition Groups_Notched V belts for HVAC Systems
Commercial | Com ¦ Auto Off Time Switch or Time Clock control | 2031 | SC B | GWh | After Competition Groups | 1.0897 | 82.7588 | 8.2759e-05 | 10361.2164 | 0.00010517 | 57 | Commercial_2031_SC B_GWh_After Competition Groups_57 | Auto Off Time Switch or Time Clock control | 0.01052% | 8.2759e-05 | 1.0897 | Commercial_2031_SC B_GWh_After Competition Groups_Auto Off Time Switch or Time Clock control
Commercial | Com ¦ CEE Tier 2/Energy Star Clothes Washers | 2031 | SC B | GWh | After Competition Groups | 1.0888 | 19390.7761 | 0.019391 | 10361.2164 | 0.00010508 | 58 | Commercial_2031_SC B_GWh_After Competition Groups_58 | CEE Tier 2/Energy Star Clothes Washers | 0.01051% | 0.019391 | 1.0888 | Commercial_2031_SC B_GWh_After Competition Groups_CEE Tier 2/Energy Star Clothes Washers
Commercial | Com ¦ PTAC (12 EER/10,000 BTU) | 2031 | SC B | GWh | After Competition Groups | 1.0079 | 43703.3015 | 0.043703 | 10361.2164 | 9.7274e-05 | 59 | Commercial_2031_SC B_GWh_After Competition Groups_59 | PTAC (12 EER/10,000 BTU) | 0.009727% | 0.043703 | 1.0079 | Commercial_2031_SC B_GWh_After Competition Groups_PTAC (12 EER/10,000 BTU)
Commercial | COM ¦ Ductless Mini-Split Heat Pumps | 2031 | SC B | GWh | After Competition Groups | 0.76533 | 255.1289 | 0.00025513 | 10361.2164 | 7.3865e-05 | 60 | Commercial_2031_SC B_GWh_After Competition Groups_60 | Ductless Mini-Split Heat Pumps | 0.007386% | 0.00025513 | 0.76533 | Commercial_2031_SC B_GWh_After Competition Groups_Ductless Mini-Split Heat Pumps
Commercial | Com ¦ Low Flow Pre-Rinse Spray Nozzle | 2031 | SC B | GWh | After Competition Groups | 0.59063 | 2505.8513 | 0.0025059 | 10361.2164 | 5.7004e-05 | 61 | Commercial_2031_SC B_GWh_After Competition Groups_61 | Low Flow Pre-Rinse Spray Nozzle | 0.0057% | 0.0025059 | 0.59063 | Commercial_2031_SC B_GWh_After Competition Groups_Low Flow Pre-Rinse Spray Nozzle
Commercial | Com ¦ High Efficiency Small Instantaneous Water Heater | 2031 | SC B | GWh | After Competition Groups | 0.49347 | 37649.7727 | 0.03765 | 10361.2164 | 4.7627e-05 | 62 | Commercial_2031_SC B_GWh_After Competition Groups_62 | High Efficiency Small Instantaneous Water Heater | 0.004763% | 0.03765 | 0.49347 | Commercial_2031_SC B_GWh_After Competition Groups_High Efficiency Small Instantaneous Water Heater
Commercial | Com ¦ Commercial Hot Food Holding Cabinets | 2031 | SC B | GWh | After Competition Groups | 0.34958 | 3924.0747 | 0.0039241 | 10361.2164 | 3.3739e-05 | 63 | Commercial_2031_SC B_GWh_After Competition Groups_63 | Commercial Hot Food Holding Cabinets | 0.003374% | 0.0039241 | 0.34958 | Commercial_2031_SC B_GWh_After Competition Groups_Commercial Hot Food Holding Cabinets
Commercial | Com ¦ Efficient compressor motor | 2031 | SC B | GWh | After Competition Groups | 0.3177 | 252874.1423 | 0.25287 | 10361.2164 | 3.0662e-05 | 64 | Commercial_2031_SC B_GWh_After Competition Groups_64 | Efficient compressor motor | 0.003066% | 0.25287 | 0.3177 | Commercial_2031_SC B_GWh_After Competition Groups_Efficient compressor motor
Commercial | Com ¦ HVAC Optimization | 2031 | SC B | GWh | After Competition Groups | 0.30638 | 213.4913 | 0.00021349 | 10361.2164 | 2.957e-05 | 65 | Commercial_2031_SC B_GWh_After Competition Groups_65 | HVAC Optimization | 0.002957% | 0.00021349 | 0.30638 | Commercial_2031_SC B_GWh_After Competition Groups_HVAC Optimization
Commercial | Com ¦ LED RECESSED DOWNLIGHTS | 2031 | SC B | GWh | After Competition Groups | 0.27564 | 54305.9374 | 0.054306 | 10361.2164 | 2.6603e-05 | 66 | Commercial_2031_SC B_GWh_After Competition Groups_66 | LED RECESSED DOWNLIGHTS | 0.00266% | 0.054306 | 0.27564 | Commercial_2031_SC B_GWh_After Competition Groups_LED RECESSED DOWNLIGHTS
Commercial | Com ¦ Energy Recovery Ventilation and Ventilation (Enhanced) | 2031 | SC B | GWh | After Competition Groups | 0.2426 | 0 | 0 | 10361.2164 | 2.3415e-05 | 67 | Commercial_2031_SC B_GWh_After Competition Groups_67 | Energy Recovery Ventilation and Ventilation (Enhanced) | 0.002341% | 0 | 0.2426 | Commercial_2031_SC B_GWh_After Competition Groups_Energy Recovery Ventilation and Ventilation (Enhanced)
Commercial | Com ¦ Wall Insulation | 2031 | SC B | GWh | After Competition Groups | 0.16629 | 470.095 | 0.0004701 | 10361.2164 | 1.6049e-05 | 68 | Commercial_2031_SC B_GWh_After Competition Groups_68 | Wall Insulation | 0.001605% | 0.0004701 | 0.16629 | Commercial_2031_SC B_GWh_After Competition Groups_Wall Insulation
Commercial | Com ¦ Room AC (w/ louvered sides) 14 SEER from 12 SEER code | 2031 | SC B | GWh | After Competition Groups | 0.06824 | 6232.1183 | 0.0062321 | 10361.2164 | 6.5861e-06 | 69 | Commercial_2031_SC B_GWh_After Competition Groups_69 | Room AC (w/ louvered sides) 14 SEER from 12 SEER code | 0.0006586% | 0.0062321 | 0.06824 | Commercial_2031_SC B_GWh_After Competition Groups_Room AC (w/ louvered sides) 14 SEER from 12 SEER code
Commercial | Com ¦ Air Curtains | 2031 | SC B | GWh | After Competition Groups | 0.047609 | 6035.3954 | 0.0060354 | 10361.2164 | 4.5949e-06 | 70 | Commercial_2031_SC B_GWh_After Competition Groups_70 | Air Curtains | 0.0004595% | 0.0060354 | 0.047609 | Commercial_2031_SC B_GWh_After Competition Groups_Air Curtains
Commercial | Com ¦ High Efficiency Chiller (avg of water and air cooled) | 2031 | SC B | GWh | After Competition Groups | 0.04279 | 8164.0237 | 0.008164 | 10361.2164 | 4.1298e-06 | 71 | Commercial_2031_SC B_GWh_After Competition Groups_71 | High Efficiency Chiller (avg of water and air cooled) | 0.000413% | 0.008164 | 0.04279 | Commercial_2031_SC B_GWh_After Competition Groups_High Efficiency Chiller (avg of water and air cooled)
Commercial | Com ¦ EC Plug Fan for Data Center (under cabinet) | 2031 | SC B | GWh | After Competition Groups | 0.034576 | 2074.0117 | 0.002074 | 10361.2164 | 3.337e-06 | 72 | Commercial_2031_SC B_GWh_After Competition Groups_72 | EC Plug Fan for Data Center (under cabinet) | 0.0003337% | 0.002074 | 0.034576 | Commercial_2031_SC B_GWh_After Competition Groups_EC Plug Fan for Data Center (under cabinet)
Commercial | Com ¦ VSD Air Compressor | 2031 | SC B | GWh | After Competition Groups | 0.032926 | 599.0203 | 0.00059902 | 10361.2164 | 3.1778e-06 | 73 | Commercial_2031_SC B_GWh_After Competition Groups_73 | VSD Air Compressor | 0.0003178% | 0.00059902 | 0.032926 | Commercial_2031_SC B_GWh_After Competition Groups_VSD Air Compressor
Commercial | Com ¦ Electric Convection Combination Ovens | 2031 | SC B | GWh | After Competition Groups | 0.0029786 | 3.6866 | 3.6866e-06 | 10361.2164 | 2.8748e-07 | 74 | Commercial_2031_SC B_GWh_After Competition Groups_74 | Electric Convection Combination Ovens | 2.875e-05% | 3.6866e-06 | 0.0029786 | Commercial_2031_SC B_GWh_After Competition Groups_Electric Convection Combination Ovens
Commercial | Com ¦ LLLC - Low Impact Application | 2031 | SC B | GWh | After Competition Groups | 2.9056e-18 | 2.3068e-14 | 2.3068e-20 | 10361.2164 | 2.8043e-22 | 75 | Commercial_2031_SC B_GWh_After Competition Groups_75 | LLLC - Low Impact Application | 2.804e-20% | 2.3068e-20 | 2.9056e-18 | Commercial_2031_SC B_GWh_After Competition Groups_LLLC - Low Impact Application
Commercial | Com ¦ LLLC - High Impact Application | 2031 | SC B | GWh | After Competition Groups | 1.0538e-18 | 1.4263e-14 | 1.4263e-20 | 10361.2164 | 1.0171e-22 | 76 | Commercial_2031_SC B_GWh_After Competition Groups_76 | LLLC - High Impact Application | 1.017e-20% | 1.4263e-20 | 1.0538e-18 | Commercial_2031_SC B_GWh_After Competition Groups_LLLC - High Impact Application
Commercial | Com ¦ Networked/Connected - High Impact Application | 2031 | SC B | GWh | After Competition Groups | 1.3488e-20 | 2.8801e-16 | 2.8801e-22 | 10361.2164 | 1.3018e-24 | 77 | Commercial_2031_SC B_GWh_After Competition Groups_77 | Networked/Connected - High Impact Application | 1.302e-22% | 2.8801e-22 | 1.3488e-20 | Commercial_2031_SC B_GWh_After Competition Groups_Networked/Connected - High Impact Application
Commercial | Com ¦ Networked/Connected - Low Impact Application | 2031 | SC B | GWh | After Competition Groups | 7.6707e-21 | 2.0784e-16 | 2.0784e-22 | 10361.2164 | 7.4033e-25 | 78 | Commercial_2031_SC B_GWh_After Competition Groups_78 | Networked/Connected - Low Impact Application | 7.403e-23% | 2.0784e-22 | 7.6707e-21 | Commercial_2031_SC B_GWh_After Competition Groups_Networked/Connected - Low Impact Application
Commercial | Com ¦ Indoor Daylight Sensors/Photocell Dimming Control | 2031 | SC B | GWh | After Competition Groups | 0 | 0 | 0 | 10361.2164 | 0 | 79 | Commercial_2031_SC B_GWh_After Competition Groups_79 | Indoor Daylight Sensors/Photocell Dimming Control | 0% | 0 | 0 | Commercial_2031_SC B_GWh_After Competition Groups_Indoor Daylight Sensors/Photocell Dimming Control
Commercial | Com ¦ Variable Refrigerant Flow Heat Pump | 2031 | SC B | GWh | After Competition Groups | 0 | 0 | 0 | 10361.2164 | 0 | 80 | Commercial_2031_SC B_GWh_After Competition Groups_80 | Variable Refrigerant Flow Heat Pump | 0% | 0 | 0 | Commercial_2031_SC B_GWh_After Competition Groups_Variable Refrigerant Flow Heat Pump
Commercial | Com ¦ LED Low/High Bay | 2031 | SC C | GWh | After Competition Groups | 982.5343 | 65522935.3456 | 65.5229 | 8118.1431 | 0.12103 | 1 | Commercial_2031_SC C_GWh_After Competition Groups_1 | LED Low/High Bay | 12.1% | 65.5229 | 982.5343 | Commercial_2031_SC C_GWh_After Competition Groups_LED Low/High Bay
Commercial | Com ¦ LED Troffer/Surface/Suspended | 2031 | SC C | GWh | After Competition Groups | 894.578 | 44288410.6231 | 44.2884 | 8118.1431 | 0.11019 | 2 | Commercial_2031_SC C_GWh_After Competition Groups_2 | LED Troffer/Surface/Suspended | 11.02% | 44.2884 | 894.578 | Commercial_2031_SC C_GWh_After Competition Groups_LED Troffer/Surface/Suspended
Commercial | Com ¦ ENERGY STAR LED LAMPS (REFLECTOR LAMPs/MR16/PAR 16) | 2031 | SC C | GWh | After Competition Groups | 889.5909 | 2136432.9613 | 2.1364 | 8118.1431 | 0.10958 | 3 | Commercial_2031_SC C_GWh_After Competition Groups_3 | ENERGY STAR LED LAMPS (REFLECTOR LAMPs/MR16/PAR 16) | 10.96% | 2.1364 | 889.5909 | Commercial_2031_SC C_GWh_After Competition Groups_ENERGY STAR LED LAMPS (REFLECTOR LAMPs/MR16/PAR 16)
Commercial | Com ¦ LED EXTERIOR AREA LIGHTS - LED fixture (200W) | 2031 | SC C | GWh | After Competition Groups | 578.8653 | 0 | 0 | 8118.1431 | 0.071305 | 4 | Commercial_2031_SC C_GWh_After Competition Groups_4 | LED EXTERIOR AREA LIGHTS - LED fixture (200W) | 7.131% | 0 | 578.8653 | Commercial_2031_SC C_GWh_After Competition Groups_LED EXTERIOR AREA LIGHTS - LED fixture (200W)
Commercial | Com ¦ LED parking lot fixture | 2031 | SC C | GWh | After Competition Groups | 555.8999 | 5223083.3647 | 5.2231 | 8118.1431 | 0.068476 | 5 | Commercial_2031_SC C_GWh_After Competition Groups_5 | LED parking lot fixture | 6.848% | 5.2231 | 555.8999 | Commercial_2031_SC C_GWh_After Competition Groups_LED parking lot fixture
Commercial | Com ¦ LED Replacement Lamp (Tube) | 2031 | SC C | GWh | After Competition Groups | 514.3306 | 0 | 0 | 8118.1431 | 0.063356 | 6 | Commercial_2031_SC C_GWh_After Competition Groups_6 | LED Replacement Lamp (Tube) | 6.336% | 0 | 514.3306 | Commercial_2031_SC C_GWh_After Competition Groups_LED Replacement Lamp (Tube)
Commercial | Com ¦ Building Recommissioning, Operations and Maintenance (O&M) Improvements | 2031 | SC C | GWh | After Competition Groups | 461.9826 | 2305733.2588 | 2.3057 | 8118.1431 | 0.056907 | 7 | Commercial_2031_SC C_GWh_After Competition Groups_7 | Building Recommissioning, Operations and Maintenance (O&M) Improvements | 5.691% | 2.3057 | 461.9826 | Commercial_2031_SC C_GWh_After Competition Groups_Building Recommissioning, Operations and Maintenance (O&M) Improvements
Commercial | Com ¦ LED street light fixture | 2031 | SC C | GWh | After Competition Groups | 347.7274 | 8475066.0161 | 8.4751 | 8118.1431 | 0.042833 | 8 | Commercial_2031_SC C_GWh_After Competition Groups_8 | LED street light fixture | 4.283% | 8.4751 | 347.7274 | Commercial_2031_SC C_GWh_After Competition Groups_LED street light fixture
Commercial | Com ¦ Furnace Tune-Up | 2031 | SC C | GWh | After Competition Groups | 296.3803 | 119711.6862 | 0.11971 | 8118.1431 | 0.036508 | 9 | Commercial_2031_SC C_GWh_After Competition Groups_9 | Furnace Tune-Up | 3.651% | 0.11971 | 296.3803 | Commercial_2031_SC C_GWh_After Competition Groups_Furnace Tune-Up
Commercial | Com ¦ High Efficiency Air Source Heat Pump | 2031 | SC C | GWh | After Competition Groups | 210.7176 | 1263023.8478 | 1.263 | 8118.1431 | 0.025956 | 10 | Commercial_2031_SC C_GWh_After Competition Groups_10 | High Efficiency Air Source Heat Pump | 2.596% | 1.263 | 210.7176 | Commercial_2031_SC C_GWh_After Competition Groups_High Efficiency Air Source Heat Pump
Commercial | Com ¦ Data Center Storage/Server Virtualization | 2031 | SC C | GWh | After Competition Groups | 206.1007 | 0 | 0 | 8118.1431 | 0.025388 | 11 | Commercial_2031_SC C_GWh_After Competition Groups_11 | Data Center Storage/Server Virtualization | 2.539% | 0 | 206.1007 | Commercial_2031_SC C_GWh_After Competition Groups_Data Center Storage/Server Virtualization
Commercial | Com ¦ Reach-in Shaded Pole to ECM/PSC Evaporator Fan Motor | 2031 | SC C | GWh | After Competition Groups | 203.4957 | 2516376.1568 | 2.5164 | 8118.1431 | 0.025067 | 12 | Commercial_2031_SC C_GWh_After Competition Groups_12 | Reach-in Shaded Pole to ECM/PSC Evaporator Fan Motor | 2.507% | 2.5164 | 203.4957 | Commercial_2031_SC C_GWh_After Competition Groups_Reach-in Shaded Pole to ECM/PSC Evaporator Fan Motor
Commercial | Com ¦ Refrigerated Display Case Doors | 2031 | SC C | GWh | After Competition Groups | 182.1445 | 13778773.1523 | 13.7788 | 8118.1431 | 0.022437 | 13 | Commercial_2031_SC C_GWh_After Competition Groups_13 | Refrigerated Display Case Doors | 2.244% | 13.7788 | 182.1445 | Commercial_2031_SC C_GWh_After Competition Groups_Refrigerated Display Case Doors
Commercial | Com ¦ LED or Equivalent Sign Lighting | 2031 | SC C | GWh | After Competition Groups | 155.5205 | 7078302.2011 | 7.0783 | 8118.1431 | 0.019157 | 14 | Commercial_2031_SC C_GWh_After Competition Groups_14 | LED or Equivalent Sign Lighting | 1.916% | 7.0783 | 155.5205 | Commercial_2031_SC C_GWh_After Competition Groups_LED or Equivalent Sign Lighting
Commercial | Com ¦ Strip Curtains | 2031 | SC C | GWh | After Competition Groups | 141.2362 | 186593.2669 | 0.18659 | 8118.1431 | 0.017398 | 15 | Commercial_2031_SC C_GWh_After Competition Groups_15 | Strip Curtains | 1.74% | 0.18659 | 141.2362 | Commercial_2031_SC C_GWh_After Competition Groups_Strip Curtains
Commercial | Com ¦ Demand Control Ventilation | 2031 | SC C | GWh | After Competition Groups | 123.5623 | 3510030.2047 | 3.51 | 8118.1431 | 0.015221 | 16 | Commercial_2031_SC C_GWh_After Competition Groups_16 | Demand Control Ventilation | 1.522% | 3.51 | 123.5623 | Commercial_2031_SC C_GWh_After Competition Groups_Demand Control Ventilation
Commercial | Com ¦ Education and Capacity Building/Energy Behavior | 2031 | SC C | GWh | After Competition Groups | 123.218 | 1333465.6655 | 1.3335 | 8118.1431 | 0.015178 | 17 | Commercial_2031_SC C_GWh_After Competition Groups_17 | Education and Capacity Building/Energy Behavior | 1.518% | 1.3335 | 123.218 | Commercial_2031_SC C_GWh_After Competition Groups_Education and Capacity Building/Energy Behavior
Commercial | Com ¦ ENERGY STAR LED LAMPS (General Service Lamps) | 2031 | SC C | GWh | After Competition Groups | 108.038 | 297669.6986 | 0.29767 | 8118.1431 | 0.013308 | 18 | Commercial_2031_SC C_GWh_After Competition Groups_18 | ENERGY STAR LED LAMPS (General Service Lamps) | 1.331% | 0.29767 | 108.038 | Commercial_2031_SC C_GWh_After Competition Groups_ENERGY STAR LED LAMPS (General Service Lamps)
Commercial | Com ¦ Advanced BAS/Controllers | 2031 | SC C | GWh | After Competition Groups | 107.3075 | 532263.1682 | 0.53226 | 8118.1431 | 0.013218 | 19 | Commercial_2031_SC C_GWh_After Competition Groups_19 | Advanced BAS/Controllers | 1.322% | 0.53226 | 107.3075 | Commercial_2031_SC C_GWh_After Competition Groups_Advanced BAS/Controllers
Commercial | Com ¦ Centrally controlled desktop PC/NETWORK PC POWER MANAGEMENT SOFTWARE | 2031 | SC C | GWh | After Competition Groups | 106.0167 | 871691.871 | 0.87169 | 8118.1431 | 0.013059 | 20 | Commercial_2031_SC C_GWh_After Competition Groups_20 | Centrally controlled desktop PC/NETWORK PC POWER MANAGEMENT SOFTWARE | 1.306% | 0.87169 | 106.0167 | Commercial_2031_SC C_GWh_After Competition Groups_Centrally controlled desktop PC/NETWORK PC POWER MANAGEMENT SOFTWARE
Commercial | Com ¦ Variable Frequency Drive (VFD) | 2031 | SC C | GWh | After Competition Groups | 98.7435 | 1975393.1099 | 1.9754 | 8118.1431 | 0.012163 | 21 | Commercial_2031_SC C_GWh_After Competition Groups_21 | Variable Frequency Drive (VFD) | 1.216% | 1.9754 | 98.7435 | Commercial_2031_SC C_GWh_After Competition Groups_Variable Frequency Drive (VFD)
Commercial | Com ¦ VFD on Pumps | 2031 | SC C | GWh | After Competition Groups | 92.2117 | 2007323.0152 | 2.0073 | 8118.1431 | 0.011359 | 22 | Commercial_2031_SC C_GWh_After Competition Groups_22 | VFD on Pumps | 1.136% | 2.0073 | 92.2117 | Commercial_2031_SC C_GWh_After Competition Groups_VFD on Pumps
Commercial | Com ¦ Adaptive Thermostats | 2031 | SC C | GWh | After Competition Groups | 77.4824 | 3604146.8084 | 3.6041 | 8118.1431 | 0.0095443 | 23 | Commercial_2031_SC C_GWh_After Competition Groups_23 | Adaptive Thermostats | 0.9544% | 3.6041 | 77.4824 | Commercial_2031_SC C_GWh_After Competition Groups_Adaptive Thermostats
Commercial | Com ¦ Unitary Air-Conditioning Unit | 2031 | SC C | GWh | After Competition Groups | 65.0668 | 9989740.4758 | 9.9897 | 8118.1431 | 0.008015 | 24 | Commercial_2031_SC C_GWh_After Competition Groups_24 | Unitary Air-Conditioning Unit | 0.8015% | 9.9897 | 65.0668 | Commercial_2031_SC C_GWh_After Competition Groups_Unitary Air-Conditioning Unit
Commercial | Com ¦ Air Handler with Dedicated Outdoor Air Systems | 2031 | SC C | GWh | After Competition Groups | 54.6111 | 0 | 0 | 8118.1431 | 0.006727 | 25 | Commercial_2031_SC C_GWh_After Competition Groups_25 | Air Handler with Dedicated Outdoor Air Systems | 0.6727% | 0 | 54.6111 | Commercial_2031_SC C_GWh_After Competition Groups_Air Handler with Dedicated Outdoor Air Systems
Commercial | Com ¦ ECM MOTORS FOR EVAPORATOR FANS for refrigeration (WALK-IN) | 2031 | SC C | GWh | After Competition Groups | 46.0505 | 1196852.1806 | 1.1969 | 8118.1431 | 0.0056725 | 26 | Commercial_2031_SC C_GWh_After Competition Groups_26 | ECM MOTORS FOR EVAPORATOR FANS for refrigeration (WALK-IN) | 0.5673% | 1.1969 | 46.0505 | Commercial_2031_SC C_GWh_After Competition Groups_ECM MOTORS FOR EVAPORATOR FANS for refrigeration (WALK-IN)
Commercial | Com ¦ Condensing Unit Heaters or other Efficient Unit Heating System | 2031 | SC C | GWh | After Competition Groups | 44.5677 | 35937.7488 | 0.035938 | 8118.1431 | 0.0054899 | 27 | Commercial_2031_SC C_GWh_After Competition Groups_27 | Condensing Unit Heaters or other Efficient Unit Heating System | 0.549% | 0.035938 | 44.5677 | Commercial_2031_SC C_GWh_After Competition Groups_Condensing Unit Heaters or other Efficient Unit Heating System
Commercial | Com ¦ Door Gasket Freezer/Refrigerator | 2031 | SC C | GWh | After Competition Groups | 44.4833 | 1471241.9013 | 1.4712 | 8118.1431 | 0.0054795 | 28 | Commercial_2031_SC C_GWh_After Competition Groups_28 | Door Gasket Freezer/Refrigerator | 0.5479% | 1.4712 | 44.4833 | Commercial_2031_SC C_GWh_After Competition Groups_Door Gasket Freezer/Refrigerator
Commercial | Com ¦ Demand Control Kitchen Ventilation | 2031 | SC C | GWh | After Competition Groups | 43.9272 | 218191.0829 | 0.21819 | 8118.1431 | 0.005411 | 29 | Commercial_2031_SC C_GWh_After Competition Groups_29 | Demand Control Kitchen Ventilation | 0.5411% | 0.21819 | 43.9272 | Commercial_2031_SC C_GWh_After Competition Groups_Demand Control Kitchen Ventilation
Commercial | Com ¦ Refrigerated Display Case LED | 2031 | SC C | GWh | After Competition Groups | 43.2127 | 2428223.4961 | 2.4282 | 8118.1431 | 0.005323 | 30 | Commercial_2031_SC C_GWh_After Competition Groups_30 | Refrigerated Display Case LED | 0.5323% | 2.4282 | 43.2127 | Commercial_2031_SC C_GWh_After Competition Groups_Refrigerated Display Case LED
Commercial | Com ¦ Freezer Case Light Sensor | 2031 | SC C | GWh | After Competition Groups | 37.8004 | 2631821.4804 | 2.6318 | 8118.1431 | 0.0046563 | 31 | Commercial_2031_SC C_GWh_After Competition Groups_31 | Freezer Case Light Sensor | 0.4656% | 2.6318 | 37.8004 | Commercial_2031_SC C_GWh_After Competition Groups_Freezer Case Light Sensor
Commercial | Com ¦ Evaporator Fan Controls | 2031 | SC C | GWh | After Competition Groups | 36.8727 | 187516.0403 | 0.18752 | 8118.1431 | 0.004542 | 32 | Commercial_2031_SC C_GWh_After Competition Groups_32 | Evaporator Fan Controls | 0.4542% | 0.18752 | 36.8727 | Commercial_2031_SC C_GWh_After Competition Groups_Evaporator Fan Controls
Commercial | Com ¦ ENERGY STAR Griddle (74% eff) | 2031 | SC C | GWh | After Competition Groups | 25.4572 | 224652.6332 | 0.22465 | 8118.1431 | 0.0031358 | 33 | Commercial_2031_SC C_GWh_After Competition Groups_33 | ENERGY STAR Griddle (74% eff) | 0.3136% | 0.22465 | 25.4572 | Commercial_2031_SC C_GWh_After Competition Groups_ENERGY STAR Griddle (74% eff)
Commercial | Com ¦ Occupancy Sensors | 2031 | SC C | GWh | After Competition Groups | 24.9729 | 6557.6098 | 0.0065576 | 8118.1431 | 0.0030762 | 34 | Commercial_2031_SC C_GWh_After Competition Groups_34 | Occupancy Sensors | 0.3076% | 0.0065576 | 24.9729 | Commercial_2031_SC C_GWh_After Competition Groups_Occupancy Sensors
Commercial | Com ¦ Chilled Water Optimization | 2031 | SC C | GWh | After Competition Groups | 23.8869 | 1724831.3647 | 1.7248 | 8118.1431 | 0.0029424 | 35 | Commercial_2031_SC C_GWh_After Competition Groups_35 | Chilled Water Optimization | 0.2942% | 1.7248 | 23.8869 | Commercial_2031_SC C_GWh_After Competition Groups_Chilled Water Optimization
Commercial | Com ¦ BEVERAGE VENDING MACHINE CONTROLS | 2031 | SC C | GWh | After Competition Groups | 16.2659 | 344652.4665 | 0.34465 | 8118.1431 | 0.0020036 | 36 | Commercial_2031_SC C_GWh_After Competition Groups_36 | BEVERAGE VENDING MACHINE CONTROLS | 0.2004% | 0.34465 | 16.2659 | Commercial_2031_SC C_GWh_After Competition Groups_BEVERAGE VENDING MACHINE CONTROLS
Commercial | Com ¦ Elec Storage WH 2.30 Et | 2031 | SC C | GWh | After Competition Groups | 15.8567 | 634946.4341 | 0.63495 | 8118.1431 | 0.0019532 | 37 | Commercial_2031_SC C_GWh_After Competition Groups_37 | Elec Storage WH 2.30 Et | 0.1953% | 0.63495 | 15.8567 | Commercial_2031_SC C_GWh_After Competition Groups_Elec Storage WH 2.30 Et
Commercial | Com ¦ Temperature Adjustment in Commercial Freezers | 2031 | SC C | GWh | After Competition Groups | 14.115 | 0 | 0 | 8118.1431 | 0.0017387 | 38 | Commercial_2031_SC C_GWh_After Competition Groups_38 | Temperature Adjustment in Commercial Freezers | 0.1739% | 0 | 14.115 | Commercial_2031_SC C_GWh_After Competition Groups_Temperature Adjustment in Commercial Freezers
Commercial | Com ¦ CO Sensors for parking garage exhaust fans | 2031 | SC C | GWh | After Competition Groups | 13.7605 | 803111.3402 | 0.80311 | 8118.1431 | 0.001695 | 39 | Commercial_2031_SC C_GWh_After Competition Groups_39 | CO Sensors for parking garage exhaust fans | 0.1695% | 0.80311 | 13.7605 | Commercial_2031_SC C_GWh_After Competition Groups_CO Sensors for parking garage exhaust fans
Commercial | Com ¦ Energy Efficient Laboratory Fume Hood | 2031 | SC C | GWh | After Competition Groups | 12.455 | 636138.0534 | 0.63614 | 8118.1431 | 0.0015342 | 40 | Commercial_2031_SC C_GWh_After Competition Groups_40 | Energy Efficient Laboratory Fume Hood | 0.1534% | 0.63614 | 12.455 | Commercial_2031_SC C_GWh_After Competition Groups_Energy Efficient Laboratory Fume Hood
Commercial | Com ¦ Water Source Heat Pump (4 ton) | 2031 | SC C | GWh | After Competition Groups | 11.876 | 1226616.8845 | 1.2266 | 8118.1431 | 0.0014629 | 41 | Commercial_2031_SC C_GWh_After Competition Groups_41 | Water Source Heat Pump (4 ton) | 0.1463% | 1.2266 | 11.876 | Commercial_2031_SC C_GWh_After Competition Groups_Water Source Heat Pump (4 ton)
Commercial | Com ¦ Vertical Night Covers | 2031 | SC C | GWh | After Competition Groups | 10.9376 | 181891.4413 | 0.18189 | 8118.1431 | 0.0013473 | 42 | Commercial_2031_SC C_GWh_After Competition Groups_42 | Vertical Night Covers | 0.1347% | 0.18189 | 10.9376 | Commercial_2031_SC C_GWh_After Competition Groups_Vertical Night Covers
Commercial | Com ¦ Outside Air Economizer | 2031 | SC C | GWh | After Competition Groups | 10.2263 | 119604.4018 | 0.1196 | 8118.1431 | 0.0012597 | 43 | Commercial_2031_SC C_GWh_After Competition Groups_43 | Outside Air Economizer | 0.126% | 0.1196 | 10.2263 | Commercial_2031_SC C_GWh_After Competition Groups_Outside Air Economizer
Commercial | Com ¦ Duct Insulation, R8 | 2031 | SC C | GWh | After Competition Groups | 9.9146 | 368857.9731 | 0.36886 | 8118.1431 | 0.0012213 | 44 | Commercial_2031_SC C_GWh_After Competition Groups_44 | Duct Insulation, R8 | 0.1221% | 0.36886 | 9.9146 | Commercial_2031_SC C_GWh_After Competition Groups_Duct Insulation, R8
Commercial | Com ¦ Water Heating (DHW) Pipe Insulation (Add 3/4\ Foam)" | 2031 | SC C | GWh | After Competition Groups | 9.4681 | 255639.8888 | 0.25564 | 8118.1431 | 0.0011663 | 45 | Commercial_2031_SC C_GWh_After Competition Groups_45 | Water Heating (DHW) Pipe Insulation (Add 3/4\ Foam)" | 0.1166% | 0.25564 | 9.4681 | Commercial_2031_SC C_GWh_After Competition Groups_Water Heating (DHW) Pipe Insulation (Add 3/4\ Foam)"
Commercial | Com ¦ ENERGY STAR Fryer (84% eff) | 2031 | SC C | GWh | After Competition Groups | 9.3018 | 158484.4058 | 0.15848 | 8118.1431 | 0.0011458 | 46 | Commercial_2031_SC C_GWh_After Competition Groups_46 | ENERGY STAR Fryer (84% eff) | 0.1146% | 0.15848 | 9.3018 | Commercial_2031_SC C_GWh_After Competition Groups_ENERGY STAR Fryer (84% eff)
Commercial | Com ¦ Suction Pipe Insulation Freezer/Refrigerator | 2031 | SC C | GWh | After Competition Groups | 5.9886 | 179669.3188 | 0.17967 | 8118.1431 | 0.00073768 | 47 | Commercial_2031_SC C_GWh_After Competition Groups_47 | Suction Pipe Insulation Freezer/Refrigerator | 0.07377% | 0.17967 | 5.9886 | Commercial_2031_SC C_GWh_After Competition Groups_Suction Pipe Insulation Freezer/Refrigerator
Commercial | Com ¦ ENERGY STAR Dishwasher | 2031 | SC C | GWh | After Competition Groups | 4.9864 | 35527.3154 | 0.035527 | 8118.1431 | 0.00061423 | 48 | Commercial_2031_SC C_GWh_After Competition Groups_48 | ENERGY STAR Dishwasher | 0.06142% | 0.035527 | 4.9864 | Commercial_2031_SC C_GWh_After Competition Groups_ENERGY STAR Dishwasher
Commercial | Com ¦ ENERGY STAR Steam Cookers | 2031 | SC C | GWh | After Competition Groups | 4.4471 | 83849.8939 | 0.08385 | 8118.1431 | 0.0005478 | 49 | Commercial_2031_SC C_GWh_After Competition Groups_49 | ENERGY STAR Steam Cookers | 0.05478% | 0.08385 | 4.4471 | Commercial_2031_SC C_GWh_After Competition Groups_ENERGY STAR Steam Cookers
Commercial | Com ¦ Condensing Make Up Air Unit | 2031 | SC C | GWh | After Competition Groups | 3.9662 | 600309.5159 | 0.60031 | 8118.1431 | 0.00048856 | 50 | Commercial_2031_SC C_GWh_After Competition Groups_50 | Condensing Make Up Air Unit | 0.04886% | 0.60031 | 3.9662 | Commercial_2031_SC C_GWh_After Competition Groups_Condensing Make Up Air Unit
Commercial | Com ¦ Ozone Laundry Treatment | 2031 | SC C | GWh | After Competition Groups | 3.0674 | 219987.3326 | 0.21999 | 8118.1431 | 0.00037785 | 51 | Commercial_2031_SC C_GWh_After Competition Groups_51 | Ozone Laundry Treatment | 0.03778% | 0.21999 | 3.0674 | Commercial_2031_SC C_GWh_After Competition Groups_Ozone Laundry Treatment
Commercial | Com ¦ Thermostat Setback | 2031 | SC C | GWh | After Competition Groups | 2.242 | 0 | 0 | 8118.1431 | 0.00027617 | 52 | Commercial_2031_SC C_GWh_After Competition Groups_52 | Thermostat Setback | 0.02762% | 0 | 2.242 | Commercial_2031_SC C_GWh_After Competition Groups_Thermostat Setback
Commercial | Com ¦ Demand controlled Circulating Systems | 2031 | SC C | GWh | After Competition Groups | 2.0142 | 0 | 0 | 8118.1431 | 0.00024811 | 53 | Commercial_2031_SC C_GWh_After Competition Groups_53 | Demand controlled Circulating Systems | 0.02481% | 0 | 2.0142 | Commercial_2031_SC C_GWh_After Competition Groups_Demand controlled Circulating Systems
Commercial | Com ¦ ECM MOTORS FOR HVAC APPLICATION (FAN-POWERED VAV BOX) | 2031 | SC C | GWh | After Competition Groups | 1.4588 | 43965.4496 | 0.043965 | 8118.1431 | 0.00017969 | 54 | Commercial_2031_SC C_GWh_After Competition Groups_54 | ECM MOTORS FOR HVAC APPLICATION (FAN-POWERED VAV BOX) | 0.01797% | 0.043965 | 1.4588 | Commercial_2031_SC C_GWh_After Competition Groups_ECM MOTORS FOR HVAC APPLICATION (FAN-POWERED VAV BOX)
Commercial | Com ¦ CEE Tier 2/Energy Star Clothes Washers | 2031 | SC C | GWh | After Competition Groups | 0.95212 | 19767.4642 | 0.019767 | 8118.1431 | 0.00011728 | 55 | Commercial_2031_SC C_GWh_After Competition Groups_55 | CEE Tier 2/Energy Star Clothes Washers | 0.01173% | 0.019767 | 0.95212 | Commercial_2031_SC C_GWh_After Competition Groups_CEE Tier 2/Energy Star Clothes Washers
Commercial | Com ¦ Notched V belts for HVAC Systems | 2031 | SC C | GWh | After Competition Groups | 0.77744 | 34029.1671 | 0.034029 | 8118.1431 | 9.5766e-05 | 56 | Commercial_2031_SC C_GWh_After Competition Groups_56 | Notched V belts for HVAC Systems | 0.009577% | 0.034029 | 0.77744 | Commercial_2031_SC C_GWh_After Competition Groups_Notched V belts for HVAC Systems
Commercial | Com ¦ Solar Water Preheat (Pools/DHW) | 2031 | SC C | GWh | After Competition Groups | 0.72135 | 3193.7649 | 0.0031938 | 8118.1431 | 8.8856e-05 | 57 | Commercial_2031_SC C_GWh_After Competition Groups_57 | Solar Water Preheat (Pools/DHW) | 0.008886% | 0.0031938 | 0.72135 | Commercial_2031_SC C_GWh_After Competition Groups_Solar Water Preheat (Pools/DHW)
Commercial | Com ¦ LLLC - High Impact Application | 2031 | SC C | GWh | After Competition Groups | 0.65422 | 9.8073 | 9.8073e-06 | 8118.1431 | 8.0588e-05 | 58 | Commercial_2031_SC C_GWh_After Competition Groups_58 | LLLC - High Impact Application | 0.008059% | 9.8073e-06 | 0.65422 | Commercial_2031_SC C_GWh_After Competition Groups_LLLC - High Impact Application
Commercial | Com ¦ Auto Off Time Switch or Time Clock control | 2031 | SC C | GWh | After Competition Groups | 0.59821 | 88.9166 | 8.8917e-05 | 8118.1431 | 7.3689e-05 | 59 | Commercial_2031_SC C_GWh_After Competition Groups_59 | Auto Off Time Switch or Time Clock control | 0.007369% | 8.8917e-05 | 0.59821 | Commercial_2031_SC C_GWh_After Competition Groups_Auto Off Time Switch or Time Clock control
Commercial | COM ¦ Ductless Mini-Split Heat Pumps | 2031 | SC C | GWh | After Competition Groups | 0.56894 | 218.0451 | 0.00021805 | 8118.1431 | 7.0082e-05 | 60 | Commercial_2031_SC C_GWh_After Competition Groups_60 | Ductless Mini-Split Heat Pumps | 0.007008% | 0.00021805 | 0.56894 | Commercial_2031_SC C_GWh_After Competition Groups_Ductless Mini-Split Heat Pumps
Commercial | Com ¦ Low Flow Pre-Rinse Spray Nozzle | 2031 | SC C | GWh | After Competition Groups | 0.4775 | 2771.7254 | 0.0027717 | 8118.1431 | 5.8819e-05 | 61 | Commercial_2031_SC C_GWh_After Competition Groups_61 | Low Flow Pre-Rinse Spray Nozzle | 0.005882% | 0.0027717 | 0.4775 | Commercial_2031_SC C_GWh_After Competition Groups_Low Flow Pre-Rinse Spray Nozzle
Commercial | Com ¦ PTAC (12 EER/10,000 BTU) | 2031 | SC C | GWh | After Competition Groups | 0.47075 | 28502.5388 | 0.028503 | 8118.1431 | 5.7988e-05 | 62 | Commercial_2031_SC C_GWh_After Competition Groups_62 | PTAC (12 EER/10,000 BTU) | 0.005799% | 0.028503 | 0.47075 | Commercial_2031_SC C_GWh_After Competition Groups_PTAC (12 EER/10,000 BTU)
Commercial | Com ¦ LLLC - Low Impact Application | 2031 | SC C | GWh | After Competition Groups | 0.39837 | 58.3251 | 5.8325e-05 | 8118.1431 | 4.9071e-05 | 63 | Commercial_2031_SC C_GWh_After Competition Groups_63 | LLLC - Low Impact Application | 0.004907% | 5.8325e-05 | 0.39837 | Commercial_2031_SC C_GWh_After Competition Groups_LLLC - Low Impact Application
Commercial | Com ¦ HVAC Optimization | 2031 | SC C | GWh | After Competition Groups | 0.30638 | 213.5128 | 0.00021351 | 8118.1431 | 3.774e-05 | 64 | Commercial_2031_SC C_GWh_After Competition Groups_64 | HVAC Optimization | 0.003774% | 0.00021351 | 0.30638 | Commercial_2031_SC C_GWh_After Competition Groups_HVAC Optimization
Commercial | Com ¦ LED RECESSED DOWNLIGHTS | 2031 | SC C | GWh | After Competition Groups | 0.27564 | 54311.3685 | 0.054311 | 8118.1431 | 3.3954e-05 | 65 | Commercial_2031_SC C_GWh_After Competition Groups_65 | LED RECESSED DOWNLIGHTS | 0.003395% | 0.054311 | 0.27564 | Commercial_2031_SC C_GWh_After Competition Groups_LED RECESSED DOWNLIGHTS
Commercial | Com ¦ Commercial Hot Food Holding Cabinets | 2031 | SC C | GWh | After Competition Groups | 0.25296 | 3341.174 | 0.0033412 | 8118.1431 | 3.116e-05 | 66 | Commercial_2031_SC C_GWh_After Competition Groups_66 | Commercial Hot Food Holding Cabinets | 0.003116% | 0.0033412 | 0.25296 | Commercial_2031_SC C_GWh_After Competition Groups_Commercial Hot Food Holding Cabinets
Commercial | Com ¦ High Efficiency Small Instantaneous Water Heater | 2031 | SC C | GWh | After Competition Groups | 0.16091 | 22681.7016 | 0.022682 | 8118.1431 | 1.9821e-05 | 67 | Commercial_2031_SC C_GWh_After Competition Groups_67 | High Efficiency Small Instantaneous Water Heater | 0.001982% | 0.022682 | 0.16091 | Commercial_2031_SC C_GWh_After Competition Groups_High Efficiency Small Instantaneous Water Heater
Commercial | Com ¦ Air Curtains | 2031 | SC C | GWh | After Competition Groups | 0.15674 | 6937.1304 | 0.0069371 | 8118.1431 | 1.9307e-05 | 68 | Commercial_2031_SC C_GWh_After Competition Groups_68 | Air Curtains | 0.001931% | 0.0069371 | 0.15674 | Commercial_2031_SC C_GWh_After Competition Groups_Air Curtains
Commercial | Com ¦ Efficient compressor motor | 2031 | SC C | GWh | After Competition Groups | 0.11715 | 92950.0597 | 0.09295 | 8118.1431 | 1.4431e-05 | 69 | Commercial_2031_SC C_GWh_After Competition Groups_69 | Efficient compressor motor | 0.001443% | 0.09295 | 0.11715 | Commercial_2031_SC C_GWh_After Competition Groups_Efficient compressor motor
Commercial | Com ¦ Wall Insulation | 2031 | SC C | GWh | After Competition Groups | 0.090547 | 448.6991 | 0.0004487 | 8118.1431 | 1.1154e-05 | 70 | Commercial_2031_SC C_GWh_After Competition Groups_70 | Wall Insulation | 0.001115% | 0.0004487 | 0.090547 | Commercial_2031_SC C_GWh_After Competition Groups_Wall Insulation
Commercial | Com ¦ Energy Recovery Ventilation and Ventilation (Enhanced) | 2031 | SC C | GWh | After Competition Groups | 0.089463 | 0 | 0 | 8118.1431 | 1.102e-05 | 71 | Commercial_2031_SC C_GWh_After Competition Groups_71 | Energy Recovery Ventilation and Ventilation (Enhanced) | 0.001102% | 0 | 0.089463 | Commercial_2031_SC C_GWh_After Competition Groups_Energy Recovery Ventilation and Ventilation (Enhanced)
Commercial | Com ¦ High Efficiency Chiller (avg of water and air cooled) | 2031 | SC C | GWh | After Competition Groups | 0.042793 | 8165.565 | 0.0081656 | 8118.1431 | 5.2713e-06 | 72 | Commercial_2031_SC C_GWh_After Competition Groups_72 | High Efficiency Chiller (avg of water and air cooled) | 0.0005271% | 0.0081656 | 0.042793 | Commercial_2031_SC C_GWh_After Competition Groups_High Efficiency Chiller (avg of water and air cooled)
Commercial | Com ¦ Room AC (w/ louvered sides) 14 SEER from 12 SEER code | 2031 | SC C | GWh | After Competition Groups | 0.032643 | 3973.5239 | 0.0039735 | 8118.1431 | 4.021e-06 | 73 | Commercial_2031_SC C_GWh_After Competition Groups_73 | Room AC (w/ louvered sides) 14 SEER from 12 SEER code | 0.0004021% | 0.0039735 | 0.032643 | Commercial_2031_SC C_GWh_After Competition Groups_Room AC (w/ louvered sides) 14 SEER from 12 SEER code
Commercial | Com ¦ VSD Air Compressor | 2031 | SC C | GWh | After Competition Groups | 0.028106 | 569.4365 | 0.00056944 | 8118.1431 | 3.4621e-06 | 74 | Commercial_2031_SC C_GWh_After Competition Groups_74 | VSD Air Compressor | 0.0003462% | 0.00056944 | 0.028106 | Commercial_2031_SC C_GWh_After Competition Groups_VSD Air Compressor
Commercial | Com ¦ EC Plug Fan for Data Center (under cabinet) | 2031 | SC C | GWh | After Competition Groups | 0.023475 | 1520.6131 | 0.0015206 | 8118.1431 | 2.8917e-06 | 75 | Commercial_2031_SC C_GWh_After Competition Groups_75 | EC Plug Fan for Data Center (under cabinet) | 0.0002892% | 0.0015206 | 0.023475 | Commercial_2031_SC C_GWh_After Competition Groups_EC Plug Fan for Data Center (under cabinet)
Commercial | Com ¦ Electric Convection Combination Ovens | 2031 | SC C | GWh | After Competition Groups | 0.0027608 | 3.6692 | 3.6692e-06 | 8118.1431 | 3.4007e-07 | 76 | Commercial_2031_SC C_GWh_After Competition Groups_76 | Electric Convection Combination Ovens | 3.401e-05% | 3.6692e-06 | 0.0027608 | Commercial_2031_SC C_GWh_After Competition Groups_Electric Convection Combination Ovens
Commercial | Com ¦ Networked/Connected - High Impact Application | 2031 | SC C | GWh | After Competition Groups | 0.0021945 | 0.00039693 | 3.9693e-10 | 8118.1431 | 2.7032e-07 | 77 | Commercial_2031_SC C_GWh_After Competition Groups_77 | Networked/Connected - High Impact Application | 2.703e-05% | 3.9693e-10 | 0.0021945 | Commercial_2031_SC C_GWh_After Competition Groups_Networked/Connected - High Impact Application
Commercial | Com ¦ Networked/Connected - Low Impact Application | 2031 | SC C | GWh | After Competition Groups | 0.00010723 | 0.010504 | 1.0504e-08 | 8118.1431 | 1.3209e-08 | 78 | Commercial_2031_SC C_GWh_After Competition Groups_78 | Networked/Connected - Low Impact Application | 1.321e-06% | 1.0504e-08 | 0.00010723 | Commercial_2031_SC C_GWh_After Competition Groups_Networked/Connected - Low Impact Application
Commercial | Com ¦ Indoor Daylight Sensors/Photocell Dimming Control | 2031 | SC C | GWh | After Competition Groups | 0 | 0 | 0 | 8118.1431 | 0 | 79 | Commercial_2031_SC C_GWh_After Competition Groups_79 | Indoor Daylight Sensors/Photocell Dimming Control | 0% | 0 | 0 | Commercial_2031_SC C_GWh_After Competition Groups_Indoor Daylight Sensors/Photocell Dimming Control
Commercial | Com ¦ Variable Refrigerant Flow Heat Pump | 2031 | SC C | GWh | After Competition Groups | 0 | 0 | 0 | 8118.1431 | 0 | 80 | Commercial_2031_SC C_GWh_After Competition Groups_80 | Variable Refrigerant Flow Heat Pump | 0% | 0 | 0 | Commercial_2031_SC C_GWh_After Competition Groups_Variable Refrigerant Flow Heat Pump
Commercial | Com ¦ ENERGY STAR LED LAMPS (REFLECTOR LAMPs/MR16/PAR 16) | 2031 | SC D | GWh | After Competition Groups | 889.5767 | 0 | 0 | 7544.3832 | 0.11791 | 1 | Commercial_2031_SC D_GWh_After Competition Groups_1 | ENERGY STAR LED LAMPS (REFLECTOR LAMPs/MR16/PAR 16) | 11.79% | 0 | 889.5767 | Commercial_2031_SC D_GWh_After Competition Groups_ENERGY STAR LED LAMPS (REFLECTOR LAMPs/MR16/PAR 16)
Commercial | Com ¦ LED Low/High Bay | 2031 | SC D | GWh | After Competition Groups | 814.909 | 0 | 0 | 7544.3832 | 0.10802 | 2 | Commercial_2031_SC D_GWh_After Competition Groups_2 | LED Low/High Bay | 10.8% | 0 | 814.909 | Commercial_2031_SC D_GWh_After Competition Groups_LED Low/High Bay
Commercial | Com ¦ LED Troffer/Surface/Suspended | 2031 | SC D | GWh | After Competition Groups | 779.5097 | 0 | 0 | 7544.3832 | 0.10332 | 3 | Commercial_2031_SC D_GWh_After Competition Groups_3 | LED Troffer/Surface/Suspended | 10.33% | 0 | 779.5097 | Commercial_2031_SC D_GWh_After Competition Groups_LED Troffer/Surface/Suspended
Commercial | Com ¦ LED EXTERIOR AREA LIGHTS - LED fixture (200W) | 2031 | SC D | GWh | After Competition Groups | 571.7053 | 0 | 0 | 7544.3832 | 0.075779 | 4 | Commercial_2031_SC D_GWh_After Competition Groups_4 | LED EXTERIOR AREA LIGHTS - LED fixture (200W) | 7.578% | 0 | 571.7053 | Commercial_2031_SC D_GWh_After Competition Groups_LED EXTERIOR AREA LIGHTS - LED fixture (200W)
Commercial | Com ¦ LED parking lot fixture | 2031 | SC D | GWh | After Competition Groups | 555.8999 | 0 | 0 | 7544.3832 | 0.073684 | 5 | Commercial_2031_SC D_GWh_After Competition Groups_5 | LED parking lot fixture | 7.368% | 0 | 555.8999 | Commercial_2031_SC D_GWh_After Competition Groups_LED parking lot fixture
Commercial | Com ¦ LED Replacement Lamp (Tube) | 2031 | SC D | GWh | After Competition Groups | 514.3306 | 0 | 0 | 7544.3832 | 0.068174 | 6 | Commercial_2031_SC D_GWh_After Competition Groups_6 | LED Replacement Lamp (Tube) | 6.817% | 0 | 514.3306 | Commercial_2031_SC D_GWh_After Competition Groups_LED Replacement Lamp (Tube)
Commercial | Com ¦ Building Recommissioning, Operations and Maintenance (O&M) Improvements | 2031 | SC D | GWh | After Competition Groups | 459.6302 | 0 | 0 | 7544.3832 | 0.060923 | 7 | Commercial_2031_SC D_GWh_After Competition Groups_7 | Building Recommissioning, Operations and Maintenance (O&M) Improvements | 6.092% | 0 | 459.6302 | Commercial_2031_SC D_GWh_After Competition Groups_Building Recommissioning, Operations and Maintenance (O&M) Improvements
Commercial | Com ¦ Furnace Tune-Up | 2031 | SC D | GWh | After Competition Groups | 296.3316 | 0 | 0 | 7544.3832 | 0.039278 | 8 | Commercial_2031_SC D_GWh_After Competition Groups_8 | Furnace Tune-Up | 3.928% | 0 | 296.3316 | Commercial_2031_SC D_GWh_After Competition Groups_Furnace Tune-Up
Commercial | Com ¦ LED street light fixture | 2031 | SC D | GWh | After Competition Groups | 269.1029 | 0 | 0 | 7544.3832 | 0.035669 | 9 | Commercial_2031_SC D_GWh_After Competition Groups_9 | LED street light fixture | 3.567% | 0 | 269.1029 | Commercial_2031_SC D_GWh_After Competition Groups_LED street light fixture
Commercial | Com ¦ High Efficiency Air Source Heat Pump | 2031 | SC D | GWh | After Competition Groups | 210.7176 | 0 | 0 | 7544.3832 | 0.02793 | 10 | Commercial_2031_SC D_GWh_After Competition Groups_10 | High Efficiency Air Source Heat Pump | 2.793% | 0 | 210.7176 | Commercial_2031_SC D_GWh_After Competition Groups_High Efficiency Air Source Heat Pump
Commercial | Com ¦ Data Center Storage/Server Virtualization | 2031 | SC D | GWh | After Competition Groups | 206.1007 | 0 | 0 | 7544.3832 | 0.027318 | 11 | Commercial_2031_SC D_GWh_After Competition Groups_11 | Data Center Storage/Server Virtualization | 2.732% | 0 | 206.1007 | Commercial_2031_SC D_GWh_After Competition Groups_Data Center Storage/Server Virtualization
Commercial | Com ¦ Reach-in Shaded Pole to ECM/PSC Evaporator Fan Motor | 2031 | SC D | GWh | After Competition Groups | 203.4957 | 0 | 0 | 7544.3832 | 0.026973 | 12 | Commercial_2031_SC D_GWh_After Competition Groups_12 | Reach-in Shaded Pole to ECM/PSC Evaporator Fan Motor | 2.697% | 0 | 203.4957 | Commercial_2031_SC D_GWh_After Competition Groups_Reach-in Shaded Pole to ECM/PSC Evaporator Fan Motor
Commercial | Com ¦ Strip Curtains | 2031 | SC D | GWh | After Competition Groups | 141.1694 | 0 | 0 | 7544.3832 | 0.018712 | 13 | Commercial_2031_SC D_GWh_After Competition Groups_13 | Strip Curtains | 1.871% | 0 | 141.1694 | Commercial_2031_SC D_GWh_After Competition Groups_Strip Curtains
Commercial | Com ¦ Refrigerated Display Case Doors | 2031 | SC D | GWh | After Competition Groups | 133.8626 | 0 | 0 | 7544.3832 | 0.017743 | 14 | Commercial_2031_SC D_GWh_After Competition Groups_14 | Refrigerated Display Case Doors | 1.774% | 0 | 133.8626 | Commercial_2031_SC D_GWh_After Competition Groups_Refrigerated Display Case Doors
Commercial | Com ¦ Education and Capacity Building/Energy Behavior | 2031 | SC D | GWh | After Competition Groups | 123.218 | 0 | 0 | 7544.3832 | 0.016332 | 15 | Commercial_2031_SC D_GWh_After Competition Groups_15 | Education and Capacity Building/Energy Behavior | 1.633% | 0 | 123.218 | Commercial_2031_SC D_GWh_After Competition Groups_Education and Capacity Building/Energy Behavior
Commercial | Com ¦ Advanced BAS/Controllers | 2031 | SC D | GWh | After Competition Groups | 113.5911 | 0 | 0 | 7544.3832 | 0.015056 | 16 | Commercial_2031_SC D_GWh_After Competition Groups_16 | Advanced BAS/Controllers | 1.506% | 0 | 113.5911 | Commercial_2031_SC D_GWh_After Competition Groups_Advanced BAS/Controllers
Commercial | Com ¦ ENERGY STAR LED LAMPS (General Service Lamps) | 2031 | SC D | GWh | After Competition Groups | 108.0328 | 0 | 0 | 7544.3832 | 0.01432 | 17 | Commercial_2031_SC D_GWh_After Competition Groups_17 | ENERGY STAR LED LAMPS (General Service Lamps) | 1.432% | 0 | 108.0328 | Commercial_2031_SC D_GWh_After Competition Groups_ENERGY STAR LED LAMPS (General Service Lamps)
Commercial | Com ¦ Centrally controlled desktop PC/NETWORK PC POWER MANAGEMENT SOFTWARE | 2031 | SC D | GWh | After Competition Groups | 105.9018 | 0 | 0 | 7544.3832 | 0.014037 | 18 | Commercial_2031_SC D_GWh_After Competition Groups_18 | Centrally controlled desktop PC/NETWORK PC POWER MANAGEMENT SOFTWARE | 1.404% | 0 | 105.9018 | Commercial_2031_SC D_GWh_After Competition Groups_Centrally controlled desktop PC/NETWORK PC POWER MANAGEMENT SOFTWARE
Commercial | Com ¦ LED or Equivalent Sign Lighting | 2031 | SC D | GWh | After Competition Groups | 100.0788 | 0 | 0 | 7544.3832 | 0.013265 | 19 | Commercial_2031_SC D_GWh_After Competition Groups_19 | LED or Equivalent Sign Lighting | 1.327% | 0 | 100.0788 | Commercial_2031_SC D_GWh_After Competition Groups_LED or Equivalent Sign Lighting
Commercial | Com ¦ Variable Frequency Drive (VFD) | 2031 | SC D | GWh | After Competition Groups | 95.7943 | 0 | 0 | 7544.3832 | 0.012697 | 20 | Commercial_2031_SC D_GWh_After Competition Groups_20 | Variable Frequency Drive (VFD) | 1.27% | 0 | 95.7943 | Commercial_2031_SC D_GWh_After Competition Groups_Variable Frequency Drive (VFD)
Commercial | Com ¦ Demand Control Ventilation | 2031 | SC D | GWh | After Competition Groups | 95.7265 | 0 | 0 | 7544.3832 | 0.012688 | 21 | Commercial_2031_SC D_GWh_After Competition Groups_21 | Demand Control Ventilation | 1.269% | 0 | 95.7265 | Commercial_2031_SC D_GWh_After Competition Groups_Demand Control Ventilation
Commercial | Com ¦ VFD on Pumps | 2031 | SC D | GWh | After Competition Groups | 88.8804 | 0 | 0 | 7544.3832 | 0.011781 | 22 | Commercial_2031_SC D_GWh_After Competition Groups_22 | VFD on Pumps | 1.178% | 0 | 88.8804 | Commercial_2031_SC D_GWh_After Competition Groups_VFD on Pumps
Commercial | Com ¦ Adaptive Thermostats | 2031 | SC D | GWh | After Competition Groups | 74.0219 | 0 | 0 | 7544.3832 | 0.0098115 | 23 | Commercial_2031_SC D_GWh_After Competition Groups_23 | Adaptive Thermostats | 0.9812% | 0 | 74.0219 | Commercial_2031_SC D_GWh_After Competition Groups_Adaptive Thermostats
Commercial | Com ¦ Unitary Air-Conditioning Unit | 2031 | SC D | GWh | After Competition Groups | 56.407 | 0 | 0 | 7544.3832 | 0.0074767 | 24 | Commercial_2031_SC D_GWh_After Competition Groups_24 | Unitary Air-Conditioning Unit | 0.7477% | 0 | 56.407 | Commercial_2031_SC D_GWh_After Competition Groups_Unitary Air-Conditioning Unit
Commercial | Com ¦ ECM MOTORS FOR EVAPORATOR FANS for refrigeration (WALK-IN) | 2031 | SC D | GWh | After Competition Groups | 45.5075 | 0 | 0 | 7544.3832 | 0.006032 | 25 | Commercial_2031_SC D_GWh_After Competition Groups_25 | ECM MOTORS FOR EVAPORATOR FANS for refrigeration (WALK-IN) | 0.6032% | 0 | 45.5075 | Commercial_2031_SC D_GWh_After Competition Groups_ECM MOTORS FOR EVAPORATOR FANS for refrigeration (WALK-IN)
Commercial | Com ¦ Condensing Unit Heaters or other Efficient Unit Heating System | 2031 | SC D | GWh | After Competition Groups | 44.3773 | 0 | 0 | 7544.3832 | 0.0058822 | 26 | Commercial_2031_SC D_GWh_After Competition Groups_26 | Condensing Unit Heaters or other Efficient Unit Heating System | 0.5882% | 0 | 44.3773 | Commercial_2031_SC D_GWh_After Competition Groups_Condensing Unit Heaters or other Efficient Unit Heating System
Commercial | Com ¦ Demand Control Kitchen Ventilation | 2031 | SC D | GWh | After Competition Groups | 40.8954 | 0 | 0 | 7544.3832 | 0.0054206 | 27 | Commercial_2031_SC D_GWh_After Competition Groups_27 | Demand Control Kitchen Ventilation | 0.5421% | 0 | 40.8954 | Commercial_2031_SC D_GWh_After Competition Groups_Demand Control Kitchen Ventilation
Commercial | Com ¦ Door Gasket Freezer/Refrigerator | 2031 | SC D | GWh | After Competition Groups | 40.8048 | 0 | 0 | 7544.3832 | 0.0054086 | 28 | Commercial_2031_SC D_GWh_After Competition Groups_28 | Door Gasket Freezer/Refrigerator | 0.5409% | 0 | 40.8048 | Commercial_2031_SC D_GWh_After Competition Groups_Door Gasket Freezer/Refrigerator
Commercial | Com ¦ Air Handler with Dedicated Outdoor Air Systems | 2031 | SC D | GWh | After Competition Groups | 40.3635 | 0 | 0 | 7544.3832 | 0.0053501 | 29 | Commercial_2031_SC D_GWh_After Competition Groups_29 | Air Handler with Dedicated Outdoor Air Systems | 0.535% | 0 | 40.3635 | Commercial_2031_SC D_GWh_After Competition Groups_Air Handler with Dedicated Outdoor Air Systems
Commercial | Com ¦ Evaporator Fan Controls | 2031 | SC D | GWh | After Competition Groups | 36.8727 | 0 | 0 | 7544.3832 | 0.0048874 | 30 | Commercial_2031_SC D_GWh_After Competition Groups_30 | Evaporator Fan Controls | 0.4887% | 0 | 36.8727 | Commercial_2031_SC D_GWh_After Competition Groups_Evaporator Fan Controls
Commercial | Com ¦ Refrigerated Display Case LED | 2031 | SC D | GWh | After Competition Groups | 35.6121 | 0 | 0 | 7544.3832 | 0.0047203 | 31 | Commercial_2031_SC D_GWh_After Competition Groups_31 | Refrigerated Display Case LED | 0.472% | 0 | 35.6121 | Commercial_2031_SC D_GWh_After Competition Groups_Refrigerated Display Case LED
Commercial | Com ¦ Freezer Case Light Sensor | 2031 | SC D | GWh | After Competition Groups | 25.461 | 0 | 0 | 7544.3832 | 0.0033748 | 32 | Commercial_2031_SC D_GWh_After Competition Groups_32 | Freezer Case Light Sensor | 0.3375% | 0 | 25.461 | Commercial_2031_SC D_GWh_After Competition Groups_Freezer Case Light Sensor
Commercial | Com ¦ ENERGY STAR Griddle (74% eff) | 2031 | SC D | GWh | After Competition Groups | 25.4572 | 0 | 0 | 7544.3832 | 0.0033743 | 33 | Commercial_2031_SC D_GWh_After Competition Groups_33 | ENERGY STAR Griddle (74% eff) | 0.3374% | 0 | 25.4572 | Commercial_2031_SC D_GWh_After Competition Groups_ENERGY STAR Griddle (74% eff)
Commercial | Com ¦ Occupancy Sensors | 2031 | SC D | GWh | After Competition Groups | 24.9729 | 0 | 0 | 7544.3832 | 0.0033101 | 34 | Commercial_2031_SC D_GWh_After Competition Groups_34 | Occupancy Sensors | 0.331% | 0 | 24.9729 | Commercial_2031_SC D_GWh_After Competition Groups_Occupancy Sensors
Commercial | Com ¦ Chilled Water Optimization | 2031 | SC D | GWh | After Competition Groups | 23.8869 | 0 | 0 | 7544.3832 | 0.0031662 | 35 | Commercial_2031_SC D_GWh_After Competition Groups_35 | Chilled Water Optimization | 0.3166% | 0 | 23.8869 | Commercial_2031_SC D_GWh_After Competition Groups_Chilled Water Optimization
Commercial | Com ¦ BEVERAGE VENDING MACHINE CONTROLS | 2031 | SC D | GWh | After Competition Groups | 15.6226 | 0 | 0 | 7544.3832 | 0.0020708 | 36 | Commercial_2031_SC D_GWh_After Competition Groups_36 | BEVERAGE VENDING MACHINE CONTROLS | 0.2071% | 0 | 15.6226 | Commercial_2031_SC D_GWh_After Competition Groups_BEVERAGE VENDING MACHINE CONTROLS
Commercial | Com ¦ Elec Storage WH 2.30 Et | 2031 | SC D | GWh | After Competition Groups | 14.1718 | 0 | 0 | 7544.3832 | 0.0018785 | 37 | Commercial_2031_SC D_GWh_After Competition Groups_37 | Elec Storage WH 2.30 Et | 0.1878% | 0 | 14.1718 | Commercial_2031_SC D_GWh_After Competition Groups_Elec Storage WH 2.30 Et
Commercial | Com ¦ Temperature Adjustment in Commercial Freezers | 2031 | SC D | GWh | After Competition Groups | 14.115 | 0 | 0 | 7544.3832 | 0.0018709 | 38 | Commercial_2031_SC D_GWh_After Competition Groups_38 | Temperature Adjustment in Commercial Freezers | 0.1871% | 0 | 14.115 | Commercial_2031_SC D_GWh_After Competition Groups_Temperature Adjustment in Commercial Freezers
Commercial | Com ¦ CO Sensors for parking garage exhaust fans | 2031 | SC D | GWh | After Competition Groups | 10.7606 | 0 | 0 | 7544.3832 | 0.0014263 | 39 | Commercial_2031_SC D_GWh_After Competition Groups_39 | CO Sensors for parking garage exhaust fans | 0.1426% | 0 | 10.7606 | Commercial_2031_SC D_GWh_After Competition Groups_CO Sensors for parking garage exhaust fans
Commercial | Com ¦ Vertical Night Covers | 2031 | SC D | GWh | After Competition Groups | 10.397 | 0 | 0 | 7544.3832 | 0.0013781 | 40 | Commercial_2031_SC D_GWh_After Competition Groups_40 | Vertical Night Covers | 0.1378% | 0 | 10.397 | Commercial_2031_SC D_GWh_After Competition Groups_Vertical Night Covers
Commercial | Com ¦ Outside Air Economizer | 2031 | SC D | GWh | After Competition Groups | 10.2263 | 0 | 0 | 7544.3832 | 0.0013555 | 41 | Commercial_2031_SC D_GWh_After Competition Groups_41 | Outside Air Economizer | 0.1355% | 0 | 10.2263 | Commercial_2031_SC D_GWh_After Competition Groups_Outside Air Economizer
Commercial | Com ¦ Energy Efficient Laboratory Fume Hood | 2031 | SC D | GWh | After Competition Groups | 10.1255 | 0 | 0 | 7544.3832 | 0.0013421 | 42 | Commercial_2031_SC D_GWh_After Competition Groups_42 | Energy Efficient Laboratory Fume Hood | 0.1342% | 0 | 10.1255 | Commercial_2031_SC D_GWh_After Competition Groups_Energy Efficient Laboratory Fume Hood
Commercial | Com ¦ Water Source Heat Pump (4 ton) | 2031 | SC D | GWh | After Competition Groups | 9.9132 | 0 | 0 | 7544.3832 | 0.001314 | 43 | Commercial_2031_SC D_GWh_After Competition Groups_43 | Water Source Heat Pump (4 ton) | 0.1314% | 0 | 9.9132 | Commercial_2031_SC D_GWh_After Competition Groups_Water Source Heat Pump (4 ton)
Commercial | Com ¦ Duct Insulation, R8 | 2031 | SC D | GWh | After Competition Groups | 9.8583 | 0 | 0 | 7544.3832 | 0.0013067 | 44 | Commercial_2031_SC D_GWh_After Competition Groups_44 | Duct Insulation, R8 | 0.1307% | 0 | 9.8583 | Commercial_2031_SC D_GWh_After Competition Groups_Duct Insulation, R8
Commercial | Com ¦ ENERGY STAR Fryer (84% eff) | 2031 | SC D | GWh | After Competition Groups | 9.2266 | 0 | 0 | 7544.3832 | 0.001223 | 45 | Commercial_2031_SC D_GWh_After Competition Groups_45 | ENERGY STAR Fryer (84% eff) | 0.1223% | 0 | 9.2266 | Commercial_2031_SC D_GWh_After Competition Groups_ENERGY STAR Fryer (84% eff)
Commercial | Com ¦ Water Heating (DHW) Pipe Insulation (Add 3/4\ Foam)" | 2031 | SC D | GWh | After Competition Groups | 8.9485 | 0 | 0 | 7544.3832 | 0.0011861 | 46 | Commercial_2031_SC D_GWh_After Competition Groups_46 | Water Heating (DHW) Pipe Insulation (Add 3/4\ Foam)" | 0.1186% | 0 | 8.9485 | Commercial_2031_SC D_GWh_After Competition Groups_Water Heating (DHW) Pipe Insulation (Add 3/4\ Foam)"
Commercial | Com ¦ Suction Pipe Insulation Freezer/Refrigerator | 2031 | SC D | GWh | After Competition Groups | 5.4894 | 0 | 0 | 7544.3832 | 0.00072762 | 47 | Commercial_2031_SC D_GWh_After Competition Groups_47 | Suction Pipe Insulation Freezer/Refrigerator | 0.07276% | 0 | 5.4894 | Commercial_2031_SC D_GWh_After Competition Groups_Suction Pipe Insulation Freezer/Refrigerator
Commercial | Com ¦ ENERGY STAR Dishwasher | 2031 | SC D | GWh | After Competition Groups | 4.4254 | 0 | 0 | 7544.3832 | 0.00058658 | 48 | Commercial_2031_SC D_GWh_After Competition Groups_48 | ENERGY STAR Dishwasher | 0.05866% | 0 | 4.4254 | Commercial_2031_SC D_GWh_After Competition Groups_ENERGY STAR Dishwasher
Commercial | Com ¦ ENERGY STAR Steam Cookers | 2031 | SC D | GWh | After Competition Groups | 4.4192 | 0 | 0 | 7544.3832 | 0.00058576 | 49 | Commercial_2031_SC D_GWh_After Competition Groups_49 | ENERGY STAR Steam Cookers | 0.05858% | 0 | 4.4192 | Commercial_2031_SC D_GWh_After Competition Groups_ENERGY STAR Steam Cookers
Commercial | Com ¦ Condensing Make Up Air Unit | 2031 | SC D | GWh | After Competition Groups | 2.3698 | 0 | 0 | 7544.3832 | 0.00031411 | 50 | Commercial_2031_SC D_GWh_After Competition Groups_50 | Condensing Make Up Air Unit | 0.03141% | 0 | 2.3698 | Commercial_2031_SC D_GWh_After Competition Groups_Condensing Make Up Air Unit
Commercial | Com ¦ Thermostat Setback | 2031 | SC D | GWh | After Competition Groups | 2.242 | 0 | 0 | 7544.3832 | 0.00029717 | 51 | Commercial_2031_SC D_GWh_After Competition Groups_51 | Thermostat Setback | 0.02972% | 0 | 2.242 | Commercial_2031_SC D_GWh_After Competition Groups_Thermostat Setback
Commercial | Com ¦ Ozone Laundry Treatment | 2031 | SC D | GWh | After Competition Groups | 2.1215 | 0 | 0 | 7544.3832 | 0.0002812 | 52 | Commercial_2031_SC D_GWh_After Competition Groups_52 | Ozone Laundry Treatment | 0.02812% | 0 | 2.1215 | Commercial_2031_SC D_GWh_After Competition Groups_Ozone Laundry Treatment
Commercial | Com ¦ ECM MOTORS FOR HVAC APPLICATION (FAN-POWERED VAV BOX) | 2031 | SC D | GWh | After Competition Groups | 1.3746 | 0 | 0 | 7544.3832 | 0.0001822 | 53 | Commercial_2031_SC D_GWh_After Competition Groups_53 | ECM MOTORS FOR HVAC APPLICATION (FAN-POWERED VAV BOX) | 0.01822% | 0 | 1.3746 | Commercial_2031_SC D_GWh_After Competition Groups_ECM MOTORS FOR HVAC APPLICATION (FAN-POWERED VAV BOX)
Commercial | Com ¦ CEE Tier 2/Energy Star Clothes Washers | 2031 | SC D | GWh | After Competition Groups | 0.90723 | 0 | 0 | 7544.3832 | 0.00012025 | 54 | Commercial_2031_SC D_GWh_After Competition Groups_54 | CEE Tier 2/Energy Star Clothes Washers | 0.01203% | 0 | 0.90723 | Commercial_2031_SC D_GWh_After Competition Groups_CEE Tier 2/Energy Star Clothes Washers
Commercial | Com ¦ Solar Water Preheat (Pools/DHW) | 2031 | SC D | GWh | After Competition Groups | 0.72135 | 0 | 0 | 7544.3832 | 9.5614e-05 | 55 | Commercial_2031_SC D_GWh_After Competition Groups_55 | Solar Water Preheat (Pools/DHW) | 0.009561% | 0 | 0.72135 | Commercial_2031_SC D_GWh_After Competition Groups_Solar Water Preheat (Pools/DHW)
Commercial | Com ¦ Notched V belts for HVAC Systems | 2031 | SC D | GWh | After Competition Groups | 0.69081 | 0 | 0 | 7544.3832 | 9.1566e-05 | 56 | Commercial_2031_SC D_GWh_After Competition Groups_56 | Notched V belts for HVAC Systems | 0.009157% | 0 | 0.69081 | Commercial_2031_SC D_GWh_After Competition Groups_Notched V belts for HVAC Systems
Commercial | Com ¦ Demand controlled Circulating Systems | 2031 | SC D | GWh | After Competition Groups | 0.61119 | 0 | 0 | 7544.3832 | 8.1012e-05 | 57 | Commercial_2031_SC D_GWh_After Competition Groups_57 | Demand controlled Circulating Systems | 0.008101% | 0 | 0.61119 | Commercial_2031_SC D_GWh_After Competition Groups_Demand controlled Circulating Systems
Commercial | Com ¦ Auto Off Time Switch or Time Clock control | 2031 | SC D | GWh | After Competition Groups | 0.59821 | 0 | 0 | 7544.3832 | 7.9293e-05 | 58 | Commercial_2031_SC D_GWh_After Competition Groups_58 | Auto Off Time Switch or Time Clock control | 0.007929% | 0 | 0.59821 | Commercial_2031_SC D_GWh_After Competition Groups_Auto Off Time Switch or Time Clock control
Commercial | COM ¦ Ductless Mini-Split Heat Pumps | 2031 | SC D | GWh | After Competition Groups | 0.56894 | 0 | 0 | 7544.3832 | 7.5412e-05 | 59 | Commercial_2031_SC D_GWh_After Competition Groups_59 | Ductless Mini-Split Heat Pumps | 0.007541% | 0 | 0.56894 | Commercial_2031_SC D_GWh_After Competition Groups_Ductless Mini-Split Heat Pumps
Commercial | Com ¦ Low Flow Pre-Rinse Spray Nozzle | 2031 | SC D | GWh | After Competition Groups | 0.47601 | 0 | 0 | 7544.3832 | 6.3095e-05 | 60 | Commercial_2031_SC D_GWh_After Competition Groups_60 | Low Flow Pre-Rinse Spray Nozzle | 0.006309% | 0 | 0.47601 | Commercial_2031_SC D_GWh_After Competition Groups_Low Flow Pre-Rinse Spray Nozzle
Commercial | Com ¦ PTAC (12 EER/10,000 BTU) | 2031 | SC D | GWh | After Competition Groups | 0.45495 | 0 | 0 | 7544.3832 | 6.0303e-05 | 61 | Commercial_2031_SC D_GWh_After Competition Groups_61 | PTAC (12 EER/10,000 BTU) | 0.00603% | 0 | 0.45495 | Commercial_2031_SC D_GWh_After Competition Groups_PTAC (12 EER/10,000 BTU)
Commercial | Com ¦ HVAC Optimization | 2031 | SC D | GWh | After Competition Groups | 0.30638 | 0 | 0 | 7544.3832 | 4.061e-05 | 62 | Commercial_2031_SC D_GWh_After Competition Groups_62 | HVAC Optimization | 0.004061% | 0 | 0.30638 | Commercial_2031_SC D_GWh_After Competition Groups_HVAC Optimization
Commercial | Com ¦ Commercial Hot Food Holding Cabinets | 2031 | SC D | GWh | After Competition Groups | 0.25296 | 0 | 0 | 7544.3832 | 3.353e-05 | 63 | Commercial_2031_SC D_GWh_After Competition Groups_63 | Commercial Hot Food Holding Cabinets | 0.003353% | 0 | 0.25296 | Commercial_2031_SC D_GWh_After Competition Groups_Commercial Hot Food Holding Cabinets
Commercial | Com ¦ LED RECESSED DOWNLIGHTS | 2031 | SC D | GWh | After Competition Groups | 0.22927 | 0 | 0 | 7544.3832 | 3.039e-05 | 64 | Commercial_2031_SC D_GWh_After Competition Groups_64 | LED RECESSED DOWNLIGHTS | 0.003039% | 0 | 0.22927 | Commercial_2031_SC D_GWh_After Competition Groups_LED RECESSED DOWNLIGHTS
Commercial | Com ¦ Air Curtains | 2031 | SC D | GWh | After Competition Groups | 0.13654 | 0 | 0 | 7544.3832 | 1.8098e-05 | 65 | Commercial_2031_SC D_GWh_After Competition Groups_65 | Air Curtains | 0.00181% | 0 | 0.13654 | Commercial_2031_SC D_GWh_After Competition Groups_Air Curtains
Commercial | Com ¦ High Efficiency Small Instantaneous Water Heater | 2031 | SC D | GWh | After Competition Groups | 0.1365 | 0 | 0 | 7544.3832 | 1.8093e-05 | 66 | Commercial_2031_SC D_GWh_After Competition Groups_66 | High Efficiency Small Instantaneous Water Heater | 0.001809% | 0 | 0.1365 | Commercial_2031_SC D_GWh_After Competition Groups_High Efficiency Small Instantaneous Water Heater
Commercial | Com ¦ Wall Insulation | 2031 | SC D | GWh | After Competition Groups | 0.08134 | 0 | 0 | 7544.3832 | 1.0782e-05 | 67 | Commercial_2031_SC D_GWh_After Competition Groups_67 | Wall Insulation | 0.001078% | 0 | 0.08134 | Commercial_2031_SC D_GWh_After Competition Groups_Wall Insulation
Commercial | Com ¦ Energy Recovery Ventilation and Ventilation (Enhanced) | 2031 | SC D | GWh | After Competition Groups | 0.059205 | 0 | 0 | 7544.3832 | 7.8475e-06 | 68 | Commercial_2031_SC D_GWh_After Competition Groups_68 | Energy Recovery Ventilation and Ventilation (Enhanced) | 0.0007848% | 0 | 0.059205 | Commercial_2031_SC D_GWh_After Competition Groups_Energy Recovery Ventilation and Ventilation (Enhanced)
Commercial | Com ¦ Room AC (w/ louvered sides) 14 SEER from 12 SEER code | 2031 | SC D | GWh | After Competition Groups | 0.032614 | 0 | 0 | 7544.3832 | 4.3229e-06 | 69 | Commercial_2031_SC D_GWh_After Competition Groups_69 | Room AC (w/ louvered sides) 14 SEER from 12 SEER code | 0.0004323% | 0 | 0.032614 | Commercial_2031_SC D_GWh_After Competition Groups_Room AC (w/ louvered sides) 14 SEER from 12 SEER code
Commercial | Com ¦ VSD Air Compressor | 2031 | SC D | GWh | After Competition Groups | 0.028106 | 0 | 0 | 7544.3832 | 3.7254e-06 | 70 | Commercial_2031_SC D_GWh_After Competition Groups_70 | VSD Air Compressor | 0.0003725% | 0 | 0.028106 | Commercial_2031_SC D_GWh_After Competition Groups_VSD Air Compressor
Commercial | Com ¦ Efficient compressor motor | 2031 | SC D | GWh | After Competition Groups | 0.027365 | 0 | 0 | 7544.3832 | 3.6271e-06 | 71 | Commercial_2031_SC D_GWh_After Competition Groups_71 | Efficient compressor motor | 0.0003627% | 0 | 0.027365 | Commercial_2031_SC D_GWh_After Competition Groups_Efficient compressor motor
Commercial | Com ¦ EC Plug Fan for Data Center (under cabinet) | 2031 | SC D | GWh | After Competition Groups | 0.021048 | 0 | 0 | 7544.3832 | 2.7898e-06 | 72 | Commercial_2031_SC D_GWh_After Competition Groups_72 | EC Plug Fan for Data Center (under cabinet) | 0.000279% | 0 | 0.021048 | Commercial_2031_SC D_GWh_After Competition Groups_EC Plug Fan for Data Center (under cabinet)
Commercial | Com ¦ High Efficiency Chiller (avg of water and air cooled) | 2031 | SC D | GWh | After Competition Groups | 0.020838 | 0 | 0 | 7544.3832 | 2.7621e-06 | 73 | Commercial_2031_SC D_GWh_After Competition Groups_73 | High Efficiency Chiller (avg of water and air cooled) | 0.0002762% | 0 | 0.020838 | Commercial_2031_SC D_GWh_After Competition Groups_High Efficiency Chiller (avg of water and air cooled)
Commercial | Com ¦ LLLC - High Impact Application | 2031 | SC D | GWh | After Competition Groups | 0.0059794 | 0 | 0 | 7544.3832 | 7.9257e-07 | 74 | Commercial_2031_SC D_GWh_After Competition Groups_74 | LLLC - High Impact Application | 7.926e-05% | 0 | 0.0059794 | Commercial_2031_SC D_GWh_After Competition Groups_LLLC - High Impact Application
Commercial | Com ¦ Electric Convection Combination Ovens | 2031 | SC D | GWh | After Competition Groups | 0.0027608 | 0 | 0 | 7544.3832 | 3.6594e-07 | 75 | Commercial_2031_SC D_GWh_After Competition Groups_75 | Electric Convection Combination Ovens | 3.659e-05% | 0 | 0.0027608 | Commercial_2031_SC D_GWh_After Competition Groups_Electric Convection Combination Ovens
Commercial | Com ¦ LLLC - Low Impact Application | 2031 | SC D | GWh | After Competition Groups | 0.00055432 | 0 | 0 | 7544.3832 | 7.3474e-08 | 76 | Commercial_2031_SC D_GWh_After Competition Groups_76 | LLLC - Low Impact Application | 7.347e-06% | 0 | 0.00055432 | Commercial_2031_SC D_GWh_After Competition Groups_LLLC - Low Impact Application
Commercial | Com ¦ Networked/Connected - Low Impact Application | 2031 | SC D | GWh | After Competition Groups | 1.7058e-07 | 0 | 0 | 7544.3832 | 2.261e-11 | 77 | Commercial_2031_SC D_GWh_After Competition Groups_77 | Networked/Connected - Low Impact Application | 2.261e-09% | 0 | 1.7058e-07 | Commercial_2031_SC D_GWh_After Competition Groups_Networked/Connected - Low Impact Application
Commercial | Com ¦ Networked/Connected - High Impact Application | 2031 | SC D | GWh | After Competition Groups | 2.5584e-08 | 0 | 0 | 7544.3832 | 3.3911e-12 | 78 | Commercial_2031_SC D_GWh_After Competition Groups_78 | Networked/Connected - High Impact Application | 3.391e-10% | 0 | 2.5584e-08 | Commercial_2031_SC D_GWh_After Competition Groups_Networked/Connected - High Impact Application
Commercial | Com ¦ Indoor Daylight Sensors/Photocell Dimming Control | 2031 | SC D | GWh | After Competition Groups | 0 | 0 | 0 | 7544.3832 | 0 | 79 | Commercial_2031_SC D_GWh_After Competition Groups_79 | Indoor Daylight Sensors/Photocell Dimming Control | 0% | 0 | 0 | Commercial_2031_SC D_GWh_After Competition Groups_Indoor Daylight Sensors/Photocell Dimming Control
Commercial | Com ¦ Variable Refrigerant Flow Heat Pump | 2031 | SC D | GWh | After Competition Groups | 0 | 0 | 0 | 7544.3832 | 0 | 80 | Commercial_2031_SC D_GWh_After Competition Groups_80 | Variable Refrigerant Flow Heat Pump | 0% | 0 | 0 | Commercial_2031_SC D_GWh_After Competition Groups_Variable Refrigerant Flow Heat Pump
Commercial | Com ¦ Building Recommissioning, Operations and Maintenance (O&M) Improvements | 2031 | Technical | GWh | After Competition Groups | 1996.7279 | 0 | 0 | 17555.9707 | 0.11373 | 1 | Commercial_2031_Technical_GWh_After Competition Groups_1 | Building Recommissioning, Operations and Maintenance (O&M) Improvements | 11.37% | 0 | 1996.7279 | Commercial_2031_Technical_GWh_After Competition Groups_Building Recommissioning, Operations and Maintenance (O&M) Improvements
Commercial | Com ¦ Central Lighting Control System | 2031 | Technical | GWh | After Competition Groups | 1609.9306 | 0 | 0 | 17555.9707 | 0.091703 | 2 | Commercial_2031_Technical_GWh_After Competition Groups_2 | Central Lighting Control System | 9.17% | 0 | 1609.9306 | Commercial_2031_Technical_GWh_After Competition Groups_Central Lighting Control System
Commercial | Com ¦ LED Low/High Bay | 2031 | Technical | GWh | After Competition Groups | 1224.1562 | 0 | 0 | 17555.9707 | 0.069729 | 3 | Commercial_2031_Technical_GWh_After Competition Groups_3 | LED Low/High Bay | 6.973% | 0 | 1224.1562 | Commercial_2031_Technical_GWh_After Competition Groups_LED Low/High Bay
Commercial | Com ¦ ENERGY STAR LED LAMPS (REFLECTOR LAMPs/MR16/PAR 16) | 2031 | Technical | GWh | After Competition Groups | 1037.4961 | 0 | 0 | 17555.9707 | 0.059096 | 4 | Commercial_2031_Technical_GWh_After Competition Groups_4 | ENERGY STAR LED LAMPS (REFLECTOR LAMPs/MR16/PAR 16) | 5.91% | 0 | 1037.4961 | Commercial_2031_Technical_GWh_After Competition Groups_ENERGY STAR LED LAMPS (REFLECTOR LAMPs/MR16/PAR 16)
Commercial | Com ¦ LED Troffer/Surface/Suspended | 2031 | Technical | GWh | After Competition Groups | 997.2203 | 0 | 0 | 17555.9707 | 0.056802 | 5 | Commercial_2031_Technical_GWh_After Competition Groups_5 | LED Troffer/Surface/Suspended | 5.68% | 0 | 997.2203 | Commercial_2031_Technical_GWh_After Competition Groups_LED Troffer/Surface/Suspended
Commercial | Com ¦ Education and Capacity Building/Energy Behavior | 2031 | Technical | GWh | After Competition Groups | 751.0118 | 0 | 0 | 17555.9707 | 0.042778 | 6 | Commercial_2031_Technical_GWh_After Competition Groups_6 | Education and Capacity Building/Energy Behavior | 4.278% | 0 | 751.0118 | Commercial_2031_Technical_GWh_After Competition Groups_Education and Capacity Building/Energy Behavior
Commercial | Com ¦ LED EXTERIOR AREA LIGHTS - LED fixture (200W) | 2031 | Technical | GWh | After Competition Groups | 637.9786 | 0 | 0 | 17555.9707 | 0.03634 | 7 | Commercial_2031_Technical_GWh_After Competition Groups_7 | LED EXTERIOR AREA LIGHTS - LED fixture (200W) | 3.634% | 0 | 637.9786 | Commercial_2031_Technical_GWh_After Competition Groups_LED EXTERIOR AREA LIGHTS - LED fixture (200W)
Commercial | Com ¦ LED Replacement Lamp (Tube) | 2031 | Technical | GWh | After Competition Groups | 619.7578 | 0 | 0 | 17555.9707 | 0.035302 | 8 | Commercial_2031_Technical_GWh_After Competition Groups_8 | LED Replacement Lamp (Tube) | 3.53% | 0 | 619.7578 | Commercial_2031_Technical_GWh_After Competition Groups_LED Replacement Lamp (Tube)
Commercial | Com ¦ LED parking lot fixture | 2031 | Technical | GWh | After Competition Groups | 608.7075 | 0 | 0 | 17555.9707 | 0.034672 | 9 | Commercial_2031_Technical_GWh_After Competition Groups_9 | LED parking lot fixture | 3.467% | 0 | 608.7075 | Commercial_2031_Technical_GWh_After Competition Groups_LED parking lot fixture
Commercial | Com ¦ High Efficiency Air Source Heat Pump | 2031 | Technical | GWh | After Competition Groups | 578.3117 | 0 | 0 | 17555.9707 | 0.032941 | 10 | Commercial_2031_Technical_GWh_After Competition Groups_10 | High Efficiency Air Source Heat Pump | 3.294% | 0 | 578.3117 | Commercial_2031_Technical_GWh_After Competition Groups_High Efficiency Air Source Heat Pump
Commercial | Com ¦ Smart Strip Plug Outlets | 2031 | Technical | GWh | After Competition Groups | 554.5112 | 0 | 0 | 17555.9707 | 0.031585 | 11 | Commercial_2031_Technical_GWh_After Competition Groups_11 | Smart Strip Plug Outlets | 3.159% | 0 | 554.5112 | Commercial_2031_Technical_GWh_After Competition Groups_Smart Strip Plug Outlets
Commercial | Com ¦ Furnace Tune-Up | 2031 | Technical | GWh | After Competition Groups | 548.2888 | 0 | 0 | 17555.9707 | 0.031231 | 12 | Commercial_2031_Technical_GWh_After Competition Groups_12 | Furnace Tune-Up | 3.123% | 0 | 548.2888 | Commercial_2031_Technical_GWh_After Competition Groups_Furnace Tune-Up
Commercial | Com ¦ Variable Refrigerant Flow Heat Pump | 2031 | Technical | GWh | After Competition Groups | 474.2004 | 0 | 0 | 17555.9707 | 0.027011 | 13 | Commercial_2031_Technical_GWh_After Competition Groups_13 | Variable Refrigerant Flow Heat Pump | 2.701% | 0 | 474.2004 | Commercial_2031_Technical_GWh_After Competition Groups_Variable Refrigerant Flow Heat Pump
Commercial | Com ¦ Refrigerated Display Case Doors | 2031 | Technical | GWh | After Competition Groups | 394.6938 | 0 | 0 | 17555.9707 | 0.022482 | 14 | Commercial_2031_Technical_GWh_After Competition Groups_14 | Refrigerated Display Case Doors | 2.248% | 0 | 394.6938 | Commercial_2031_Technical_GWh_After Competition Groups_Refrigerated Display Case Doors
Commercial | Com ¦ LED street light fixture | 2031 | Technical | GWh | After Competition Groups | 385.0602 | 0 | 0 | 17555.9707 | 0.021933 | 15 | Commercial_2031_Technical_GWh_After Competition Groups_15 | LED street light fixture | 2.193% | 0 | 385.0602 | Commercial_2031_Technical_GWh_After Competition Groups_LED street light fixture
Commercial | Com ¦ Advanced BAS/Controllers | 2031 | Technical | GWh | After Competition Groups | 328.9346 | 0 | 0 | 17555.9707 | 0.018736 | 16 | Commercial_2031_Technical_GWh_After Competition Groups_16 | Advanced BAS/Controllers | 1.874% | 0 | 328.9346 | Commercial_2031_Technical_GWh_After Competition Groups_Advanced BAS/Controllers
Commercial | Com ¦ Demand Control Ventilation | 2031 | Technical | GWh | After Competition Groups | 307.7448 | 0 | 0 | 17555.9707 | 0.017529 | 17 | Commercial_2031_Technical_GWh_After Competition Groups_17 | Demand Control Ventilation | 1.753% | 0 | 307.7448 | Commercial_2031_Technical_GWh_After Competition Groups_Demand Control Ventilation
Commercial | Com ¦ Data Center Storage/Server Virtualization | 2031 | Technical | GWh | After Competition Groups | 304.6432 | 0 | 0 | 17555.9707 | 0.017353 | 18 | Commercial_2031_Technical_GWh_After Competition Groups_18 | Data Center Storage/Server Virtualization | 1.735% | 0 | 304.6432 | Commercial_2031_Technical_GWh_After Competition Groups_Data Center Storage/Server Virtualization
Commercial | Com ¦ Reach-in Shaded Pole to ECM/PSC Evaporator Fan Motor | 2031 | Technical | GWh | After Competition Groups | 290.0373 | 0 | 0 | 17555.9707 | 0.016521 | 19 | Commercial_2031_Technical_GWh_After Competition Groups_19 | Reach-in Shaded Pole to ECM/PSC Evaporator Fan Motor | 1.652% | 0 | 290.0373 | Commercial_2031_Technical_GWh_After Competition Groups_Reach-in Shaded Pole to ECM/PSC Evaporator Fan Motor
Commercial | Com ¦ Strip Curtains | 2031 | Technical | GWh | After Competition Groups | 244.8758 | 0 | 0 | 17555.9707 | 0.013948 | 20 | Commercial_2031_Technical_GWh_After Competition Groups_20 | Strip Curtains | 1.395% | 0 | 244.8758 | Commercial_2031_Technical_GWh_After Competition Groups_Strip Curtains
Commercial | Com ¦ Centrally controlled desktop PC/NETWORK PC POWER MANAGEMENT SOFTWARE | 2031 | Technical | GWh | After Competition Groups | 202.0091 | 0 | 0 | 17555.9707 | 0.011507 | 21 | Commercial_2031_Technical_GWh_After Competition Groups_21 | Centrally controlled desktop PC/NETWORK PC POWER MANAGEMENT SOFTWARE | 1.151% | 0 | 202.0091 | Commercial_2031_Technical_GWh_After Competition Groups_Centrally controlled desktop PC/NETWORK PC POWER MANAGEMENT SOFTWARE
Commercial | Com ¦ Door Gasket Freezer/Refrigerator | 2031 | Technical | GWh | After Competition Groups | 201.0457 | 0 | 0 | 17555.9707 | 0.011452 | 22 | Commercial_2031_Technical_GWh_After Competition Groups_22 | Door Gasket Freezer/Refrigerator | 1.145% | 0 | 201.0457 | Commercial_2031_Technical_GWh_After Competition Groups_Door Gasket Freezer/Refrigerator
Commercial | Com ¦ Variable Frequency Drive (VFD) | 2031 | Technical | GWh | After Competition Groups | 181.7382 | 0 | 0 | 17555.9707 | 0.010352 | 23 | Commercial_2031_Technical_GWh_After Competition Groups_23 | Variable Frequency Drive (VFD) | 1.035% | 0 | 181.7382 | Commercial_2031_Technical_GWh_After Competition Groups_Variable Frequency Drive (VFD)
Commercial | Com ¦ Unitary Air-Conditioning Unit | 2031 | Technical | GWh | After Competition Groups | 172.5243 | 0 | 0 | 17555.9707 | 0.0098271 | 24 | Commercial_2031_Technical_GWh_After Competition Groups_24 | Unitary Air-Conditioning Unit | 0.9827% | 0 | 172.5243 | Commercial_2031_Technical_GWh_After Competition Groups_Unitary Air-Conditioning Unit
Commercial | Com ¦ LED or Equivalent Sign Lighting | 2031 | Technical | GWh | After Competition Groups | 172.3246 | 0 | 0 | 17555.9707 | 0.0098157 | 25 | Commercial_2031_Technical_GWh_After Competition Groups_25 | LED or Equivalent Sign Lighting | 0.9816% | 0 | 172.3246 | Commercial_2031_Technical_GWh_After Competition Groups_LED or Equivalent Sign Lighting
Commercial | Com ¦ VFD on Pumps | 2031 | Technical | GWh | After Competition Groups | 170.0853 | 0 | 0 | 17555.9707 | 0.0096882 | 26 | Commercial_2031_Technical_GWh_After Competition Groups_26 | VFD on Pumps | 0.9688% | 0 | 170.0853 | Commercial_2031_Technical_GWh_After Competition Groups_VFD on Pumps
Commercial | Com ¦ Refrigeration Optimization | 2031 | Technical | GWh | After Competition Groups | 167.0903 | 0 | 0 | 17555.9707 | 0.0095176 | 27 | Commercial_2031_Technical_GWh_After Competition Groups_27 | Refrigeration Optimization | 0.9518% | 0 | 167.0903 | Commercial_2031_Technical_GWh_After Competition Groups_Refrigeration Optimization
Commercial | Com ¦ Adaptive Thermostats | 2031 | Technical | GWh | After Competition Groups | 145.3888 | 0 | 0 | 17555.9707 | 0.0082814 | 28 | Commercial_2031_Technical_GWh_After Competition Groups_28 | Adaptive Thermostats | 0.8281% | 0 | 145.3888 | Commercial_2031_Technical_GWh_After Competition Groups_Adaptive Thermostats
Commercial | Com ¦ Air Handler with Dedicated Outdoor Air Systems | 2031 | Technical | GWh | After Competition Groups | 138.7094 | 0 | 0 | 17555.9707 | 0.007901 | 29 | Commercial_2031_Technical_GWh_After Competition Groups_29 | Air Handler with Dedicated Outdoor Air Systems | 0.7901% | 0 | 138.7094 | Commercial_2031_Technical_GWh_After Competition Groups_Air Handler with Dedicated Outdoor Air Systems
Commercial | Com ¦ ENERGY STAR FREEZER | 2031 | Technical | GWh | After Competition Groups | 123.8039 | 0 | 0 | 17555.9707 | 0.007052 | 30 | Commercial_2031_Technical_GWh_After Competition Groups_30 | ENERGY STAR FREEZER | 0.7052% | 0 | 123.8039 | Commercial_2031_Technical_GWh_After Competition Groups_ENERGY STAR FREEZER
Commercial | Com ¦ ENERGY STAR LED LAMPS (General Service Lamps) | 2031 | Technical | GWh | After Competition Groups | 121.5335 | 0 | 0 | 17555.9707 | 0.0069226 | 31 | Commercial_2031_Technical_GWh_After Competition Groups_31 | ENERGY STAR LED LAMPS (General Service Lamps) | 0.6923% | 0 | 121.5335 | Commercial_2031_Technical_GWh_After Competition Groups_ENERGY STAR LED LAMPS (General Service Lamps)
Commercial | Com ¦ Condensing Make Up Air Unit | 2031 | Technical | GWh | After Competition Groups | 112.0193 | 0 | 0 | 17555.9707 | 0.0063807 | 32 | Commercial_2031_Technical_GWh_After Competition Groups_32 | Condensing Make Up Air Unit | 0.6381% | 0 | 112.0193 | Commercial_2031_Technical_GWh_After Competition Groups_Condensing Make Up Air Unit
Commercial | Com ¦ ENERGY STAR ICE MACHINES - Ice Making Head | 2031 | Technical | GWh | After Competition Groups | 107.0859 | 0 | 0 | 17555.9707 | 0.0060997 | 33 | Commercial_2031_Technical_GWh_After Competition Groups_33 | ENERGY STAR ICE MACHINES - Ice Making Head | 0.61% | 0 | 107.0859 | Commercial_2031_Technical_GWh_After Competition Groups_ENERGY STAR ICE MACHINES - Ice Making Head
Commercial | Com ¦ Demand Control Kitchen Ventilation | 2031 | Technical | GWh | After Competition Groups | 106.7138 | 0 | 0 | 17555.9707 | 0.0060785 | 34 | Commercial_2031_Technical_GWh_After Competition Groups_34 | Demand Control Kitchen Ventilation | 0.6078% | 0 | 106.7138 | Commercial_2031_Technical_GWh_After Competition Groups_Demand Control Kitchen Ventilation
Commercial | Com ¦ Refrigerated Display Case LED | 2031 | Technical | GWh | After Competition Groups | 105.977 | 0 | 0 | 17555.9707 | 0.0060365 | 35 | Commercial_2031_Technical_GWh_After Competition Groups_35 | Refrigerated Display Case LED | 0.6037% | 0 | 105.977 | Commercial_2031_Technical_GWh_After Competition Groups_Refrigerated Display Case LED
Commercial | Com ¦ Super-High Efficiency Furnaces (Emerging Tech) | 2031 | Technical | GWh | After Competition Groups | 99.7382 | 0 | 0 | 17555.9707 | 0.0056812 | 36 | Commercial_2031_Technical_GWh_After Competition Groups_36 | Super-High Efficiency Furnaces (Emerging Tech) | 0.5681% | 0 | 99.7382 | Commercial_2031_Technical_GWh_After Competition Groups_Super-High Efficiency Furnaces (Emerging Tech)
Commercial | Com ¦ Indoor Daylight Sensors/Photocell Dimming Control | 2031 | Technical | GWh | After Competition Groups | 99.2967 | 0 | 0 | 17555.9707 | 0.005656 | 37 | Commercial_2031_Technical_GWh_After Competition Groups_37 | Indoor Daylight Sensors/Photocell Dimming Control | 0.5656% | 0 | 99.2967 | Commercial_2031_Technical_GWh_After Competition Groups_Indoor Daylight Sensors/Photocell Dimming Control
Commercial | Com ¦ Adding reflective (White) roof treatment or a green roof | 2031 | Technical | GWh | After Competition Groups | 86.6598 | 0 | 0 | 17555.9707 | 0.0049362 | 38 | Commercial_2031_Technical_GWh_After Competition Groups_38 | Adding reflective (White) roof treatment or a green roof | 0.4936% | 0 | 86.6598 | Commercial_2031_Technical_GWh_After Competition Groups_Adding reflective (White) roof treatment or a green roof
Commercial | Com ¦ ECM MOTORS FOR EVAPORATOR FANS for refrigeration (WALK-IN) | 2031 | Technical | GWh | After Competition Groups | 86.0931 | 0 | 0 | 17555.9707 | 0.0049039 | 39 | Commercial_2031_Technical_GWh_After Competition Groups_39 | ECM MOTORS FOR EVAPORATOR FANS for refrigeration (WALK-IN) | 0.4904% | 0 | 86.0931 | Commercial_2031_Technical_GWh_After Competition Groups_ECM MOTORS FOR EVAPORATOR FANS for refrigeration (WALK-IN)
Commercial | Com ¦ Condensing Unit Heaters or other Efficient Unit Heating System | 2031 | Technical | GWh | After Competition Groups | 82.5096 | 0 | 0 | 17555.9707 | 0.0046998 | 40 | Commercial_2031_Technical_GWh_After Competition Groups_40 | Condensing Unit Heaters or other Efficient Unit Heating System | 0.47% | 0 | 82.5096 | Commercial_2031_Technical_GWh_After Competition Groups_Condensing Unit Heaters or other Efficient Unit Heating System
Commercial | Com ¦ High R-Value Glass Doors/no-heat glass door | 2031 | Technical | GWh | After Competition Groups | 76.1985 | 0 | 0 | 17555.9707 | 0.0043403 | 41 | Commercial_2031_Technical_GWh_After Competition Groups_41 | High R-Value Glass Doors/no-heat glass door | 0.434% | 0 | 76.1985 | Commercial_2031_Technical_GWh_After Competition Groups_High R-Value Glass Doors/no-heat glass door
Commercial | Com ¦ Occupancy Sensors | 2031 | Technical | GWh | After Competition Groups | 75.4506 | 0 | 0 | 17555.9707 | 0.0042977 | 42 | Commercial_2031_Technical_GWh_After Competition Groups_42 | Occupancy Sensors | 0.4298% | 0 | 75.4506 | Commercial_2031_Technical_GWh_After Competition Groups_Occupancy Sensors
Commercial | Com ¦ Freezer Case Light Sensor | 2031 | Technical | GWh | After Competition Groups | 70.9078 | 0 | 0 | 17555.9707 | 0.004039 | 43 | Commercial_2031_Technical_GWh_After Competition Groups_43 | Freezer Case Light Sensor | 0.4039% | 0 | 70.9078 | Commercial_2031_Technical_GWh_After Competition Groups_Freezer Case Light Sensor
Commercial | Com ¦ Evaporator Fan Controls | 2031 | Technical | GWh | After Competition Groups | 69.1675 | 0 | 0 | 17555.9707 | 0.0039398 | 44 | Commercial_2031_Technical_GWh_After Competition Groups_44 | Evaporator Fan Controls | 0.394% | 0 | 69.1675 | Commercial_2031_Technical_GWh_After Competition Groups_Evaporator Fan Controls
Commercial | Com ¦ HOTEL OCCUPANCY CONTROLS (HVAC + LIGHTING) | 2031 | Technical | GWh | After Competition Groups | 66.9007 | 0 | 0 | 17555.9707 | 0.0038107 | 45 | Commercial_2031_Technical_GWh_After Competition Groups_45 | HOTEL OCCUPANCY CONTROLS (HVAC + LIGHTING) | 0.3811% | 0 | 66.9007 | Commercial_2031_Technical_GWh_After Competition Groups_HOTEL OCCUPANCY CONTROLS (HVAC + LIGHTING)
Commercial | Com ¦ ENERGY STAR Refrigerator | 2031 | Technical | GWh | After Competition Groups | 61.3071 | 0 | 0 | 17555.9707 | 0.0034921 | 46 | Commercial_2031_Technical_GWh_After Competition Groups_46 | ENERGY STAR Refrigerator | 0.3492% | 0 | 61.3071 | Commercial_2031_Technical_GWh_After Competition Groups_ENERGY STAR Refrigerator
Commercial | Com ¦ Refrigeration Commissioning | 2031 | Technical | GWh | After Competition Groups | 47.439 | 0 | 0 | 17555.9707 | 0.0027022 | 47 | Commercial_2031_Technical_GWh_After Competition Groups_47 | Refrigeration Commissioning | 0.2702% | 0 | 47.439 | Commercial_2031_Technical_GWh_After Competition Groups_Refrigeration Commissioning
Commercial | Com ¦ Elec Storage WH 2.30 Et | 2031 | Technical | GWh | After Competition Groups | 45.5274 | 0 | 0 | 17555.9707 | 0.0025933 | 48 | Commercial_2031_Technical_GWh_After Competition Groups_48 | Elec Storage WH 2.30 Et | 0.2593% | 0 | 45.5274 | Commercial_2031_Technical_GWh_After Competition Groups_Elec Storage WH 2.30 Et
Commercial | Com ¦ Chilled Water Optimization | 2031 | Technical | GWh | After Competition Groups | 42.2329 | 0 | 0 | 17555.9707 | 0.0024056 | 49 | Commercial_2031_Technical_GWh_After Competition Groups_49 | Chilled Water Optimization | 0.2406% | 0 | 42.2329 | Commercial_2031_Technical_GWh_After Competition Groups_Chilled Water Optimization
Commercial | Com ¦ BEVERAGE VENDING MACHINE CONTROLS | 2031 | Technical | GWh | After Competition Groups | 41.1887 | 0 | 0 | 17555.9707 | 0.0023461 | 50 | Commercial_2031_Technical_GWh_After Competition Groups_50 | BEVERAGE VENDING MACHINE CONTROLS | 0.2346% | 0 | 41.1887 | Commercial_2031_Technical_GWh_After Competition Groups_BEVERAGE VENDING MACHINE CONTROLS
Commercial | Com ¦ ENERGY STAR Griddle (74% eff) | 2031 | Technical | GWh | After Competition Groups | 39.3277 | 0 | 0 | 17555.9707 | 0.0022401 | 51 | Commercial_2031_Technical_GWh_After Competition Groups_51 | ENERGY STAR Griddle (74% eff) | 0.224% | 0 | 39.3277 | Commercial_2031_Technical_GWh_After Competition Groups_ENERGY STAR Griddle (74% eff)
Commercial | Com ¦ Water Source Heat Pump (4 ton) | 2031 | Technical | GWh | After Competition Groups | 31.3168 | 0 | 0 | 17555.9707 | 0.0017838 | 52 | Commercial_2031_Technical_GWh_After Competition Groups_52 | Water Source Heat Pump (4 ton) | 0.1784% | 0 | 31.3168 | Commercial_2031_Technical_GWh_After Competition Groups_Water Source Heat Pump (4 ton)
Commercial | Com ¦ CO Sensors for parking garage exhaust fans | 2031 | Technical | GWh | After Competition Groups | 29.4991 | 0 | 0 | 17555.9707 | 0.0016803 | 53 | Commercial_2031_Technical_GWh_After Competition Groups_53 | CO Sensors for parking garage exhaust fans | 0.168% | 0 | 29.4991 | Commercial_2031_Technical_GWh_After Competition Groups_CO Sensors for parking garage exhaust fans
Commercial | Com ¦ Temperature Adjustment in Commercial Freezers | 2031 | Technical | GWh | After Competition Groups | 26.4488 | 0 | 0 | 17555.9707 | 0.0015065 | 54 | Commercial_2031_Technical_GWh_After Competition Groups_54 | Temperature Adjustment in Commercial Freezers | 0.1507% | 0 | 26.4488 | Commercial_2031_Technical_GWh_After Competition Groups_Temperature Adjustment in Commercial Freezers
Commercial | Com ¦ Anti-sweat heat (ASH) controls - Cooler/Freezer | 2031 | Technical | GWh | After Competition Groups | 25.224 | 0 | 0 | 17555.9707 | 0.0014368 | 55 | Commercial_2031_Technical_GWh_After Competition Groups_55 | Anti-sweat heat (ASH) controls - Cooler/Freezer | 0.1437% | 0 | 25.224 | Commercial_2031_Technical_GWh_After Competition Groups_Anti-sweat heat (ASH) controls - Cooler/Freezer
Commercial | Com ¦ Energy Efficient Laboratory Fume Hood | 2031 | Technical | GWh | After Competition Groups | 23.5567 | 0 | 0 | 17555.9707 | 0.0013418 | 56 | Commercial_2031_Technical_GWh_After Competition Groups_56 | Energy Efficient Laboratory Fume Hood | 0.1342% | 0 | 23.5567 | Commercial_2031_Technical_GWh_After Competition Groups_Energy Efficient Laboratory Fume Hood
Commercial | Com ¦ Vertical Night Covers | 2031 | Technical | GWh | After Competition Groups | 20.5172 | 0 | 0 | 17555.9707 | 0.0011687 | 57 | Commercial_2031_Technical_GWh_After Competition Groups_57 | Vertical Night Covers | 0.1169% | 0 | 20.5172 | Commercial_2031_Technical_GWh_After Competition Groups_Vertical Night Covers
Commercial | Com ¦ Duct Insulation, R8 | 2031 | Technical | GWh | After Competition Groups | 18.2658 | 0 | 0 | 17555.9707 | 0.0010404 | 58 | Commercial_2031_Technical_GWh_After Competition Groups_58 | Duct Insulation, R8 | 0.104% | 0 | 18.2658 | Commercial_2031_Technical_GWh_After Competition Groups_Duct Insulation, R8
Commercial | Com ¦ Water Heating (DHW) Pipe Insulation (Add 3/4\ Foam)" | 2031 | Technical | GWh | After Competition Groups | 17.6594 | 0 | 0 | 17555.9707 | 0.0010059 | 59 | Commercial_2031_Technical_GWh_After Competition Groups_59 | Water Heating (DHW) Pipe Insulation (Add 3/4\ Foam)" | 0.1006% | 0 | 17.6594 | Commercial_2031_Technical_GWh_After Competition Groups_Water Heating (DHW) Pipe Insulation (Add 3/4\ Foam)"
Commercial | Com ¦ Outside Air Economizer | 2031 | Technical | GWh | After Competition Groups | 17.2336 | 0 | 0 | 17555.9707 | 0.00098164 | 60 | Commercial_2031_Technical_GWh_After Competition Groups_60 | Outside Air Economizer | 0.09816% | 0 | 17.2336 | Commercial_2031_Technical_GWh_After Competition Groups_Outside Air Economizer
Commercial | Com ¦ ENERGY STAR Fryer (84% eff) | 2031 | Technical | GWh | After Competition Groups | 14.0374 | 0 | 0 | 17555.9707 | 0.00079958 | 61 | Commercial_2031_Technical_GWh_After Competition Groups_61 | ENERGY STAR Fryer (84% eff) | 0.07996% | 0 | 14.0374 | Commercial_2031_Technical_GWh_After Competition Groups_ENERGY STAR Fryer (84% eff)
Commercial | Com ¦ Roof Insulation/Ceiling Insulation (R25 Code to R35) | 2031 | Technical | GWh | After Competition Groups | 13.8127 | 0 | 0 | 17555.9707 | 0.00078678 | 62 | Commercial_2031_Technical_GWh_After Competition Groups_62 | Roof Insulation/Ceiling Insulation (R25 Code to R35) | 0.07868% | 0 | 13.8127 | Commercial_2031_Technical_GWh_After Competition Groups_Roof Insulation/Ceiling Insulation (R25 Code to R35)
Commercial | Com ¦ ENERGY STAR Dishwasher | 2031 | Technical | GWh | After Competition Groups | 11.8046 | 0 | 0 | 17555.9707 | 0.0006724 | 63 | Commercial_2031_Technical_GWh_After Competition Groups_63 | ENERGY STAR Dishwasher | 0.06724% | 0 | 11.8046 | Commercial_2031_Technical_GWh_After Competition Groups_ENERGY STAR Dishwasher
Commercial | Com ¦ Suction Pipe Insulation Freezer/Refrigerator | 2031 | Technical | GWh | After Competition Groups | 11.2135 | 0 | 0 | 17555.9707 | 0.00063873 | 64 | Commercial_2031_Technical_GWh_After Competition Groups_64 | Suction Pipe Insulation Freezer/Refrigerator | 0.06387% | 0 | 11.2135 | Commercial_2031_Technical_GWh_After Competition Groups_Suction Pipe Insulation Freezer/Refrigerator
Commercial | Com ¦ LED RECESSED DOWNLIGHTS | 2031 | Technical | GWh | After Competition Groups | 10.5965 | 0 | 0 | 17555.9707 | 0.00060358 | 65 | Commercial_2031_Technical_GWh_After Competition Groups_65 | LED RECESSED DOWNLIGHTS | 0.06036% | 0 | 10.5965 | Commercial_2031_Technical_GWh_After Competition Groups_LED RECESSED DOWNLIGHTS
Commercial | Com ¦ Evaporator Coil Defrost (Cooler) | 2031 | Technical | GWh | After Competition Groups | 9.241 | 0 | 0 | 17555.9707 | 0.00052637 | 66 | Commercial_2031_Technical_GWh_After Competition Groups_66 | Evaporator Coil Defrost (Cooler) | 0.05264% | 0 | 9.241 | Commercial_2031_Technical_GWh_After Competition Groups_Evaporator Coil Defrost (Cooler)
Commercial | Com ¦ Ground Source Heat Pump | 2031 | Technical | GWh | After Competition Groups | 8.1143 | 0 | 0 | 17555.9707 | 0.0004622 | 67 | Commercial_2031_Technical_GWh_After Competition Groups_67 | Ground Source Heat Pump | 0.04622% | 0 | 8.1143 | Commercial_2031_Technical_GWh_After Competition Groups_Ground Source Heat Pump
Commercial | Com ¦ ENERGY STAR Steam Cookers | 2031 | Technical | GWh | After Competition Groups | 6.8792 | 0 | 0 | 17555.9707 | 0.00039184 | 68 | Commercial_2031_Technical_GWh_After Competition Groups_68 | ENERGY STAR Steam Cookers | 0.03918% | 0 | 6.8792 | Commercial_2031_Technical_GWh_After Competition Groups_ENERGY STAR Steam Cookers
Commercial | Com ¦ Ozone Laundry Treatment | 2031 | Technical | GWh | After Competition Groups | 6.42 | 0 | 0 | 17555.9707 | 0.00036569 | 69 | Commercial_2031_Technical_GWh_After Competition Groups_69 | Ozone Laundry Treatment | 0.03657% | 0 | 6.42 | Commercial_2031_Technical_GWh_After Competition Groups_Ozone Laundry Treatment
Commercial | Com ¦ SYNCHRONOUS BELT | 2031 | Technical | GWh | After Competition Groups | 6.395 | 0 | 0 | 17555.9707 | 0.00036426 | 70 | Commercial_2031_Technical_GWh_After Competition Groups_70 | SYNCHRONOUS BELT | 0.03643% | 0 | 6.395 | Commercial_2031_Technical_GWh_After Competition Groups_SYNCHRONOUS BELT
Commercial | Com ¦ Efficient compressor motor | 2031 | Technical | GWh | After Competition Groups | 4.3351 | 0 | 0 | 17555.9707 | 0.00024693 | 71 | Commercial_2031_Technical_GWh_After Competition Groups_71 | Efficient compressor motor | 0.02469% | 0 | 4.3351 | Commercial_2031_Technical_GWh_After Competition Groups_Efficient compressor motor
Commercial | Com ¦ Demand controlled Circulating Systems | 2031 | Technical | GWh | After Competition Groups | 3.7842 | 0 | 0 | 17555.9707 | 0.00021555 | 72 | Commercial_2031_Technical_GWh_After Competition Groups_72 | Demand controlled Circulating Systems | 0.02156% | 0 | 3.7842 | Commercial_2031_Technical_GWh_After Competition Groups_Demand controlled Circulating Systems
Commercial | Com ¦ Solar Water Preheat (Pools/DHW) | 2031 | Technical | GWh | After Competition Groups | 3.3504 | 0 | 0 | 17555.9707 | 0.00019084 | 73 | Commercial_2031_Technical_GWh_After Competition Groups_73 | Solar Water Preheat (Pools/DHW) | 0.01908% | 0 | 3.3504 | Commercial_2031_Technical_GWh_After Competition Groups_Solar Water Preheat (Pools/DHW)
Commercial | Com ¦ ECM MOTORS FOR HVAC APPLICATION (FAN-POWERED VAV BOX) | 2031 | Technical | GWh | After Competition Groups | 2.7458 | 0 | 0 | 17555.9707 | 0.0001564 | 74 | Commercial_2031_Technical_GWh_After Competition Groups_74 | ECM MOTORS FOR HVAC APPLICATION (FAN-POWERED VAV BOX) | 0.01564% | 0 | 2.7458 | Commercial_2031_Technical_GWh_After Competition Groups_ECM MOTORS FOR HVAC APPLICATION (FAN-POWERED VAV BOX)
Commercial | Com ¦ Thermostat Setback | 2031 | Technical | GWh | After Competition Groups | 2.5516 | 0 | 0 | 17555.9707 | 0.00014534 | 75 | Commercial_2031_Technical_GWh_After Competition Groups_75 | Thermostat Setback | 0.01453% | 0 | 2.5516 | Commercial_2031_Technical_GWh_After Competition Groups_Thermostat Setback
Commercial | Com ¦ Room AC (w/ louvered sides) 14 SEER from 12 SEER code | 2031 | Technical | GWh | After Competition Groups | 2.4547 | 0 | 0 | 17555.9707 | 0.00013982 | 76 | Commercial_2031_Technical_GWh_After Competition Groups_76 | Room AC (w/ louvered sides) 14 SEER from 12 SEER code | 0.01398% | 0 | 2.4547 | Commercial_2031_Technical_GWh_After Competition Groups_Room AC (w/ louvered sides) 14 SEER from 12 SEER code
Commercial | Com ¦ Wall Insulation | 2031 | Technical | GWh | After Competition Groups | 2.1978 | 0 | 0 | 17555.9707 | 0.00012519 | 77 | Commercial_2031_Technical_GWh_After Competition Groups_77 | Wall Insulation | 0.01252% | 0 | 2.1978 | Commercial_2031_Technical_GWh_After Competition Groups_Wall Insulation
Commercial | Com ¦ Solar Preheat Make up Air | 2031 | Technical | GWh | After Competition Groups | 2.1704 | 0 | 0 | 17555.9707 | 0.00012363 | 78 | Commercial_2031_Technical_GWh_After Competition Groups_78 | Solar Preheat Make up Air | 0.01236% | 0 | 2.1704 | Commercial_2031_Technical_GWh_After Competition Groups_Solar Preheat Make up Air
Commercial | Com ¦ PTAC (12 EER/10,000 BTU) | 2031 | Technical | GWh | After Competition Groups | 2.1128 | 0 | 0 | 17555.9707 | 0.00012035 | 79 | Commercial_2031_Technical_GWh_After Competition Groups_79 | PTAC (12 EER/10,000 BTU) | 0.01203% | 0 | 2.1128 | Commercial_2031_Technical_GWh_After Competition Groups_PTAC (12 EER/10,000 BTU)
Commercial | Com ¦ Commercial Hot Food Holding Cabinets | 2031 | Technical | GWh | After Competition Groups | 1.9829 | 0 | 0 | 17555.9707 | 0.00011295 | 80 | Commercial_2031_Technical_GWh_After Competition Groups_80 | Commercial Hot Food Holding Cabinets | 0.01129% | 0 | 1.9829 | Commercial_2031_Technical_GWh_After Competition Groups_Commercial Hot Food Holding Cabinets
Commercial | Com ¦ CEE Tier 2/Energy Star Clothes Washers | 2031 | Technical | GWh | After Competition Groups | 1.4402 | 0 | 0 | 17555.9707 | 8.2032e-05 | 81 | Commercial_2031_Technical_GWh_After Competition Groups_81 | CEE Tier 2/Energy Star Clothes Washers | 0.008203% | 0 | 1.4402 | Commercial_2031_Technical_GWh_After Competition Groups_CEE Tier 2/Energy Star Clothes Washers
Commercial | Com ¦ Auto Off Time Switch or Time Clock control | 2031 | Technical | GWh | After Competition Groups | 1.3518 | 0 | 0 | 17555.9707 | 7.6997e-05 | 82 | Commercial_2031_Technical_GWh_After Competition Groups_82 | Auto Off Time Switch or Time Clock control | 0.0077% | 0 | 1.3518 | Commercial_2031_Technical_GWh_After Competition Groups_Auto Off Time Switch or Time Clock control
Commercial | COM ¦ Ductless Mini-Split Heat Pumps | 2031 | Technical | GWh | After Competition Groups | 1.2796 | 0 | 0 | 17555.9707 | 7.2889e-05 | 83 | Commercial_2031_Technical_GWh_After Competition Groups_83 | Ductless Mini-Split Heat Pumps | 0.007289% | 0 | 1.2796 | Commercial_2031_Technical_GWh_After Competition Groups_Ductless Mini-Split Heat Pumps
Commercial | Com ¦ Heat Pump Water Heater (50 Gallons) | 2031 | Technical | GWh | After Competition Groups | 0.86172 | 0 | 0 | 17555.9707 | 4.9084e-05 | 84 | Commercial_2031_Technical_GWh_After Competition Groups_84 | Heat Pump Water Heater (50 Gallons) | 0.004908% | 0 | 0.86172 | Commercial_2031_Technical_GWh_After Competition Groups_Heat Pump Water Heater (50 Gallons)
Commercial | Com ¦ Low Flow Pre-Rinse Spray Nozzle | 2031 | Technical | GWh | After Competition Groups | 0.84359 | 0 | 0 | 17555.9707 | 4.8052e-05 | 85 | Commercial_2031_Technical_GWh_After Competition Groups_85 | Low Flow Pre-Rinse Spray Nozzle | 0.004805% | 0 | 0.84359 | Commercial_2031_Technical_GWh_After Competition Groups_Low Flow Pre-Rinse Spray Nozzle
Commercial | Com ¦ HVAC Optimization | 2031 | Technical | GWh | After Competition Groups | 0.80666 | 0 | 0 | 17555.9707 | 4.5948e-05 | 86 | Commercial_2031_Technical_GWh_After Competition Groups_86 | HVAC Optimization | 0.004595% | 0 | 0.80666 | Commercial_2031_Technical_GWh_After Competition Groups_HVAC Optimization
Commercial | Com ¦ High Efficiency Chiller (avg of water and air cooled) | 2031 | Technical | GWh | After Competition Groups | 0.583 | 0 | 0 | 17555.9707 | 3.3208e-05 | 87 | Commercial_2031_Technical_GWh_After Competition Groups_87 | High Efficiency Chiller (avg of water and air cooled) | 0.003321% | 0 | 0.583 | Commercial_2031_Technical_GWh_After Competition Groups_High Efficiency Chiller (avg of water and air cooled)
Commercial | Com ¦ eCube | 2031 | Technical | GWh | After Competition Groups | 0.22191 | 0 | 0 | 17555.9707 | 1.264e-05 | 88 | Commercial_2031_Technical_GWh_After Competition Groups_88 | eCube | 0.001264% | 0 | 0.22191 | Commercial_2031_Technical_GWh_After Competition Groups_eCube
Commercial | Com ¦ EC Plug Fan for Data Center (under cabinet) | 2031 | Technical | GWh | After Competition Groups | 0.19866 | 0 | 0 | 17555.9707 | 1.1316e-05 | 89 | Commercial_2031_Technical_GWh_After Competition Groups_89 | EC Plug Fan for Data Center (under cabinet) | 0.001132% | 0 | 0.19866 | Commercial_2031_Technical_GWh_After Competition Groups_EC Plug Fan for Data Center (under cabinet)
Commercial | Com ¦ Exterior Photocell | 2031 | Technical | GWh | After Competition Groups | 0.062776 | 0 | 0 | 17555.9707 | 3.5757e-06 | 90 | Commercial_2031_Technical_GWh_After Competition Groups_90 | Exterior Photocell | 0.0003576% | 0 | 0.062776 | Commercial_2031_Technical_GWh_After Competition Groups_Exterior Photocell
Commercial | Com ¦ Air Curtains | 2031 | Technical | GWh | After Competition Groups | 0.056797 | 0 | 0 | 17555.9707 | 3.2352e-06 | 91 | Commercial_2031_Technical_GWh_After Competition Groups_91 | Air Curtains | 0.0003235% | 0 | 0.056797 | Commercial_2031_Technical_GWh_After Competition Groups_Air Curtains
Commercial | Com ¦ VSD Air Compressor | 2031 | Technical | GWh | After Competition Groups | 0.047705 | 0 | 0 | 17555.9707 | 2.7173e-06 | 92 | Commercial_2031_Technical_GWh_After Competition Groups_92 | VSD Air Compressor | 0.0002717% | 0 | 0.047705 | Commercial_2031_Technical_GWh_After Competition Groups_VSD Air Compressor
Commercial | Com ¦ High Efficiency Induction Cooking | 2031 | Technical | GWh | After Competition Groups | 0.0083085 | 0 | 0 | 17555.9707 | 4.7326e-07 | 93 | Commercial_2031_Technical_GWh_After Competition Groups_93 | High Efficiency Induction Cooking | 4.733e-05% | 0 | 0.0083085 | Commercial_2031_Technical_GWh_After Competition Groups_High Efficiency Induction Cooking
Commercial | Com ¦ Electric Convection Combination Ovens | 2031 | Technical | GWh | After Competition Groups | 0.0037251 | 0 | 0 | 17555.9707 | 2.1218e-07 | 94 | Commercial_2031_Technical_GWh_After Competition Groups_94 | Electric Convection Combination Ovens | 2.122e-05% | 0 | 0.0037251 | Commercial_2031_Technical_GWh_After Competition Groups_Electric Convection Combination Ovens
Commercial | Com ¦ Building Recommissioning, Operations and Maintenance (O&M) Improvements | 2032 | Economic | GWh | After Competition Groups | 1956.5937 | 0 | 0 | 13419.3864 | 0.1458 | 1 | Commercial_2032_Economic_GWh_After Competition Groups_1 | Building Recommissioning, Operations and Maintenance (O&M) Improvements | 14.58% | 0 | 1956.5937 | Commercial_2032_Economic_GWh_After Competition Groups_Building Recommissioning, Operations and Maintenance (O&M) Improvements
Commercial | Com ¦ LED Low/High Bay | 2032 | Economic | GWh | After Competition Groups | 1199.5506 | 0 | 0 | 13419.3864 | 0.089389 | 2 | Commercial_2032_Economic_GWh_After Competition Groups_2 | LED Low/High Bay | 8.939% | 0 | 1199.5506 | Commercial_2032_Economic_GWh_After Competition Groups_LED Low/High Bay
Commercial | Com ¦ LED Troffer/Surface/Suspended | 2032 | Economic | GWh | After Competition Groups | 977.1762 | 0 | 0 | 13419.3864 | 0.072818 | 3 | Commercial_2032_Economic_GWh_After Competition Groups_3 | LED Troffer/Surface/Suspended | 7.282% | 0 | 977.1762 | Commercial_2032_Economic_GWh_After Competition Groups_LED Troffer/Surface/Suspended
Commercial | Com ¦ ENERGY STAR LED LAMPS (REFLECTOR LAMPs/MR16/PAR 16) | 2032 | Economic | GWh | After Competition Groups | 934.0787 | 0 | 0 | 13419.3864 | 0.069607 | 4 | Commercial_2032_Economic_GWh_After Competition Groups_4 | ENERGY STAR LED LAMPS (REFLECTOR LAMPs/MR16/PAR 16) | 6.961% | 0 | 934.0787 | Commercial_2032_Economic_GWh_After Competition Groups_ENERGY STAR LED LAMPS (REFLECTOR LAMPs/MR16/PAR 16)
Commercial | Com ¦ Education and Capacity Building/Energy Behavior | 2032 | Economic | GWh | After Competition Groups | 733.3014 | 0 | 0 | 13419.3864 | 0.054645 | 5 | Commercial_2032_Economic_GWh_After Competition Groups_5 | Education and Capacity Building/Energy Behavior | 5.464% | 0 | 733.3014 | Commercial_2032_Economic_GWh_After Competition Groups_Education and Capacity Building/Energy Behavior
Commercial | Com ¦ LED Replacement Lamp (Tube) | 2032 | Economic | GWh | After Competition Groups | 653.2368 | 0 | 0 | 13419.3864 | 0.048679 | 6 | Commercial_2032_Economic_GWh_After Competition Groups_6 | LED Replacement Lamp (Tube) | 4.868% | 0 | 653.2368 | Commercial_2032_Economic_GWh_After Competition Groups_LED Replacement Lamp (Tube)
Commercial | Com ¦ LED EXTERIOR AREA LIGHTS - LED fixture (200W) | 2032 | Economic | GWh | After Competition Groups | 643.4202 | 0 | 0 | 13419.3864 | 0.047947 | 7 | Commercial_2032_Economic_GWh_After Competition Groups_7 | LED EXTERIOR AREA LIGHTS - LED fixture (200W) | 4.795% | 0 | 643.4202 | Commercial_2032_Economic_GWh_After Competition Groups_LED EXTERIOR AREA LIGHTS - LED fixture (200W)
Commercial | Com ¦ LED parking lot fixture | 2032 | Economic | GWh | After Competition Groups | 613.0478 | 0 | 0 | 13419.3864 | 0.045684 | 8 | Commercial_2032_Economic_GWh_After Competition Groups_8 | LED parking lot fixture | 4.568% | 0 | 613.0478 | Commercial_2032_Economic_GWh_After Competition Groups_LED parking lot fixture
Commercial | Com ¦ High Efficiency Air Source Heat Pump | 2032 | Economic | GWh | After Competition Groups | 610.1976 | 0 | 0 | 13419.3864 | 0.045471 | 9 | Commercial_2032_Economic_GWh_After Competition Groups_9 | High Efficiency Air Source Heat Pump | 4.547% | 0 | 610.1976 | Commercial_2032_Economic_GWh_After Competition Groups_High Efficiency Air Source Heat Pump
Commercial | Com ¦ Furnace Tune-Up | 2032 | Economic | GWh | After Competition Groups | 537.2682 | 0 | 0 | 13419.3864 | 0.040037 | 10 | Commercial_2032_Economic_GWh_After Competition Groups_10 | Furnace Tune-Up | 4.004% | 0 | 537.2682 | Commercial_2032_Economic_GWh_After Competition Groups_Furnace Tune-Up
Commercial | Com ¦ LED street light fixture | 2032 | Economic | GWh | After Competition Groups | 389.709 | 0 | 0 | 13419.3864 | 0.029041 | 11 | Commercial_2032_Economic_GWh_After Competition Groups_11 | LED street light fixture | 2.904% | 0 | 389.709 | Commercial_2032_Economic_GWh_After Competition Groups_LED street light fixture
Commercial | Com ¦ Advanced BAS/Controllers | 2032 | Economic | GWh | After Competition Groups | 330.4182 | 0 | 0 | 13419.3864 | 0.024622 | 12 | Commercial_2032_Economic_GWh_After Competition Groups_12 | Advanced BAS/Controllers | 2.462% | 0 | 330.4182 | Commercial_2032_Economic_GWh_After Competition Groups_Advanced BAS/Controllers
Commercial | Com ¦ Refrigerated Display Case Doors | 2032 | Economic | GWh | After Competition Groups | 309.6725 | 0 | 0 | 13419.3864 | 0.023077 | 13 | Commercial_2032_Economic_GWh_After Competition Groups_13 | Refrigerated Display Case Doors | 2.308% | 0 | 309.6725 | Commercial_2032_Economic_GWh_After Competition Groups_Refrigerated Display Case Doors
Commercial | Com ¦ Demand Control Ventilation | 2032 | Economic | GWh | After Competition Groups | 308.5081 | 0 | 0 | 13419.3864 | 0.02299 | 14 | Commercial_2032_Economic_GWh_After Competition Groups_14 | Demand Control Ventilation | 2.299% | 0 | 308.5081 | Commercial_2032_Economic_GWh_After Competition Groups_Demand Control Ventilation
Commercial | Com ¦ Data Center Storage/Server Virtualization | 2032 | Economic | GWh | After Competition Groups | 306.4966 | 0 | 0 | 13419.3864 | 0.02284 | 15 | Commercial_2032_Economic_GWh_After Competition Groups_15 | Data Center Storage/Server Virtualization | 2.284% | 0 | 306.4966 | Commercial_2032_Economic_GWh_After Competition Groups_Data Center Storage/Server Virtualization
Commercial | Com ¦ Reach-in Shaded Pole to ECM/PSC Evaporator Fan Motor | 2032 | Economic | GWh | After Competition Groups | 305.6959 | 0 | 0 | 13419.3864 | 0.02278 | 16 | Commercial_2032_Economic_GWh_After Competition Groups_16 | Reach-in Shaded Pole to ECM/PSC Evaporator Fan Motor | 2.278% | 0 | 305.6959 | Commercial_2032_Economic_GWh_After Competition Groups_Reach-in Shaded Pole to ECM/PSC Evaporator Fan Motor
Commercial | Com ¦ Strip Curtains | 2032 | Economic | GWh | After Competition Groups | 246.5789 | 0 | 0 | 13419.3864 | 0.018375 | 17 | Commercial_2032_Economic_GWh_After Competition Groups_17 | Strip Curtains | 1.837% | 0 | 246.5789 | Commercial_2032_Economic_GWh_After Competition Groups_Strip Curtains
Commercial | Com ¦ Centrally controlled desktop PC/NETWORK PC POWER MANAGEMENT SOFTWARE | 2032 | Economic | GWh | After Competition Groups | 204.0311 | 0 | 0 | 13419.3864 | 0.015204 | 18 | Commercial_2032_Economic_GWh_After Competition Groups_18 | Centrally controlled desktop PC/NETWORK PC POWER MANAGEMENT SOFTWARE | 1.52% | 0 | 204.0311 | Commercial_2032_Economic_GWh_After Competition Groups_Centrally controlled desktop PC/NETWORK PC POWER MANAGEMENT SOFTWARE
Commercial | Com ¦ Unitary Air-Conditioning Unit | 2032 | Economic | GWh | After Competition Groups | 181.1016 | 0 | 0 | 13419.3864 | 0.013496 | 19 | Commercial_2032_Economic_GWh_After Competition Groups_19 | Unitary Air-Conditioning Unit | 1.35% | 0 | 181.1016 | Commercial_2032_Economic_GWh_After Competition Groups_Unitary Air-Conditioning Unit
Commercial | Com ¦ Variable Frequency Drive (VFD) | 2032 | Economic | GWh | After Competition Groups | 178.0852 | 0 | 0 | 13419.3864 | 0.013271 | 20 | Commercial_2032_Economic_GWh_After Competition Groups_20 | Variable Frequency Drive (VFD) | 1.327% | 0 | 178.0852 | Commercial_2032_Economic_GWh_After Competition Groups_Variable Frequency Drive (VFD)
Commercial | Com ¦ LED or Equivalent Sign Lighting | 2032 | Economic | GWh | After Competition Groups | 174.2477 | 0 | 0 | 13419.3864 | 0.012985 | 21 | Commercial_2032_Economic_GWh_After Competition Groups_21 | LED or Equivalent Sign Lighting | 1.298% | 0 | 174.2477 | Commercial_2032_Economic_GWh_After Competition Groups_LED or Equivalent Sign Lighting
Commercial | Com ¦ VFD on Pumps | 2032 | Economic | GWh | After Competition Groups | 166.6666 | 0 | 0 | 13419.3864 | 0.01242 | 22 | Commercial_2032_Economic_GWh_After Competition Groups_22 | VFD on Pumps | 1.242% | 0 | 166.6666 | Commercial_2032_Economic_GWh_After Competition Groups_VFD on Pumps
Commercial | Com ¦ Adaptive Thermostats | 2032 | Economic | GWh | After Competition Groups | 146.567 | 0 | 0 | 13419.3864 | 0.010922 | 23 | Commercial_2032_Economic_GWh_After Competition Groups_23 | Adaptive Thermostats | 1.092% | 0 | 146.567 | Commercial_2032_Economic_GWh_After Competition Groups_Adaptive Thermostats
Commercial | Com ¦ Air Handler with Dedicated Outdoor Air Systems | 2032 | Economic | GWh | After Competition Groups | 135.9213 | 0 | 0 | 13419.3864 | 0.010129 | 24 | Commercial_2032_Economic_GWh_After Competition Groups_24 | Air Handler with Dedicated Outdoor Air Systems | 1.013% | 0 | 135.9213 | Commercial_2032_Economic_GWh_After Competition Groups_Air Handler with Dedicated Outdoor Air Systems
Commercial | Com ¦ ENERGY STAR LED LAMPS (General Service Lamps) | 2032 | Economic | GWh | After Competition Groups | 121.4018 | 0 | 0 | 13419.3864 | 0.0090467 | 25 | Commercial_2032_Economic_GWh_After Competition Groups_25 | ENERGY STAR LED LAMPS (General Service Lamps) | 0.9047% | 0 | 121.4018 | Commercial_2032_Economic_GWh_After Competition Groups_ENERGY STAR LED LAMPS (General Service Lamps)
Commercial | Com ¦ Demand Control Kitchen Ventilation | 2032 | Economic | GWh | After Competition Groups | 100.9983 | 0 | 0 | 13419.3864 | 0.0075263 | 26 | Commercial_2032_Economic_GWh_After Competition Groups_26 | Demand Control Kitchen Ventilation | 0.7526% | 0 | 100.9983 | Commercial_2032_Economic_GWh_After Competition Groups_Demand Control Kitchen Ventilation
Commercial | Com ¦ ECM MOTORS FOR EVAPORATOR FANS for refrigeration (WALK-IN) | 2032 | Economic | GWh | After Competition Groups | 84.3626 | 0 | 0 | 13419.3864 | 0.0062866 | 27 | Commercial_2032_Economic_GWh_After Competition Groups_27 | ECM MOTORS FOR EVAPORATOR FANS for refrigeration (WALK-IN) | 0.6287% | 0 | 84.3626 | Commercial_2032_Economic_GWh_After Competition Groups_ECM MOTORS FOR EVAPORATOR FANS for refrigeration (WALK-IN)
Commercial | Com ¦ Refrigerated Display Case LED | 2032 | Economic | GWh | After Competition Groups | 81.7313 | 0 | 0 | 13419.3864 | 0.0060905 | 28 | Commercial_2032_Economic_GWh_After Competition Groups_28 | Refrigerated Display Case LED | 0.6091% | 0 | 81.7313 | Commercial_2032_Economic_GWh_After Competition Groups_Refrigerated Display Case LED
Commercial | Com ¦ Condensing Unit Heaters or other Efficient Unit Heating System | 2032 | Economic | GWh | After Competition Groups | 80.8511 | 0 | 0 | 13419.3864 | 0.0060249 | 29 | Commercial_2032_Economic_GWh_After Competition Groups_29 | Condensing Unit Heaters or other Efficient Unit Heating System | 0.6025% | 0 | 80.8511 | Commercial_2032_Economic_GWh_After Competition Groups_Condensing Unit Heaters or other Efficient Unit Heating System
Commercial | Com ¦ Occupancy Sensors | 2032 | Economic | GWh | After Competition Groups | 76.06 | 0 | 0 | 13419.3864 | 0.0056679 | 30 | Commercial_2032_Economic_GWh_After Competition Groups_30 | Occupancy Sensors | 0.5668% | 0 | 76.06 | Commercial_2032_Economic_GWh_After Competition Groups_Occupancy Sensors
Commercial | Com ¦ Freezer Case Light Sensor | 2032 | Economic | GWh | After Competition Groups | 69.4826 | 0 | 0 | 13419.3864 | 0.0051778 | 31 | Commercial_2032_Economic_GWh_After Competition Groups_31 | Freezer Case Light Sensor | 0.5178% | 0 | 69.4826 | Commercial_2032_Economic_GWh_After Competition Groups_Freezer Case Light Sensor
Commercial | Com ¦ Evaporator Fan Controls | 2032 | Economic | GWh | After Competition Groups | 67.7772 | 0 | 0 | 13419.3864 | 0.0050507 | 32 | Commercial_2032_Economic_GWh_After Competition Groups_32 | Evaporator Fan Controls | 0.5051% | 0 | 67.7772 | Commercial_2032_Economic_GWh_After Competition Groups_Evaporator Fan Controls
Commercial | Com ¦ Door Gasket Freezer/Refrigerator | 2032 | Economic | GWh | After Competition Groups | 50.3716 | 0 | 0 | 13419.3864 | 0.0037536 | 33 | Commercial_2032_Economic_GWh_After Competition Groups_33 | Door Gasket Freezer/Refrigerator | 0.3754% | 0 | 50.3716 | Commercial_2032_Economic_GWh_After Competition Groups_Door Gasket Freezer/Refrigerator
Commercial | Com ¦ Elec Storage WH 2.30 Et | 2032 | Economic | GWh | After Competition Groups | 46.776 | 0 | 0 | 13419.3864 | 0.0034857 | 34 | Commercial_2032_Economic_GWh_After Competition Groups_34 | Elec Storage WH 2.30 Et | 0.3486% | 0 | 46.776 | Commercial_2032_Economic_GWh_After Competition Groups_Elec Storage WH 2.30 Et
Commercial | Com ¦ Chilled Water Optimization | 2032 | Economic | GWh | After Competition Groups | 44.6551 | 0 | 0 | 13419.3864 | 0.0033277 | 35 | Commercial_2032_Economic_GWh_After Competition Groups_35 | Chilled Water Optimization | 0.3328% | 0 | 44.6551 | Commercial_2032_Economic_GWh_After Competition Groups_Chilled Water Optimization
Commercial | Com ¦ BEVERAGE VENDING MACHINE CONTROLS | 2032 | Economic | GWh | After Competition Groups | 41.584 | 0 | 0 | 13419.3864 | 0.0030988 | 36 | Commercial_2032_Economic_GWh_After Competition Groups_36 | BEVERAGE VENDING MACHINE CONTROLS | 0.3099% | 0 | 41.584 | Commercial_2032_Economic_GWh_After Competition Groups_BEVERAGE VENDING MACHINE CONTROLS
Commercial | Com ¦ ENERGY STAR Griddle (74% eff) | 2032 | Economic | GWh | After Competition Groups | 41.2577 | 0 | 0 | 13419.3864 | 0.0030745 | 37 | Commercial_2032_Economic_GWh_After Competition Groups_37 | ENERGY STAR Griddle (74% eff) | 0.3074% | 0 | 41.2577 | Commercial_2032_Economic_GWh_After Competition Groups_ENERGY STAR Griddle (74% eff)
Commercial | Com ¦ Water Source Heat Pump (4 ton) | 2032 | Economic | GWh | After Competition Groups | 33.0077 | 0 | 0 | 13419.3864 | 0.0024597 | 38 | Commercial_2032_Economic_GWh_After Competition Groups_38 | Water Source Heat Pump (4 ton) | 0.246% | 0 | 33.0077 | Commercial_2032_Economic_GWh_After Competition Groups_Water Source Heat Pump (4 ton)
Commercial | Com ¦ CO Sensors for parking garage exhaust fans | 2032 | Economic | GWh | After Competition Groups | 29.7572 | 0 | 0 | 13419.3864 | 0.0022175 | 39 | Commercial_2032_Economic_GWh_After Competition Groups_39 | CO Sensors for parking garage exhaust fans | 0.2217% | 0 | 29.7572 | Commercial_2032_Economic_GWh_After Competition Groups_CO Sensors for parking garage exhaust fans
Commercial | Com ¦ Temperature Adjustment in Commercial Freezers | 2032 | Economic | GWh | After Competition Groups | 25.9172 | 0 | 0 | 13419.3864 | 0.0019313 | 40 | Commercial_2032_Economic_GWh_After Competition Groups_40 | Temperature Adjustment in Commercial Freezers | 0.1931% | 0 | 25.9172 | Commercial_2032_Economic_GWh_After Competition Groups_Temperature Adjustment in Commercial Freezers
Commercial | Com ¦ Energy Efficient Laboratory Fume Hood | 2032 | Economic | GWh | After Competition Groups | 23.0832 | 0 | 0 | 13419.3864 | 0.0017201 | 41 | Commercial_2032_Economic_GWh_After Competition Groups_41 | Energy Efficient Laboratory Fume Hood | 0.172% | 0 | 23.0832 | Commercial_2032_Economic_GWh_After Competition Groups_Energy Efficient Laboratory Fume Hood
Commercial | Com ¦ Vertical Night Covers | 2032 | Economic | GWh | After Competition Groups | 20.1048 | 0 | 0 | 13419.3864 | 0.0014982 | 42 | Commercial_2032_Economic_GWh_After Competition Groups_42 | Vertical Night Covers | 0.1498% | 0 | 20.1048 | Commercial_2032_Economic_GWh_After Competition Groups_Vertical Night Covers
Commercial | Com ¦ Duct Insulation, R8 | 2032 | Economic | GWh | After Competition Groups | 17.8986 | 0 | 0 | 13419.3864 | 0.0013338 | 43 | Commercial_2032_Economic_GWh_After Competition Groups_43 | Duct Insulation, R8 | 0.1334% | 0 | 17.8986 | Commercial_2032_Economic_GWh_After Competition Groups_Duct Insulation, R8
Commercial | Com ¦ Outside Air Economizer | 2032 | Economic | GWh | After Competition Groups | 17.3745 | 0 | 0 | 13419.3864 | 0.0012947 | 44 | Commercial_2032_Economic_GWh_After Competition Groups_44 | Outside Air Economizer | 0.1295% | 0 | 17.3745 | Commercial_2032_Economic_GWh_After Competition Groups_Outside Air Economizer
Commercial | Com ¦ Water Heating (DHW) Pipe Insulation (Add 3/4\ Foam)" | 2032 | Economic | GWh | After Competition Groups | 17.3044 | 0 | 0 | 13419.3864 | 0.0012895 | 45 | Commercial_2032_Economic_GWh_After Competition Groups_45 | Water Heating (DHW) Pipe Insulation (Add 3/4\ Foam)" | 0.129% | 0 | 17.3044 | Commercial_2032_Economic_GWh_After Competition Groups_Water Heating (DHW) Pipe Insulation (Add 3/4\ Foam)"
Commercial | Com ¦ ENERGY STAR Fryer (84% eff) | 2032 | Economic | GWh | After Competition Groups | 14.7436 | 0 | 0 | 13419.3864 | 0.0010987 | 46 | Commercial_2032_Economic_GWh_After Competition Groups_46 | ENERGY STAR Fryer (84% eff) | 0.1099% | 0 | 14.7436 | Commercial_2032_Economic_GWh_After Competition Groups_ENERGY STAR Fryer (84% eff)
Commercial | Com ¦ ENERGY STAR Dishwasher | 2032 | Economic | GWh | After Competition Groups | 12.0535 | 0 | 0 | 13419.3864 | 0.00089821 | 47 | Commercial_2032_Economic_GWh_After Competition Groups_47 | ENERGY STAR Dishwasher | 0.08982% | 0 | 12.0535 | Commercial_2032_Economic_GWh_After Competition Groups_ENERGY STAR Dishwasher
Commercial | Com ¦ Suction Pipe Insulation Freezer/Refrigerator | 2032 | Economic | GWh | After Competition Groups | 10.9881 | 0 | 0 | 13419.3864 | 0.00081882 | 48 | Commercial_2032_Economic_GWh_After Competition Groups_48 | Suction Pipe Insulation Freezer/Refrigerator | 0.08188% | 0 | 10.9881 | Commercial_2032_Economic_GWh_After Competition Groups_Suction Pipe Insulation Freezer/Refrigerator
Commercial | Com ¦ Condensing Make Up Air Unit | 2032 | Economic | GWh | After Competition Groups | 7.4025 | 0 | 0 | 13419.3864 | 0.00055163 | 49 | Commercial_2032_Economic_GWh_After Competition Groups_49 | Condensing Make Up Air Unit | 0.05516% | 0 | 7.4025 | Commercial_2032_Economic_GWh_After Competition Groups_Condensing Make Up Air Unit
Commercial | Com ¦ ENERGY STAR Steam Cookers | 2032 | Economic | GWh | After Competition Groups | 7.2209 | 0 | 0 | 13419.3864 | 0.00053809 | 50 | Commercial_2032_Economic_GWh_After Competition Groups_50 | ENERGY STAR Steam Cookers | 0.05381% | 0 | 7.2209 | Commercial_2032_Economic_GWh_After Competition Groups_ENERGY STAR Steam Cookers
Commercial | Com ¦ Ozone Laundry Treatment | 2032 | Economic | GWh | After Competition Groups | 6.4599 | 0 | 0 | 13419.3864 | 0.00048139 | 51 | Commercial_2032_Economic_GWh_After Competition Groups_51 | Ozone Laundry Treatment | 0.04814% | 0 | 6.4599 | Commercial_2032_Economic_GWh_After Competition Groups_Ozone Laundry Treatment
Commercial | Com ¦ Demand controlled Circulating Systems | 2032 | Economic | GWh | After Competition Groups | 3.7082 | 0 | 0 | 13419.3864 | 0.00027633 | 52 | Commercial_2032_Economic_GWh_After Competition Groups_52 | Demand controlled Circulating Systems | 0.02763% | 0 | 3.7082 | Commercial_2032_Economic_GWh_After Competition Groups_Demand controlled Circulating Systems
Commercial | Com ¦ Solar Water Preheat (Pools/DHW) | 2032 | Economic | GWh | After Competition Groups | 3.5344 | 0 | 0 | 13419.3864 | 0.00026338 | 53 | Commercial_2032_Economic_GWh_After Competition Groups_53 | Solar Water Preheat (Pools/DHW) | 0.02634% | 0 | 3.5344 | Commercial_2032_Economic_GWh_After Competition Groups_Solar Water Preheat (Pools/DHW)
Commercial | Com ¦ ECM MOTORS FOR HVAC APPLICATION (FAN-POWERED VAV BOX) | 2032 | Economic | GWh | After Competition Groups | 2.75 | 0 | 0 | 13419.3864 | 0.00020493 | 54 | Commercial_2032_Economic_GWh_After Competition Groups_54 | ECM MOTORS FOR HVAC APPLICATION (FAN-POWERED VAV BOX) | 0.02049% | 0 | 2.75 | Commercial_2032_Economic_GWh_After Competition Groups_ECM MOTORS FOR HVAC APPLICATION (FAN-POWERED VAV BOX)
Commercial | Com ¦ Thermostat Setback | 2032 | Economic | GWh | After Competition Groups | 2.6117 | 0 | 0 | 13419.3864 | 0.00019462 | 55 | Commercial_2032_Economic_GWh_After Competition Groups_55 | Thermostat Setback | 0.01946% | 0 | 2.6117 | Commercial_2032_Economic_GWh_After Competition Groups_Thermostat Setback
Commercial | Com ¦ Notched V belts for HVAC Systems | 2032 | Economic | GWh | After Competition Groups | 2.4155 | 0 | 0 | 13419.3864 | 0.00018 | 56 | Commercial_2032_Economic_GWh_After Competition Groups_56 | Notched V belts for HVAC Systems | 0.018% | 0 | 2.4155 | Commercial_2032_Economic_GWh_After Competition Groups_Notched V belts for HVAC Systems
Commercial | Com ¦ Efficient compressor motor | 2032 | Economic | GWh | After Competition Groups | 2.4097 | 0 | 0 | 13419.3864 | 0.00017957 | 57 | Commercial_2032_Economic_GWh_After Competition Groups_57 | Efficient compressor motor | 0.01796% | 0 | 2.4097 | Commercial_2032_Economic_GWh_After Competition Groups_Efficient compressor motor
Commercial | Com ¦ PTAC (12 EER/10,000 BTU) | 2032 | Economic | GWh | After Competition Groups | 2.1257 | 0 | 0 | 13419.3864 | 0.0001584 | 58 | Commercial_2032_Economic_GWh_After Competition Groups_58 | PTAC (12 EER/10,000 BTU) | 0.01584% | 0 | 2.1257 | Commercial_2032_Economic_GWh_After Competition Groups_PTAC (12 EER/10,000 BTU)
Commercial | Com ¦ CEE Tier 2/Energy Star Clothes Washers | 2032 | Economic | GWh | After Competition Groups | 1.4922 | 0 | 0 | 13419.3864 | 0.0001112 | 59 | Commercial_2032_Economic_GWh_After Competition Groups_59 | CEE Tier 2/Energy Star Clothes Washers | 0.01112% | 0 | 1.4922 | Commercial_2032_Economic_GWh_After Competition Groups_CEE Tier 2/Energy Star Clothes Washers
Commercial | Com ¦ Auto Off Time Switch or Time Clock control | 2032 | Economic | GWh | After Competition Groups | 1.3622 | 0 | 0 | 13419.3864 | 0.00010151 | 60 | Commercial_2032_Economic_GWh_After Competition Groups_60 | Auto Off Time Switch or Time Clock control | 0.01015% | 0 | 1.3622 | Commercial_2032_Economic_GWh_After Competition Groups_Auto Off Time Switch or Time Clock control
Commercial | COM ¦ Ductless Mini-Split Heat Pumps | 2032 | Economic | GWh | After Competition Groups | 1.3494 | 0 | 0 | 13419.3864 | 0.00010055 | 61 | Commercial_2032_Economic_GWh_After Competition Groups_61 | Ductless Mini-Split Heat Pumps | 0.01006% | 0 | 1.3494 | Commercial_2032_Economic_GWh_After Competition Groups_Ductless Mini-Split Heat Pumps
Commercial | Com ¦ Low Flow Pre-Rinse Spray Nozzle | 2032 | Economic | GWh | After Competition Groups | 0.85341 | 0 | 0 | 13419.3864 | 6.3595e-05 | 62 | Commercial_2032_Economic_GWh_After Competition Groups_62 | Low Flow Pre-Rinse Spray Nozzle | 0.00636% | 0 | 0.85341 | Commercial_2032_Economic_GWh_After Competition Groups_Low Flow Pre-Rinse Spray Nozzle
Commercial | Com ¦ Commercial Hot Food Holding Cabinets | 2032 | Economic | GWh | After Competition Groups | 0.6235 | 0 | 0 | 13419.3864 | 4.6462e-05 | 63 | Commercial_2032_Economic_GWh_After Competition Groups_63 | Commercial Hot Food Holding Cabinets | 0.004646% | 0 | 0.6235 | Commercial_2032_Economic_GWh_After Competition Groups_Commercial Hot Food Holding Cabinets
Commercial | Com ¦ Energy Recovery Ventilation and Ventilation (Enhanced) | 2032 | Economic | GWh | After Competition Groups | 0.51752 | 0 | 0 | 13419.3864 | 3.8565e-05 | 64 | Commercial_2032_Economic_GWh_After Competition Groups_64 | Energy Recovery Ventilation and Ventilation (Enhanced) | 0.003856% | 0 | 0.51752 | Commercial_2032_Economic_GWh_After Competition Groups_Energy Recovery Ventilation and Ventilation (Enhanced)
Commercial | Com ¦ HVAC Optimization | 2032 | Economic | GWh | After Competition Groups | 0.46314 | 0 | 0 | 13419.3864 | 3.4513e-05 | 65 | Commercial_2032_Economic_GWh_After Competition Groups_65 | HVAC Optimization | 0.003451% | 0 | 0.46314 | Commercial_2032_Economic_GWh_After Competition Groups_HVAC Optimization
Commercial | Com ¦ LED RECESSED DOWNLIGHTS | 2032 | Economic | GWh | After Competition Groups | 0.41182 | 0 | 0 | 13419.3864 | 3.0689e-05 | 66 | Commercial_2032_Economic_GWh_After Competition Groups_66 | LED RECESSED DOWNLIGHTS | 0.003069% | 0 | 0.41182 | Commercial_2032_Economic_GWh_After Competition Groups_LED RECESSED DOWNLIGHTS
Commercial | Com ¦ Wall Insulation | 2032 | Economic | GWh | After Competition Groups | 0.16441 | 0 | 0 | 13419.3864 | 1.2252e-05 | 67 | Commercial_2032_Economic_GWh_After Competition Groups_67 | Wall Insulation | 0.001225% | 0 | 0.16441 | Commercial_2032_Economic_GWh_After Competition Groups_Wall Insulation
Commercial | Com ¦ Room AC (w/ louvered sides) 14 SEER from 12 SEER code | 2032 | Economic | GWh | After Competition Groups | 0.14227 | 0 | 0 | 13419.3864 | 1.0602e-05 | 68 | Commercial_2032_Economic_GWh_After Competition Groups_68 | Room AC (w/ louvered sides) 14 SEER from 12 SEER code | 0.00106% | 0 | 0.14227 | Commercial_2032_Economic_GWh_After Competition Groups_Room AC (w/ louvered sides) 14 SEER from 12 SEER code
Commercial | Com ¦ EC Plug Fan for Data Center (under cabinet) | 2032 | Economic | GWh | After Competition Groups | 0.076564 | 0 | 0 | 13419.3864 | 5.7054e-06 | 69 | Commercial_2032_Economic_GWh_After Competition Groups_69 | EC Plug Fan for Data Center (under cabinet) | 0.0005705% | 0 | 0.076564 | Commercial_2032_Economic_GWh_After Competition Groups_EC Plug Fan for Data Center (under cabinet)
Commercial | Com ¦ High Efficiency Chiller (avg of water and air cooled) | 2032 | Economic | GWh | After Competition Groups | 0.066689 | 0 | 0 | 13419.3864 | 4.9696e-06 | 70 | Commercial_2032_Economic_GWh_After Competition Groups_70 | High Efficiency Chiller (avg of water and air cooled) | 0.000497% | 0 | 0.066689 | Commercial_2032_Economic_GWh_After Competition Groups_High Efficiency Chiller (avg of water and air cooled)
Commercial | Com ¦ Air Curtains | 2032 | Economic | GWh | After Competition Groups | 0.057686 | 0 | 0 | 13419.3864 | 4.2987e-06 | 71 | Commercial_2032_Economic_GWh_After Competition Groups_71 | Air Curtains | 0.0004299% | 0 | 0.057686 | Commercial_2032_Economic_GWh_After Competition Groups_Air Curtains
Commercial | Com ¦ VSD Air Compressor | 2032 | Economic | GWh | After Competition Groups | 0.05013 | 0 | 0 | 13419.3864 | 3.7356e-06 | 72 | Commercial_2032_Economic_GWh_After Competition Groups_72 | VSD Air Compressor | 0.0003736% | 0 | 0.05013 | Commercial_2032_Economic_GWh_After Competition Groups_VSD Air Compressor
Commercial | Com ¦ Electric Convection Combination Ovens | 2032 | Economic | GWh | After Competition Groups | 0.0039132 | 0 | 0 | 13419.3864 | 2.9161e-07 | 73 | Commercial_2032_Economic_GWh_After Competition Groups_73 | Electric Convection Combination Ovens | 2.916e-05% | 0 | 0.0039132 | Commercial_2032_Economic_GWh_After Competition Groups_Electric Convection Combination Ovens
Commercial | Com ¦ Indoor Daylight Sensors/Photocell Dimming Control | 2032 | Economic | GWh | After Competition Groups | 0 | 0 | 0 | 13419.3864 | 0 | 74 | Commercial_2032_Economic_GWh_After Competition Groups_74 | Indoor Daylight Sensors/Photocell Dimming Control | 0% | 0 | 0 | Commercial_2032_Economic_GWh_After Competition Groups_Indoor Daylight Sensors/Photocell Dimming Control
Commercial | Com ¦ Variable Refrigerant Flow Heat Pump | 2032 | Economic | GWh | After Competition Groups | 0 | 0 | 0 | 13419.3864 | 0 | 75 | Commercial_2032_Economic_GWh_After Competition Groups_75 | Variable Refrigerant Flow Heat Pump | 0% | 0 | 0 | Commercial_2032_Economic_GWh_After Competition Groups_Variable Refrigerant Flow Heat Pump
Commercial | Com ¦ LED Low/High Bay | 2032 | SC A | GWh | After Competition Groups | 947.0573 | 43178852.557 | 43.1789 | 8241.3589 | 0.11492 | 1 | Commercial_2032_SC A_GWh_After Competition Groups_1 | LED Low/High Bay | 11.49% | 43.1789 | 947.0573 | Commercial_2032_SC A_GWh_After Competition Groups_LED Low/High Bay
Commercial | Com ¦ ENERGY STAR LED LAMPS (REFLECTOR LAMPs/MR16/PAR 16) | 2032 | SC A | GWh | After Competition Groups | 912.2575 | 1765065.3241 | 1.7651 | 8241.3589 | 0.11069 | 2 | Commercial_2032_SC A_GWh_After Competition Groups_2 | ENERGY STAR LED LAMPS (REFLECTOR LAMPs/MR16/PAR 16) | 11.07% | 1.7651 | 912.2575 | Commercial_2032_SC A_GWh_After Competition Groups_ENERGY STAR LED LAMPS (REFLECTOR LAMPs/MR16/PAR 16)
Commercial | Com ¦ LED Troffer/Surface/Suspended | 2032 | SC A | GWh | After Competition Groups | 907.6128 | 39963063.7992 | 39.9631 | 8241.3589 | 0.11013 | 3 | Commercial_2032_SC A_GWh_After Competition Groups_3 | LED Troffer/Surface/Suspended | 11.01% | 39.9631 | 907.6128 | Commercial_2032_SC A_GWh_After Competition Groups_LED Troffer/Surface/Suspended
Commercial | Com ¦ LED EXTERIOR AREA LIGHTS - LED fixture (200W) | 2032 | SC A | GWh | After Competition Groups | 596.1337 | 0 | 0 | 8241.3589 | 0.072334 | 4 | Commercial_2032_SC A_GWh_After Competition Groups_4 | LED EXTERIOR AREA LIGHTS - LED fixture (200W) | 7.233% | 0 | 596.1337 | Commercial_2032_SC A_GWh_After Competition Groups_LED EXTERIOR AREA LIGHTS - LED fixture (200W)
Commercial | Com ¦ LED parking lot fixture | 2032 | SC A | GWh | After Competition Groups | 571.4619 | 4030299.0053 | 4.0303 | 8241.3589 | 0.069341 | 5 | Commercial_2032_SC A_GWh_After Competition Groups_5 | LED parking lot fixture | 6.934% | 4.0303 | 571.4619 | Commercial_2032_SC A_GWh_After Competition Groups_LED parking lot fixture
Commercial | Com ¦ LED Replacement Lamp (Tube) | 2032 | SC A | GWh | After Competition Groups | 543.7836 | 0 | 0 | 8241.3589 | 0.065982 | 6 | Commercial_2032_SC A_GWh_After Competition Groups_6 | LED Replacement Lamp (Tube) | 6.598% | 0 | 543.7836 | Commercial_2032_SC A_GWh_After Competition Groups_LED Replacement Lamp (Tube)
Commercial | Com ¦ Building Recommissioning, Operations and Maintenance (O&M) Improvements | 2032 | SC A | GWh | After Competition Groups | 498.6265 | 1785351.3679 | 1.7854 | 8241.3589 | 0.060503 | 7 | Commercial_2032_SC A_GWh_After Competition Groups_7 | Building Recommissioning, Operations and Maintenance (O&M) Improvements | 6.05% | 1.7854 | 498.6265 | Commercial_2032_SC A_GWh_After Competition Groups_Building Recommissioning, Operations and Maintenance (O&M) Improvements
Commercial | Com ¦ LED street light fixture | 2032 | SC A | GWh | After Competition Groups | 355.9112 | 5694908.4198 | 5.6949 | 8241.3589 | 0.043186 | 8 | Commercial_2032_SC A_GWh_After Competition Groups_8 | LED street light fixture | 4.319% | 5.6949 | 355.9112 | Commercial_2032_SC A_GWh_After Competition Groups_LED street light fixture
Commercial | Com ¦ Furnace Tune-Up | 2032 | SC A | GWh | After Competition Groups | 323.7923 | 118447.0918 | 0.11845 | 8241.3589 | 0.039289 | 9 | Commercial_2032_SC A_GWh_After Competition Groups_9 | Furnace Tune-Up | 3.929% | 0.11845 | 323.7923 | Commercial_2032_SC A_GWh_After Competition Groups_Furnace Tune-Up
Commercial | Com ¦ High Efficiency Air Source Heat Pump | 2032 | SC A | GWh | After Competition Groups | 228.8235 | 1299035.8697 | 1.299 | 8241.3589 | 0.027765 | 10 | Commercial_2032_SC A_GWh_After Competition Groups_10 | High Efficiency Air Source Heat Pump | 2.777% | 1.299 | 228.8235 | Commercial_2032_SC A_GWh_After Competition Groups_High Efficiency Air Source Heat Pump
Commercial | Com ¦ Reach-in Shaded Pole to ECM/PSC Evaporator Fan Motor | 2032 | SC A | GWh | After Competition Groups | 217.9397 | 2467058.194 | 2.4671 | 8241.3589 | 0.026445 | 11 | Commercial_2032_SC A_GWh_After Competition Groups_11 | Reach-in Shaded Pole to ECM/PSC Evaporator Fan Motor | 2.644% | 2.4671 | 217.9397 | Commercial_2032_SC A_GWh_After Competition Groups_Reach-in Shaded Pole to ECM/PSC Evaporator Fan Motor
Commercial | Com ¦ Data Center Storage/Server Virtualization | 2032 | SC A | GWh | After Competition Groups | 212.7348 | 0 | 0 | 8241.3589 | 0.025813 | 12 | Commercial_2032_SC A_GWh_After Competition Groups_12 | Data Center Storage/Server Virtualization | 2.581% | 0 | 212.7348 | Commercial_2032_SC A_GWh_After Competition Groups_Data Center Storage/Server Virtualization
Commercial | Com ¦ Refrigerated Display Case Doors | 2032 | SC A | GWh | After Competition Groups | 159.6543 | 4255739.9881 | 4.2557 | 8241.3589 | 0.019372 | 13 | Commercial_2032_SC A_GWh_After Competition Groups_13 | Refrigerated Display Case Doors | 1.937% | 4.2557 | 159.6543 | Commercial_2032_SC A_GWh_After Competition Groups_Refrigerated Display Case Doors
Commercial | Com ¦ Strip Curtains | 2032 | SC A | GWh | After Competition Groups | 153.7715 | 186204.4719 | 0.1862 | 8241.3589 | 0.018659 | 14 | Commercial_2032_SC A_GWh_After Competition Groups_14 | Strip Curtains | 1.866% | 0.1862 | 153.7715 | Commercial_2032_SC A_GWh_After Competition Groups_Strip Curtains
Commercial | Com ¦ Education and Capacity Building/Energy Behavior | 2032 | SC A | GWh | After Competition Groups | 124.2999 | 1331002.235 | 1.331 | 8241.3589 | 0.015082 | 15 | Commercial_2032_SC A_GWh_After Competition Groups_15 | Education and Capacity Building/Energy Behavior | 1.508% | 1.331 | 124.2999 | Commercial_2032_SC A_GWh_After Competition Groups_Education and Capacity Building/Energy Behavior
Commercial | Com ¦ LED or Equivalent Sign Lighting | 2032 | SC A | GWh | After Competition Groups | 117.9537 | 2588237.6857 | 2.5882 | 8241.3589 | 0.014312 | 16 | Commercial_2032_SC A_GWh_After Competition Groups_16 | LED or Equivalent Sign Lighting | 1.431% | 2.5882 | 117.9537 | Commercial_2032_SC A_GWh_After Competition Groups_LED or Equivalent Sign Lighting
Commercial | Com ¦ Centrally controlled desktop PC/NETWORK PC POWER MANAGEMENT SOFTWARE | 2032 | SC A | GWh | After Competition Groups | 116.109 | 870363.4442 | 0.87036 | 8241.3589 | 0.014089 | 17 | Commercial_2032_SC A_GWh_After Competition Groups_17 | Centrally controlled desktop PC/NETWORK PC POWER MANAGEMENT SOFTWARE | 1.409% | 0.87036 | 116.109 | Commercial_2032_SC A_GWh_After Competition Groups_Centrally controlled desktop PC/NETWORK PC POWER MANAGEMENT SOFTWARE
Commercial | Com ¦ Advanced BAS/Controllers | 2032 | SC A | GWh | After Competition Groups | 111.5865 | 347347.9372 | 0.34735 | 8241.3589 | 0.01354 | 18 | Commercial_2032_SC A_GWh_After Competition Groups_18 | Advanced BAS/Controllers | 1.354% | 0.34735 | 111.5865 | Commercial_2032_SC A_GWh_After Competition Groups_Advanced BAS/Controllers
Commercial | Com ¦ Demand Control Ventilation | 2032 | SC A | GWh | After Competition Groups | 110.767 | 411585.4215 | 0.41159 | 8241.3589 | 0.01344 | 19 | Commercial_2032_SC A_GWh_After Competition Groups_19 | Demand Control Ventilation | 1.344% | 0.41159 | 110.767 | Commercial_2032_SC A_GWh_After Competition Groups_Demand Control Ventilation
Commercial | Com ¦ ENERGY STAR LED LAMPS (General Service Lamps) | 2032 | SC A | GWh | After Competition Groups | 110.2318 | 256247.7851 | 0.25625 | 8241.3589 | 0.013375 | 20 | Commercial_2032_SC A_GWh_After Competition Groups_20 | ENERGY STAR LED LAMPS (General Service Lamps) | 1.338% | 0.25625 | 110.2318 | Commercial_2032_SC A_GWh_After Competition Groups_ENERGY STAR LED LAMPS (General Service Lamps)
Commercial | Com ¦ Variable Frequency Drive (VFD) | 2032 | SC A | GWh | After Competition Groups | 107.8548 | 1954564.3231 | 1.9546 | 8241.3589 | 0.013087 | 21 | Commercial_2032_SC A_GWh_After Competition Groups_21 | Variable Frequency Drive (VFD) | 1.309% | 1.9546 | 107.8548 | Commercial_2032_SC A_GWh_After Competition Groups_Variable Frequency Drive (VFD)
Commercial | Com ¦ VFD on Pumps | 2032 | SC A | GWh | After Competition Groups | 100.1808 | 1873747.7589 | 1.8737 | 8241.3589 | 0.012156 | 22 | Commercial_2032_SC A_GWh_After Competition Groups_22 | VFD on Pumps | 1.216% | 1.8737 | 100.1808 | Commercial_2032_SC A_GWh_After Competition Groups_VFD on Pumps
Commercial | Com ¦ Adaptive Thermostats | 2032 | SC A | GWh | After Competition Groups | 76.3098 | 1874999.5408 | 1.875 | 8241.3589 | 0.0092594 | 23 | Commercial_2032_SC A_GWh_After Competition Groups_23 | Adaptive Thermostats | 0.9259% | 1.875 | 76.3098 | Commercial_2032_SC A_GWh_After Competition Groups_Adaptive Thermostats
Commercial | Com ¦ ECM MOTORS FOR EVAPORATOR FANS for refrigeration (WALK-IN) | 2032 | SC A | GWh | After Competition Groups | 50.3303 | 1186382.5608 | 1.1864 | 8241.3589 | 0.006107 | 24 | Commercial_2032_SC A_GWh_After Competition Groups_24 | ECM MOTORS FOR EVAPORATOR FANS for refrigeration (WALK-IN) | 0.6107% | 1.1864 | 50.3303 | Commercial_2032_SC A_GWh_After Competition Groups_ECM MOTORS FOR EVAPORATOR FANS for refrigeration (WALK-IN)
Commercial | Com ¦ Condensing Unit Heaters or other Efficient Unit Heating System | 2032 | SC A | GWh | After Competition Groups | 48.6911 | 35560.4935 | 0.03556 | 8241.3589 | 0.0059081 | 25 | Commercial_2032_SC A_GWh_After Competition Groups_25 | Condensing Unit Heaters or other Efficient Unit Heating System | 0.5908% | 0.03556 | 48.6911 | Commercial_2032_SC A_GWh_After Competition Groups_Condensing Unit Heaters or other Efficient Unit Heating System
Commercial | Com ¦ Air Handler with Dedicated Outdoor Air Systems | 2032 | SC A | GWh | After Competition Groups | 47.9527 | 0 | 0 | 8241.3589 | 0.0058185 | 26 | Commercial_2032_SC A_GWh_After Competition Groups_26 | Air Handler with Dedicated Outdoor Air Systems | 0.5819% | 0 | 47.9527 | Commercial_2032_SC A_GWh_After Competition Groups_Air Handler with Dedicated Outdoor Air Systems
Commercial | Com ¦ Door Gasket Freezer/Refrigerator | 2032 | SC A | GWh | After Competition Groups | 47.3671 | 650638.9264 | 0.65064 | 8241.3589 | 0.0057475 | 27 | Commercial_2032_SC A_GWh_After Competition Groups_27 | Door Gasket Freezer/Refrigerator | 0.5747% | 0.65064 | 47.3671 | Commercial_2032_SC A_GWh_After Competition Groups_Door Gasket Freezer/Refrigerator
Commercial | Com ¦ Demand Control Kitchen Ventilation | 2032 | SC A | GWh | After Competition Groups | 46.6641 | 164950.1329 | 0.16495 | 8241.3589 | 0.0056622 | 28 | Commercial_2032_SC A_GWh_After Competition Groups_28 | Demand Control Kitchen Ventilation | 0.5662% | 0.16495 | 46.6641 | Commercial_2032_SC A_GWh_After Competition Groups_Demand Control Kitchen Ventilation
Commercial | Com ¦ Evaporator Fan Controls | 2032 | SC A | GWh | After Competition Groups | 40.3048 | 185989.1657 | 0.18599 | 8241.3589 | 0.0048906 | 29 | Commercial_2032_SC A_GWh_After Competition Groups_29 | Evaporator Fan Controls | 0.4891% | 0.18599 | 40.3048 | Commercial_2032_SC A_GWh_After Competition Groups_Evaporator Fan Controls
Commercial | Com ¦ Refrigerated Display Case LED | 2032 | SC A | GWh | After Competition Groups | 37.6538 | 783796.6439 | 0.7838 | 8241.3589 | 0.0045689 | 30 | Commercial_2032_SC A_GWh_After Competition Groups_30 | Refrigerated Display Case LED | 0.4569% | 0.7838 | 37.6538 | Commercial_2032_SC A_GWh_After Competition Groups_Refrigerated Display Case LED
Commercial | Com ¦ Unitary Air-Conditioning Unit | 2032 | SC A | GWh | After Competition Groups | 33.8733 | 927587.363 | 0.92759 | 8241.3589 | 0.0041102 | 31 | Commercial_2032_SC A_GWh_After Competition Groups_31 | Unitary Air-Conditioning Unit | 0.411% | 0.92759 | 33.8733 | Commercial_2032_SC A_GWh_After Competition Groups_Unitary Air-Conditioning Unit
Commercial | Com ¦ Freezer Case Light Sensor | 2032 | SC A | GWh | After Competition Groups | 33.7068 | 1341421.2462 | 1.3414 | 8241.3589 | 0.00409 | 32 | Commercial_2032_SC A_GWh_After Competition Groups_32 | Freezer Case Light Sensor | 0.409% | 1.3414 | 33.7068 | Commercial_2032_SC A_GWh_After Competition Groups_Freezer Case Light Sensor
Commercial | Com ¦ Occupancy Sensors | 2032 | SC A | GWh | After Competition Groups | 27.5061 | 6898.9856 | 0.006899 | 8241.3589 | 0.0033376 | 33 | Commercial_2032_SC A_GWh_After Competition Groups_33 | Occupancy Sensors | 0.3338% | 0.006899 | 27.5061 | Commercial_2032_SC A_GWh_After Competition Groups_Occupancy Sensors
Commercial | Com ¦ ENERGY STAR Griddle (74% eff) | 2032 | SC A | GWh | After Competition Groups | 27.2296 | 224398.7316 | 0.2244 | 8241.3589 | 0.003304 | 34 | Commercial_2032_SC A_GWh_After Competition Groups_34 | ENERGY STAR Griddle (74% eff) | 0.3304% | 0.2244 | 27.2296 | Commercial_2032_SC A_GWh_After Competition Groups_ENERGY STAR Griddle (74% eff)
Commercial | Com ¦ Chilled Water Optimization | 2032 | SC A | GWh | After Competition Groups | 19.8422 | 540830.1932 | 0.54083 | 8241.3589 | 0.0024076 | 35 | Commercial_2032_SC A_GWh_After Competition Groups_35 | Chilled Water Optimization | 0.2408% | 0.54083 | 19.8422 | Commercial_2032_SC A_GWh_After Competition Groups_Chilled Water Optimization
Commercial | Com ¦ BEVERAGE VENDING MACHINE CONTROLS | 2032 | SC A | GWh | After Competition Groups | 17.9957 | 278266.6535 | 0.27827 | 8241.3589 | 0.0021836 | 36 | Commercial_2032_SC A_GWh_After Competition Groups_36 | BEVERAGE VENDING MACHINE CONTROLS | 0.2184% | 0.27827 | 17.9957 | Commercial_2032_SC A_GWh_After Competition Groups_BEVERAGE VENDING MACHINE CONTROLS
Commercial | Com ¦ Elec Storage WH 2.30 Et | 2032 | SC A | GWh | After Competition Groups | 17.5251 | 627609.2827 | 0.62761 | 8241.3589 | 0.0021265 | 37 | Commercial_2032_SC A_GWh_After Competition Groups_37 | Elec Storage WH 2.30 Et | 0.2126% | 0.62761 | 17.5251 | Commercial_2032_SC A_GWh_After Competition Groups_Elec Storage WH 2.30 Et
Commercial | Com ¦ Temperature Adjustment in Commercial Freezers | 2032 | SC A | GWh | After Competition Groups | 15.4282 | 0 | 0 | 8241.3589 | 0.001872 | 38 | Commercial_2032_SC A_GWh_After Competition Groups_38 | Temperature Adjustment in Commercial Freezers | 0.1872% | 0 | 15.4282 | Commercial_2032_SC A_GWh_After Competition Groups_Temperature Adjustment in Commercial Freezers
Commercial | Com ¦ CO Sensors for parking garage exhaust fans | 2032 | SC A | GWh | After Competition Groups | 13.4934 | 411644.1295 | 0.41164 | 8241.3589 | 0.0016373 | 39 | Commercial_2032_SC A_GWh_After Competition Groups_39 | CO Sensors for parking garage exhaust fans | 0.1637% | 0.41164 | 13.4934 | Commercial_2032_SC A_GWh_After Competition Groups_CO Sensors for parking garage exhaust fans
Commercial | Com ¦ Energy Efficient Laboratory Fume Hood | 2032 | SC A | GWh | After Competition Groups | 12.5531 | 388312.458 | 0.38831 | 8241.3589 | 0.0015232 | 40 | Commercial_2032_SC A_GWh_After Competition Groups_40 | Energy Efficient Laboratory Fume Hood | 0.1523% | 0.38831 | 12.5531 | Commercial_2032_SC A_GWh_After Competition Groups_Energy Efficient Laboratory Fume Hood
Commercial | Com ¦ Vertical Night Covers | 2032 | SC A | GWh | After Competition Groups | 11.7046 | 140399.8186 | 0.1404 | 8241.3589 | 0.0014202 | 41 | Commercial_2032_SC A_GWh_After Competition Groups_41 | Vertical Night Covers | 0.142% | 0.1404 | 11.7046 | Commercial_2032_SC A_GWh_After Competition Groups_Vertical Night Covers
Commercial | Com ¦ Outside Air Economizer | 2032 | SC A | GWh | After Competition Groups | 11.1266 | 119775.2356 | 0.11978 | 8241.3589 | 0.0013501 | 42 | Commercial_2032_SC A_GWh_After Competition Groups_42 | Outside Air Economizer | 0.135% | 0.11978 | 11.1266 | Commercial_2032_SC A_GWh_After Competition Groups_Outside Air Economizer
Commercial | Com ¦ Duct Insulation, R8 | 2032 | SC A | GWh | After Competition Groups | 10.6209 | 323974.6382 | 0.32397 | 8241.3589 | 0.0012887 | 43 | Commercial_2032_SC A_GWh_After Competition Groups_43 | Duct Insulation, R8 | 0.1289% | 0.32397 | 10.6209 | Commercial_2032_SC A_GWh_After Competition Groups_Duct Insulation, R8
Commercial | Com ¦ Water Heating (DHW) Pipe Insulation (Add 3/4\ Foam)" | 2032 | SC A | GWh | After Competition Groups | 10.3471 | 253295.8886 | 0.2533 | 8241.3589 | 0.0012555 | 44 | Commercial_2032_SC A_GWh_After Competition Groups_44 | Water Heating (DHW) Pipe Insulation (Add 3/4\ Foam)" | 0.1256% | 0.2533 | 10.3471 | Commercial_2032_SC A_GWh_After Competition Groups_Water Heating (DHW) Pipe Insulation (Add 3/4\ Foam)"
Commercial | Com ¦ Water Source Heat Pump (4 ton) | 2032 | SC A | GWh | After Competition Groups | 10.1154 | 367003.1369 | 0.367 | 8241.3589 | 0.0012274 | 45 | Commercial_2032_SC A_GWh_After Competition Groups_45 | Water Source Heat Pump (4 ton) | 0.1227% | 0.367 | 10.1154 | Commercial_2032_SC A_GWh_After Competition Groups_Water Source Heat Pump (4 ton)
Commercial | Com ¦ ENERGY STAR Fryer (84% eff) | 2032 | SC A | GWh | After Competition Groups | 9.9616 | 157306.3187 | 0.15731 | 8241.3589 | 0.0012087 | 46 | Commercial_2032_SC A_GWh_After Competition Groups_46 | ENERGY STAR Fryer (84% eff) | 0.1209% | 0.15731 | 9.9616 | Commercial_2032_SC A_GWh_After Competition Groups_ENERGY STAR Fryer (84% eff)
Commercial | Com ¦ Suction Pipe Insulation Freezer/Refrigerator | 2032 | SC A | GWh | After Competition Groups | 6.3321 | 142275.161 | 0.14228 | 8241.3589 | 0.00076833 | 47 | Commercial_2032_SC A_GWh_After Competition Groups_47 | Suction Pipe Insulation Freezer/Refrigerator | 0.07683% | 0.14228 | 6.3321 | Commercial_2032_SC A_GWh_After Competition Groups_Suction Pipe Insulation Freezer/Refrigerator
Commercial | Com ¦ ENERGY STAR Dishwasher | 2032 | SC A | GWh | After Competition Groups | 4.9799 | 36401.9348 | 0.036402 | 8241.3589 | 0.00060425 | 48 | Commercial_2032_SC A_GWh_After Competition Groups_48 | ENERGY STAR Dishwasher | 0.06043% | 0.036402 | 4.9799 | Commercial_2032_SC A_GWh_After Competition Groups_ENERGY STAR Dishwasher
Commercial | Com ¦ ENERGY STAR Steam Cookers | 2032 | SC A | GWh | After Competition Groups | 4.7602 | 82279.4767 | 0.082279 | 8241.3589 | 0.0005776 | 49 | Commercial_2032_SC A_GWh_After Competition Groups_49 | ENERGY STAR Steam Cookers | 0.05776% | 0.082279 | 4.7602 | Commercial_2032_SC A_GWh_After Competition Groups_ENERGY STAR Steam Cookers
Commercial | Com ¦ Condensing Make Up Air Unit | 2032 | SC A | GWh | After Competition Groups | 3.069 | 141319.5617 | 0.14132 | 8241.3589 | 0.00037239 | 50 | Commercial_2032_SC A_GWh_After Competition Groups_50 | Condensing Make Up Air Unit | 0.03724% | 0.14132 | 3.069 | Commercial_2032_SC A_GWh_After Competition Groups_Condensing Make Up Air Unit
Commercial | Com ¦ Ozone Laundry Treatment | 2032 | SC A | GWh | After Competition Groups | 2.6817 | 79612.2956 | 0.079612 | 8241.3589 | 0.0003254 | 51 | Commercial_2032_SC A_GWh_After Competition Groups_51 | Ozone Laundry Treatment | 0.03254% | 0.079612 | 2.6817 | Commercial_2032_SC A_GWh_After Competition Groups_Ozone Laundry Treatment
Commercial | Com ¦ Thermostat Setback | 2032 | SC A | GWh | After Competition Groups | 2.3028 | 0 | 0 | 8241.3589 | 0.00027942 | 52 | Commercial_2032_SC A_GWh_After Competition Groups_52 | Thermostat Setback | 0.02794% | 0 | 2.3028 | Commercial_2032_SC A_GWh_After Competition Groups_Thermostat Setback
Commercial | Com ¦ Demand controlled Circulating Systems | 2032 | SC A | GWh | After Competition Groups | 2.1117 | 0 | 0 | 8241.3589 | 0.00025624 | 53 | Commercial_2032_SC A_GWh_After Competition Groups_53 | Demand controlled Circulating Systems | 0.02562% | 0 | 2.1117 | Commercial_2032_SC A_GWh_After Competition Groups_Demand controlled Circulating Systems
Commercial | Com ¦ ECM MOTORS FOR HVAC APPLICATION (FAN-POWERED VAV BOX) | 2032 | SC A | GWh | After Competition Groups | 1.586 | 40024.3376 | 0.040024 | 8241.3589 | 0.00019245 | 54 | Commercial_2032_SC A_GWh_After Competition Groups_54 | ECM MOTORS FOR HVAC APPLICATION (FAN-POWERED VAV BOX) | 0.01924% | 0.040024 | 1.586 | Commercial_2032_SC A_GWh_After Competition Groups_ECM MOTORS FOR HVAC APPLICATION (FAN-POWERED VAV BOX)
Commercial | Com ¦ CEE Tier 2/Energy Star Clothes Washers | 2032 | SC A | GWh | After Competition Groups | 0.9903 | 12000.4831 | 0.012 | 8241.3589 | 0.00012016 | 55 | Commercial_2032_SC A_GWh_After Competition Groups_55 | CEE Tier 2/Energy Star Clothes Washers | 0.01202% | 0.012 | 0.9903 | Commercial_2032_SC A_GWh_After Competition Groups_CEE Tier 2/Energy Star Clothes Washers
Commercial | Com ¦ Solar Water Preheat (Pools/DHW) | 2032 | SC A | GWh | After Competition Groups | 0.85947 | 3544.987 | 0.003545 | 8241.3589 | 0.00010429 | 56 | Commercial_2032_SC A_GWh_After Competition Groups_56 | Solar Water Preheat (Pools/DHW) | 0.01043% | 0.003545 | 0.85947 | Commercial_2032_SC A_GWh_After Competition Groups_Solar Water Preheat (Pools/DHW)
Commercial | Com ¦ Notched V belts for HVAC Systems | 2032 | SC A | GWh | After Competition Groups | 0.84839 | 16078.8271 | 0.016079 | 8241.3589 | 0.00010294 | 57 | Commercial_2032_SC A_GWh_After Competition Groups_57 | Notched V belts for HVAC Systems | 0.01029% | 0.016079 | 0.84839 | Commercial_2032_SC A_GWh_After Competition Groups_Notched V belts for HVAC Systems
Commercial | Com ¦ Auto Off Time Switch or Time Clock control | 2032 | SC A | GWh | After Competition Groups | 0.66092 | 90.2579 | 9.0258e-05 | 8241.3589 | 8.0196e-05 | 58 | Commercial_2032_SC A_GWh_After Competition Groups_58 | Auto Off Time Switch or Time Clock control | 0.00802% | 9.0258e-05 | 0.66092 | Commercial_2032_SC A_GWh_After Competition Groups_Auto Off Time Switch or Time Clock control
Commercial | COM ¦ Ductless Mini-Split Heat Pumps | 2032 | SC A | GWh | After Competition Groups | 0.63522 | 225.9182 | 0.00022592 | 8241.3589 | 7.7077e-05 | 59 | Commercial_2032_SC A_GWh_After Competition Groups_59 | Ductless Mini-Split Heat Pumps | 0.007708% | 0.00022592 | 0.63522 | Commercial_2032_SC A_GWh_After Competition Groups_Ductless Mini-Split Heat Pumps
Commercial | Com ¦ PTAC (12 EER/10,000 BTU) | 2032 | SC A | GWh | After Competition Groups | 0.50905 | 13814.6821 | 0.013815 | 8241.3589 | 6.1768e-05 | 60 | Commercial_2032_SC A_GWh_After Competition Groups_60 | PTAC (12 EER/10,000 BTU) | 0.006177% | 0.013815 | 0.50905 | Commercial_2032_SC A_GWh_After Competition Groups_PTAC (12 EER/10,000 BTU)
Commercial | Com ¦ Low Flow Pre-Rinse Spray Nozzle | 2032 | SC A | GWh | After Competition Groups | 0.50368 | 2573.5848 | 0.0025736 | 8241.3589 | 6.1116e-05 | 61 | Commercial_2032_SC A_GWh_After Competition Groups_61 | Low Flow Pre-Rinse Spray Nozzle | 0.006112% | 0.0025736 | 0.50368 | Commercial_2032_SC A_GWh_After Competition Groups_Low Flow Pre-Rinse Spray Nozzle
Commercial | Com ¦ LED RECESSED DOWNLIGHTS | 2032 | SC A | GWh | After Competition Groups | 0.32693 | 21340.3954 | 0.02134 | 8241.3589 | 3.9669e-05 | 62 | Commercial_2032_SC A_GWh_After Competition Groups_62 | LED RECESSED DOWNLIGHTS | 0.003967% | 0.02134 | 0.32693 | Commercial_2032_SC A_GWh_After Competition Groups_LED RECESSED DOWNLIGHTS
Commercial | Com ¦ HVAC Optimization | 2032 | SC A | GWh | After Competition Groups | 0.32354 | 212.0347 | 0.00021203 | 8241.3589 | 3.9258e-05 | 63 | Commercial_2032_SC A_GWh_After Competition Groups_63 | HVAC Optimization | 0.003926% | 0.00021203 | 0.32354 | Commercial_2032_SC A_GWh_After Competition Groups_HVAC Optimization
Commercial | Com ¦ Commercial Hot Food Holding Cabinets | 2032 | SC A | GWh | After Competition Groups | 0.28261 | 3485.3576 | 0.0034854 | 8241.3589 | 3.4291e-05 | 64 | Commercial_2032_SC A_GWh_After Competition Groups_64 | Commercial Hot Food Holding Cabinets | 0.003429% | 0.0034854 | 0.28261 | Commercial_2032_SC A_GWh_After Competition Groups_Commercial Hot Food Holding Cabinets
Commercial | Com ¦ High Efficiency Small Instantaneous Water Heater | 2032 | SC A | GWh | After Competition Groups | 0.19803 | 14084.3887 | 0.014084 | 8241.3589 | 2.4029e-05 | 65 | Commercial_2032_SC A_GWh_After Competition Groups_65 | High Efficiency Small Instantaneous Water Heater | 0.002403% | 0.014084 | 0.19803 | Commercial_2032_SC A_GWh_After Competition Groups_High Efficiency Small Instantaneous Water Heater
Commercial | Com ¦ Air Curtains | 2032 | SC A | GWh | After Competition Groups | 0.16127 | 4683.6272 | 0.0046836 | 8241.3589 | 1.9569e-05 | 66 | Commercial_2032_SC A_GWh_After Competition Groups_66 | Air Curtains | 0.001957% | 0.0046836 | 0.16127 | Commercial_2032_SC A_GWh_After Competition Groups_Air Curtains
Commercial | Com ¦ Wall Insulation | 2032 | SC A | GWh | After Competition Groups | 0.09551 | 48.2154 | 4.8215e-05 | 8241.3589 | 1.1589e-05 | 67 | Commercial_2032_SC A_GWh_After Competition Groups_67 | Wall Insulation | 0.001159% | 4.8215e-05 | 0.09551 | Commercial_2032_SC A_GWh_After Competition Groups_Wall Insulation
Commercial | Com ¦ Energy Recovery Ventilation and Ventilation (Enhanced) | 2032 | SC A | GWh | After Competition Groups | 0.078656 | 0 | 0 | 8241.3589 | 9.544e-06 | 68 | Commercial_2032_SC A_GWh_After Competition Groups_68 | Energy Recovery Ventilation and Ventilation (Enhanced) | 0.0009544% | 0 | 0.078656 | Commercial_2032_SC A_GWh_After Competition Groups_Energy Recovery Ventilation and Ventilation (Enhanced)
Commercial | Com ¦ Efficient compressor motor | 2032 | SC A | GWh | After Competition Groups | 0.072938 | 14995.5068 | 0.014996 | 8241.3589 | 8.8502e-06 | 69 | Commercial_2032_SC A_GWh_After Competition Groups_69 | Efficient compressor motor | 0.000885% | 0.014996 | 0.072938 | Commercial_2032_SC A_GWh_After Competition Groups_Efficient compressor motor
Commercial | Com ¦ VSD Air Compressor | 2032 | SC A | GWh | After Competition Groups | 0.030541 | 572.3308 | 0.00057233 | 8241.3589 | 3.7059e-06 | 70 | Commercial_2032_SC A_GWh_After Competition Groups_70 | VSD Air Compressor | 0.0003706% | 0.00057233 | 0.030541 | Commercial_2032_SC A_GWh_After Competition Groups_VSD Air Compressor
Commercial | Com ¦ Room AC (w/ louvered sides) 14 SEER from 12 SEER code | 2032 | SC A | GWh | After Competition Groups | 0.028728 | 1005.3667 | 0.0010054 | 8241.3589 | 3.4859e-06 | 71 | Commercial_2032_SC A_GWh_After Competition Groups_71 | Room AC (w/ louvered sides) 14 SEER from 12 SEER code | 0.0003486% | 0.0010054 | 0.028728 | Commercial_2032_SC A_GWh_After Competition Groups_Room AC (w/ louvered sides) 14 SEER from 12 SEER code
Commercial | Com ¦ EC Plug Fan for Data Center (under cabinet) | 2032 | SC A | GWh | After Competition Groups | 0.025949 | 1290.9064 | 0.0012909 | 8241.3589 | 3.1486e-06 | 72 | Commercial_2032_SC A_GWh_After Competition Groups_72 | EC Plug Fan for Data Center (under cabinet) | 0.0003149% | 0.0012909 | 0.025949 | Commercial_2032_SC A_GWh_After Competition Groups_EC Plug Fan for Data Center (under cabinet)
Commercial | Com ¦ LLLC - Low Impact Application | 2032 | SC A | GWh | After Competition Groups | 0.024484 | 1.8783 | 1.8783e-06 | 8241.3589 | 2.9708e-06 | 73 | Commercial_2032_SC A_GWh_After Competition Groups_73 | LLLC - Low Impact Application | 0.0002971% | 1.8783e-06 | 0.024484 | Commercial_2032_SC A_GWh_After Competition Groups_LLLC - Low Impact Application
Commercial | Com ¦ LLLC - High Impact Application | 2032 | SC A | GWh | After Competition Groups | 0.022963 | 0.13893 | 1.3893e-07 | 8241.3589 | 2.7863e-06 | 74 | Commercial_2032_SC A_GWh_After Competition Groups_74 | LLLC - High Impact Application | 0.0002786% | 1.3893e-07 | 0.022963 | Commercial_2032_SC A_GWh_After Competition Groups_LLLC - High Impact Application
Commercial | Com ¦ High Efficiency Chiller (avg of water and air cooled) | 2032 | SC A | GWh | After Competition Groups | 0.0053576 | 126.9067 | 0.00012691 | 8241.3589 | 6.5008e-07 | 75 | Commercial_2032_SC A_GWh_After Competition Groups_75 | High Efficiency Chiller (avg of water and air cooled) | 6.501e-05% | 0.00012691 | 0.0053576 | Commercial_2032_SC A_GWh_After Competition Groups_High Efficiency Chiller (avg of water and air cooled)
Commercial | Com ¦ Electric Convection Combination Ovens | 2032 | SC A | GWh | After Competition Groups | 0.0029477 | 3.5668 | 3.5668e-06 | 8241.3589 | 3.5767e-07 | 76 | Commercial_2032_SC A_GWh_After Competition Groups_76 | Electric Convection Combination Ovens | 3.577e-05% | 3.5668e-06 | 0.0029477 | Commercial_2032_SC A_GWh_After Competition Groups_Electric Convection Combination Ovens
Commercial | Com ¦ Networked/Connected - High Impact Application | 2032 | SC A | GWh | After Competition Groups | 0.00054829 | 1.6308e-05 | 1.6308e-11 | 8241.3589 | 6.653e-08 | 77 | Commercial_2032_SC A_GWh_After Competition Groups_77 | Networked/Connected - High Impact Application | 6.653e-06% | 1.6308e-11 | 0.00054829 | Commercial_2032_SC A_GWh_After Competition Groups_Networked/Connected - High Impact Application
Commercial | Com ¦ Networked/Connected - Low Impact Application | 2032 | SC A | GWh | After Competition Groups | 2.5191e-05 | 0.00043429 | 4.3429e-10 | 8241.3589 | 3.0567e-09 | 78 | Commercial_2032_SC A_GWh_After Competition Groups_78 | Networked/Connected - Low Impact Application | 3.057e-07% | 4.3429e-10 | 2.5191e-05 | Commercial_2032_SC A_GWh_After Competition Groups_Networked/Connected - Low Impact Application
Commercial | Com ¦ Indoor Daylight Sensors/Photocell Dimming Control | 2032 | SC A | GWh | After Competition Groups | 0 | 0 | 0 | 8241.3589 | 0 | 79 | Commercial_2032_SC A_GWh_After Competition Groups_79 | Indoor Daylight Sensors/Photocell Dimming Control | 0% | 0 | 0 | Commercial_2032_SC A_GWh_After Competition Groups_Indoor Daylight Sensors/Photocell Dimming Control
Commercial | Com ¦ Variable Refrigerant Flow Heat Pump | 2032 | SC A | GWh | After Competition Groups | 0 | 0 | 0 | 8241.3589 | 0 | 80 | Commercial_2032_SC A_GWh_After Competition Groups_80 | Variable Refrigerant Flow Heat Pump | 0% | 0 | 0 | Commercial_2032_SC A_GWh_After Competition Groups_Variable Refrigerant Flow Heat Pump
Commercial | Com ¦ LED Low/High Bay | 2032 | SC B | GWh | After Competition Groups | 1042.2769 | 58659162.7534 | 58.6592 | 10888.2941 | 0.095725 | 1 | Commercial_2032_SC B_GWh_After Competition Groups_1 | LED Low/High Bay | 9.572% | 58.6592 | 1042.2769 | Commercial_2032_SC B_GWh_After Competition Groups_LED Low/High Bay
Commercial | Com ¦ Building Recommissioning, Operations and Maintenance (O&M) Improvements | 2032 | SC B | GWh | After Competition Groups | 1022.8874 | 5657866.324 | 5.6579 | 10888.2941 | 0.093944 | 2 | Commercial_2032_SC B_GWh_After Competition Groups_2 | Building Recommissioning, Operations and Maintenance (O&M) Improvements | 9.394% | 5.6579 | 1022.8874 | Commercial_2032_SC B_GWh_After Competition Groups_Building Recommissioning, Operations and Maintenance (O&M) Improvements
Commercial | Com ¦ LED Troffer/Surface/Suspended | 2032 | SC B | GWh | After Competition Groups | 935.1633 | 36347165.9462 | 36.3472 | 10888.2941 | 0.085887 | 3 | Commercial_2032_SC B_GWh_After Competition Groups_3 | LED Troffer/Surface/Suspended | 8.589% | 36.3472 | 935.1633 | Commercial_2032_SC B_GWh_After Competition Groups_LED Troffer/Surface/Suspended
Commercial | Com ¦ ENERGY STAR LED LAMPS (REFLECTOR LAMPs/MR16/PAR 16) | 2032 | SC B | GWh | After Competition Groups | 912.2575 | 1764888.8175 | 1.7649 | 10888.2941 | 0.083783 | 4 | Commercial_2032_SC B_GWh_After Competition Groups_4 | ENERGY STAR LED LAMPS (REFLECTOR LAMPs/MR16/PAR 16) | 8.378% | 1.7649 | 912.2575 | Commercial_2032_SC B_GWh_After Competition Groups_ENERGY STAR LED LAMPS (REFLECTOR LAMPs/MR16/PAR 16)
Commercial | Com ¦ Education and Capacity Building/Energy Behavior | 2032 | SC B | GWh | After Competition Groups | 621.4997 | 6655011.1749 | 6.655 | 10888.2941 | 0.05708 | 5 | Commercial_2032_SC B_GWh_After Competition Groups_5 | Education and Capacity Building/Energy Behavior | 5.708% | 6.655 | 621.4997 | Commercial_2032_SC B_GWh_After Competition Groups_Education and Capacity Building/Energy Behavior
Commercial | Com ¦ LED EXTERIOR AREA LIGHTS - LED fixture (200W) | 2032 | SC B | GWh | After Competition Groups | 596.8636 | 668982.0359 | 0.66898 | 10888.2941 | 0.054817 | 6 | Commercial_2032_SC B_GWh_After Competition Groups_6 | LED EXTERIOR AREA LIGHTS - LED fixture (200W) | 5.482% | 0.66898 | 596.8636 | Commercial_2032_SC B_GWh_After Competition Groups_LED EXTERIOR AREA LIGHTS - LED fixture (200W)
Commercial | Com ¦ LED parking lot fixture | 2032 | SC B | GWh | After Competition Groups | 571.4619 | 4029895.9754 | 4.0299 | 10888.2941 | 0.052484 | 7 | Commercial_2032_SC B_GWh_After Competition Groups_7 | LED parking lot fixture | 5.248% | 4.0299 | 571.4619 | Commercial_2032_SC B_GWh_After Competition Groups_LED parking lot fixture
Commercial | Com ¦ Furnace Tune-Up | 2032 | SC B | GWh | After Competition Groups | 560.5163 | 65341.6975 | 0.065342 | 10888.2941 | 0.051479 | 8 | Commercial_2032_SC B_GWh_After Competition Groups_8 | Furnace Tune-Up | 5.148% | 0.065342 | 560.5163 | Commercial_2032_SC B_GWh_After Competition Groups_Furnace Tune-Up
Commercial | Com ¦ LED Replacement Lamp (Tube) | 2032 | SC B | GWh | After Competition Groups | 543.7836 | 0 | 0 | 10888.2941 | 0.049942 | 9 | Commercial_2032_SC B_GWh_After Competition Groups_9 | LED Replacement Lamp (Tube) | 4.994% | 0 | 543.7836 | Commercial_2032_SC B_GWh_After Competition Groups_LED Replacement Lamp (Tube)
Commercial | Com ¦ LED street light fixture | 2032 | SC B | GWh | After Competition Groups | 359.1687 | 7156288.5165 | 7.1563 | 10888.2941 | 0.032987 | 10 | Commercial_2032_SC B_GWh_After Competition Groups_10 | LED street light fixture | 3.299% | 7.1563 | 359.1687 | Commercial_2032_SC B_GWh_After Competition Groups_LED street light fixture
Commercial | Com ¦ Refrigerated Display Case Doors | 2032 | SC B | GWh | After Competition Groups | 251.4537 | 14992892.5769 | 14.9929 | 10888.2941 | 0.023094 | 11 | Commercial_2032_SC B_GWh_After Competition Groups_11 | Refrigerated Display Case Doors | 2.309% | 14.9929 | 251.4537 | Commercial_2032_SC B_GWh_After Competition Groups_Refrigerated Display Case Doors
Commercial | Com ¦ Demand Control Ventilation | 2032 | SC B | GWh | After Competition Groups | 242.3801 | 3655402.3188 | 3.6554 | 10888.2941 | 0.022261 | 12 | Commercial_2032_SC B_GWh_After Competition Groups_12 | Demand Control Ventilation | 2.226% | 3.6554 | 242.3801 | Commercial_2032_SC B_GWh_After Competition Groups_Demand Control Ventilation
Commercial | Com ¦ Data Center Storage/Server Virtualization | 2032 | SC B | GWh | After Competition Groups | 238.1208 | 0 | 0 | 10888.2941 | 0.021869 | 13 | Commercial_2032_SC B_GWh_After Competition Groups_13 | Data Center Storage/Server Virtualization | 2.187% | 0 | 238.1208 | Commercial_2032_SC B_GWh_After Competition Groups_Data Center Storage/Server Virtualization
Commercial | Com ¦ Reach-in Shaded Pole to ECM/PSC Evaporator Fan Motor | 2032 | SC B | GWh | After Competition Groups | 234.4092 | 2470054.1499 | 2.4701 | 10888.2941 | 0.021529 | 14 | Commercial_2032_SC B_GWh_After Competition Groups_14 | Reach-in Shaded Pole to ECM/PSC Evaporator Fan Motor | 2.153% | 2.4701 | 234.4092 | Commercial_2032_SC B_GWh_After Competition Groups_Reach-in Shaded Pole to ECM/PSC Evaporator Fan Motor
Commercial | Com ¦ Strip Curtains | 2032 | SC B | GWh | After Competition Groups | 230.8165 | 140988.1805 | 0.14099 | 10888.2941 | 0.021199 | 15 | Commercial_2032_SC B_GWh_After Competition Groups_15 | Strip Curtains | 2.12% | 0.14099 | 230.8165 | Commercial_2032_SC B_GWh_After Competition Groups_Strip Curtains
Commercial | Com ¦ High Efficiency Air Source Heat Pump | 2032 | SC B | GWh | After Competition Groups | 228.823 | 1298903.5124 | 1.2989 | 10888.2941 | 0.021016 | 16 | Commercial_2032_SC B_GWh_After Competition Groups_16 | High Efficiency Air Source Heat Pump | 2.102% | 1.2989 | 228.823 | Commercial_2032_SC B_GWh_After Competition Groups_High Efficiency Air Source Heat Pump
Commercial | Com ¦ Advanced BAS/Controllers | 2032 | SC B | GWh | After Competition Groups | 193.2757 | 1299738.6575 | 1.2997 | 10888.2941 | 0.017751 | 17 | Commercial_2032_SC B_GWh_After Competition Groups_17 | Advanced BAS/Controllers | 1.775% | 1.2997 | 193.2757 | Commercial_2032_SC B_GWh_After Competition Groups_Advanced BAS/Controllers
Commercial | Com ¦ Variable Frequency Drive (VFD) | 2032 | SC B | GWh | After Competition Groups | 186.108 | 1078563.9674 | 1.0786 | 10888.2941 | 0.017092 | 18 | Commercial_2032_SC B_GWh_After Competition Groups_18 | Variable Frequency Drive (VFD) | 1.709% | 1.0786 | 186.108 | Commercial_2032_SC B_GWh_After Competition Groups_Variable Frequency Drive (VFD)
Commercial | Com ¦ VFD on Pumps | 2032 | SC B | GWh | After Competition Groups | 174.0483 | 1097272.5119 | 1.0973 | 10888.2941 | 0.015985 | 19 | Commercial_2032_SC B_GWh_After Competition Groups_19 | VFD on Pumps | 1.598% | 1.0973 | 174.0483 | Commercial_2032_SC B_GWh_After Competition Groups_VFD on Pumps
Commercial | Com ¦ Centrally controlled desktop PC/NETWORK PC POWER MANAGEMENT SOFTWARE | 2032 | SC B | GWh | After Competition Groups | 170.7488 | 693440.3577 | 0.69344 | 10888.2941 | 0.015682 | 20 | Commercial_2032_SC B_GWh_After Competition Groups_20 | Centrally controlled desktop PC/NETWORK PC POWER MANAGEMENT SOFTWARE | 1.568% | 0.69344 | 170.7488 | Commercial_2032_SC B_GWh_After Competition Groups_Centrally controlled desktop PC/NETWORK PC POWER MANAGEMENT SOFTWARE
Commercial | Com ¦ LED or Equivalent Sign Lighting | 2032 | SC B | GWh | After Competition Groups | 160.5352 | 5579873.1828 | 5.5799 | 10888.2941 | 0.014744 | 21 | Commercial_2032_SC B_GWh_After Competition Groups_21 | LED or Equivalent Sign Lighting | 1.474% | 5.5799 | 160.5352 | Commercial_2032_SC B_GWh_After Competition Groups_LED or Equivalent Sign Lighting
Commercial | Com ¦ Air Handler with Dedicated Outdoor Air Systems | 2032 | SC B | GWh | After Competition Groups | 141.3794 | 0 | 0 | 10888.2941 | 0.012985 | 22 | Commercial_2032_SC B_GWh_After Competition Groups_22 | Air Handler with Dedicated Outdoor Air Systems | 1.298% | 0 | 141.3794 | Commercial_2032_SC B_GWh_After Competition Groups_Air Handler with Dedicated Outdoor Air Systems
Commercial | Com ¦ Adaptive Thermostats | 2032 | SC B | GWh | After Competition Groups | 133.0175 | 2600411.833 | 2.6004 | 10888.2941 | 0.012217 | 23 | Commercial_2032_SC B_GWh_After Competition Groups_23 | Adaptive Thermostats | 1.222% | 2.6004 | 133.0175 | Commercial_2032_SC B_GWh_After Competition Groups_Adaptive Thermostats
Commercial | Com ¦ ENERGY STAR LED LAMPS (General Service Lamps) | 2032 | SC B | GWh | After Competition Groups | 110.2318 | 256222.1603 | 0.25622 | 10888.2941 | 0.010124 | 24 | Commercial_2032_SC B_GWh_After Competition Groups_24 | ENERGY STAR LED LAMPS (General Service Lamps) | 1.012% | 0.25622 | 110.2318 | Commercial_2032_SC B_GWh_After Competition Groups_ENERGY STAR LED LAMPS (General Service Lamps)
Commercial | Com ¦ Unitary Air-Conditioning Unit | 2032 | SC B | GWh | After Competition Groups | 105.3595 | 12454273.1109 | 12.4543 | 10888.2941 | 0.0096764 | 25 | Commercial_2032_SC B_GWh_After Competition Groups_25 | Unitary Air-Conditioning Unit | 0.9676% | 12.4543 | 105.3595 | Commercial_2032_SC B_GWh_After Competition Groups_Unitary Air-Conditioning Unit
Commercial | Com ¦ Door Gasket Freezer/Refrigerator | 2032 | SC B | GWh | After Competition Groups | 88.1256 | 1516891.9803 | 1.5169 | 10888.2941 | 0.0080936 | 26 | Commercial_2032_SC B_GWh_After Competition Groups_26 | Door Gasket Freezer/Refrigerator | 0.8094% | 1.5169 | 88.1256 | Commercial_2032_SC B_GWh_After Competition Groups_Door Gasket Freezer/Refrigerator
Commercial | Com ¦ ECM MOTORS FOR EVAPORATOR FANS for refrigeration (WALK-IN) | 2032 | SC B | GWh | After Competition Groups | 87.707 | 671227.9848 | 0.67123 | 10888.2941 | 0.0080552 | 27 | Commercial_2032_SC B_GWh_After Competition Groups_27 | ECM MOTORS FOR EVAPORATOR FANS for refrigeration (WALK-IN) | 0.8055% | 0.67123 | 87.707 | Commercial_2032_SC B_GWh_After Competition Groups_ECM MOTORS FOR EVAPORATOR FANS for refrigeration (WALK-IN)
Commercial | Com ¦ Condensing Unit Heaters or other Efficient Unit Heating System | 2032 | SC B | GWh | After Competition Groups | 84.3296 | 19635.3825 | 0.019635 | 10888.2941 | 0.007745 | 28 | Commercial_2032_SC B_GWh_After Competition Groups_28 | Condensing Unit Heaters or other Efficient Unit Heating System | 0.7745% | 0.019635 | 84.3296 | Commercial_2032_SC B_GWh_After Competition Groups_Condensing Unit Heaters or other Efficient Unit Heating System
Commercial | Com ¦ Demand Control Kitchen Ventilation | 2032 | SC B | GWh | After Competition Groups | 77.0584 | 270770.0488 | 0.27077 | 10888.2941 | 0.0070772 | 29 | Commercial_2032_SC B_GWh_After Competition Groups_29 | Demand Control Kitchen Ventilation | 0.7077% | 0.27077 | 77.0584 | Commercial_2032_SC B_GWh_After Competition Groups_Demand Control Kitchen Ventilation
Commercial | Com ¦ Freezer Case Light Sensor | 2032 | SC B | GWh | After Competition Groups | 72.1562 | 1489221.777 | 1.4892 | 10888.2941 | 0.006627 | 30 | Commercial_2032_SC B_GWh_After Competition Groups_30 | Freezer Case Light Sensor | 0.6627% | 1.4892 | 72.1562 | Commercial_2032_SC B_GWh_After Competition Groups_Freezer Case Light Sensor
Commercial | Com ¦ Evaporator Fan Controls | 2032 | SC B | GWh | After Competition Groups | 70.3863 | 106098.0169 | 0.1061 | 10888.2941 | 0.0064644 | 31 | Commercial_2032_SC B_GWh_After Competition Groups_31 | Evaporator Fan Controls | 0.6464% | 0.1061 | 70.3863 | Commercial_2032_SC B_GWh_After Competition Groups_Evaporator Fan Controls
Commercial | Com ¦ Refrigerated Display Case LED | 2032 | SC B | GWh | After Competition Groups | 67.3564 | 2181627.7541 | 2.1816 | 10888.2941 | 0.0061861 | 32 | Commercial_2032_SC B_GWh_After Competition Groups_32 | Refrigerated Display Case LED | 0.6186% | 2.1816 | 67.3564 | Commercial_2032_SC B_GWh_After Competition Groups_Refrigerated Display Case LED
Commercial | Com ¦ BEVERAGE VENDING MACHINE CONTROLS | 2032 | SC B | GWh | After Competition Groups | 32.3927 | 335607.6182 | 0.33561 | 10888.2941 | 0.002975 | 33 | Commercial_2032_SC B_GWh_After Competition Groups_33 | BEVERAGE VENDING MACHINE CONTROLS | 0.2975% | 0.33561 | 32.3927 | Commercial_2032_SC B_GWh_After Competition Groups_BEVERAGE VENDING MACHINE CONTROLS
Commercial | Com ¦ Elec Storage WH 2.30 Et | 2032 | SC B | GWh | After Competition Groups | 29.6081 | 426018.0298 | 0.42602 | 10888.2941 | 0.0027193 | 34 | Commercial_2032_SC B_GWh_After Competition Groups_34 | Elec Storage WH 2.30 Et | 0.2719% | 0.42602 | 29.6081 | Commercial_2032_SC B_GWh_After Competition Groups_Elec Storage WH 2.30 Et
Commercial | Com ¦ Occupancy Sensors | 2032 | SC B | GWh | After Competition Groups | 27.5061 | 6898.2944 | 0.0068983 | 10888.2941 | 0.0025262 | 35 | Commercial_2032_SC B_GWh_After Competition Groups_35 | Occupancy Sensors | 0.2526% | 0.0068983 | 27.5061 | Commercial_2032_SC B_GWh_After Competition Groups_Occupancy Sensors
Commercial | Com ¦ ENERGY STAR Griddle (74% eff) | 2032 | SC B | GWh | After Competition Groups | 27.2294 | 224375.3331 | 0.22438 | 10888.2941 | 0.0025008 | 36 | Commercial_2032_SC B_GWh_After Competition Groups_36 | ENERGY STAR Griddle (74% eff) | 0.2501% | 0.22438 | 27.2294 | Commercial_2032_SC B_GWh_After Competition Groups_ENERGY STAR Griddle (74% eff)
Commercial | Com ¦ Temperature Adjustment in Commercial Freezers | 2032 | SC B | GWh | After Competition Groups | 26.9246 | 0 | 0 | 10888.2941 | 0.0024728 | 37 | Commercial_2032_SC B_GWh_After Competition Groups_37 | Temperature Adjustment in Commercial Freezers | 0.2473% | 0 | 26.9246 | Commercial_2032_SC B_GWh_After Competition Groups_Temperature Adjustment in Commercial Freezers
Commercial | Com ¦ Chilled Water Optimization | 2032 | SC B | GWh | After Competition Groups | 25.9098 | 1753764.6857 | 1.7538 | 10888.2941 | 0.0023796 | 38 | Commercial_2032_SC B_GWh_After Competition Groups_38 | Chilled Water Optimization | 0.238% | 1.7538 | 25.9098 | Commercial_2032_SC B_GWh_After Competition Groups_Chilled Water Optimization
Commercial | Com ¦ CO Sensors for parking garage exhaust fans | 2032 | SC B | GWh | After Competition Groups | 25.1598 | 634827.4048 | 0.63483 | 10888.2941 | 0.0023107 | 39 | Commercial_2032_SC B_GWh_After Competition Groups_39 | CO Sensors for parking garage exhaust fans | 0.2311% | 0.63483 | 25.1598 | Commercial_2032_SC B_GWh_After Competition Groups_CO Sensors for parking garage exhaust fans
Commercial | Com ¦ Energy Efficient Laboratory Fume Hood | 2032 | SC B | GWh | After Competition Groups | 23.4771 | 350527.4676 | 0.35053 | 10888.2941 | 0.0021562 | 40 | Commercial_2032_SC B_GWh_After Competition Groups_40 | Energy Efficient Laboratory Fume Hood | 0.2156% | 0.35053 | 23.4771 | Commercial_2032_SC B_GWh_After Competition Groups_Energy Efficient Laboratory Fume Hood
Commercial | Com ¦ Vertical Night Covers | 2032 | SC B | GWh | After Competition Groups | 20.8787 | 102916.8869 | 0.10292 | 10888.2941 | 0.0019175 | 41 | Commercial_2032_SC B_GWh_After Competition Groups_41 | Vertical Night Covers | 0.1918% | 0.10292 | 20.8787 | Commercial_2032_SC B_GWh_After Competition Groups_Vertical Night Covers
Commercial | Com ¦ Water Source Heat Pump (4 ton) | 2032 | SC B | GWh | After Competition Groups | 19.2149 | 1527924.7527 | 1.5279 | 10888.2941 | 0.0017647 | 42 | Commercial_2032_SC B_GWh_After Competition Groups_42 | Water Source Heat Pump (4 ton) | 0.1765% | 1.5279 | 19.2149 | Commercial_2032_SC B_GWh_After Competition Groups_Water Source Heat Pump (4 ton)
Commercial | Com ¦ Duct Insulation, R8 | 2032 | SC B | GWh | After Competition Groups | 18.7021 | 198607.6888 | 0.19861 | 10888.2941 | 0.0017176 | 43 | Commercial_2032_SC B_GWh_After Competition Groups_43 | Duct Insulation, R8 | 0.1718% | 0.19861 | 18.7021 | Commercial_2032_SC B_GWh_After Competition Groups_Duct Insulation, R8
Commercial | Com ¦ Water Heating (DHW) Pipe Insulation (Add 3/4\ Foam)" | 2032 | SC B | GWh | After Competition Groups | 18.0044 | 142480.7756 | 0.14248 | 10888.2941 | 0.0016536 | 44 | Commercial_2032_SC B_GWh_After Competition Groups_44 | Water Heating (DHW) Pipe Insulation (Add 3/4\ Foam)" | 0.1654% | 0.14248 | 18.0044 | Commercial_2032_SC B_GWh_After Competition Groups_Water Heating (DHW) Pipe Insulation (Add 3/4\ Foam)"
Commercial | Com ¦ Outside Air Economizer | 2032 | SC B | GWh | After Competition Groups | 16.4546 | 88850.0993 | 0.08885 | 10888.2941 | 0.0015112 | 45 | Commercial_2032_SC B_GWh_After Competition Groups_45 | Outside Air Economizer | 0.1511% | 0.08885 | 16.4546 | Commercial_2032_SC B_GWh_After Competition Groups_Outside Air Economizer
Commercial | Com ¦ Suction Pipe Insulation Freezer/Refrigerator | 2032 | SC B | GWh | After Competition Groups | 11.4177 | 101231.12 | 0.10123 | 10888.2941 | 0.0010486 | 46 | Commercial_2032_SC B_GWh_After Competition Groups_46 | Suction Pipe Insulation Freezer/Refrigerator | 0.1049% | 0.10123 | 11.4177 | Commercial_2032_SC B_GWh_After Competition Groups_Suction Pipe Insulation Freezer/Refrigerator
Commercial | Com ¦ ENERGY STAR Fryer (84% eff) | 2032 | SC B | GWh | After Competition Groups | 9.9615 | 157289.8116 | 0.15729 | 10888.2941 | 0.00091488 | 47 | Commercial_2032_SC B_GWh_After Competition Groups_47 | ENERGY STAR Fryer (84% eff) | 0.09149% | 0.15729 | 9.9615 | Commercial_2032_SC B_GWh_After Competition Groups_ENERGY STAR Fryer (84% eff)
Commercial | Com ¦ Condensing Make Up Air Unit | 2032 | SC B | GWh | After Competition Groups | 5.9636 | 698994.4536 | 0.69899 | 10888.2941 | 0.00054771 | 48 | Commercial_2032_SC B_GWh_After Competition Groups_48 | Condensing Make Up Air Unit | 0.05477% | 0.69899 | 5.9636 | Commercial_2032_SC B_GWh_After Competition Groups_Condensing Make Up Air Unit
Commercial | Com ¦ ENERGY STAR Dishwasher | 2032 | SC B | GWh | After Competition Groups | 5.8364 | 36397.9709 | 0.036398 | 10888.2941 | 0.00053602 | 49 | Commercial_2032_SC B_GWh_After Competition Groups_49 | ENERGY STAR Dishwasher | 0.0536% | 0.036398 | 5.8364 | Commercial_2032_SC B_GWh_After Competition Groups_ENERGY STAR Dishwasher
Commercial | Com ¦ Ozone Laundry Treatment | 2032 | SC B | GWh | After Competition Groups | 5.6708 | 166049.1042 | 0.16605 | 10888.2941 | 0.00052081 | 50 | Commercial_2032_SC B_GWh_After Competition Groups_50 | Ozone Laundry Treatment | 0.05208% | 0.16605 | 5.6708 | Commercial_2032_SC B_GWh_After Competition Groups_Ozone Laundry Treatment
Commercial | Com ¦ ENERGY STAR Steam Cookers | 2032 | SC B | GWh | After Competition Groups | 4.7602 | 82270.4549 | 0.08227 | 10888.2941 | 0.00043718 | 51 | Commercial_2032_SC B_GWh_After Competition Groups_51 | ENERGY STAR Steam Cookers | 0.04372% | 0.08227 | 4.7602 | Commercial_2032_SC B_GWh_After Competition Groups_ENERGY STAR Steam Cookers
Commercial | Com ¦ Demand controlled Circulating Systems | 2032 | SC B | GWh | After Competition Groups | 3.882 | 0 | 0 | 10888.2941 | 0.00035653 | 52 | Commercial_2032_SC B_GWh_After Competition Groups_52 | Demand controlled Circulating Systems | 0.03565% | 0 | 3.882 | Commercial_2032_SC B_GWh_After Competition Groups_Demand controlled Circulating Systems
Commercial | Com ¦ ECM MOTORS FOR HVAC APPLICATION (FAN-POWERED VAV BOX) | 2032 | SC B | GWh | After Competition Groups | 2.4783 | 34291.9182 | 0.034292 | 10888.2941 | 0.00022761 | 53 | Commercial_2032_SC B_GWh_After Competition Groups_53 | ECM MOTORS FOR HVAC APPLICATION (FAN-POWERED VAV BOX) | 0.02276% | 0.034292 | 2.4783 | Commercial_2032_SC B_GWh_After Competition Groups_ECM MOTORS FOR HVAC APPLICATION (FAN-POWERED VAV BOX)
Commercial | Com ¦ Thermostat Setback | 2032 | SC B | GWh | After Competition Groups | 2.3208 | 0 | 0 | 10888.2941 | 0.00021314 | 54 | Commercial_2032_SC B_GWh_After Competition Groups_54 | Thermostat Setback | 0.02131% | 0 | 2.3208 | Commercial_2032_SC B_GWh_After Competition Groups_Thermostat Setback
Commercial | Com ¦ Solar Water Preheat (Pools/DHW) | 2032 | SC B | GWh | After Competition Groups | 1.752 | 5361.5791 | 0.0053616 | 10888.2941 | 0.00016091 | 55 | Commercial_2032_SC B_GWh_After Competition Groups_55 | Solar Water Preheat (Pools/DHW) | 0.01609% | 0.0053616 | 1.752 | Commercial_2032_SC B_GWh_After Competition Groups_Solar Water Preheat (Pools/DHW)
Commercial | Com ¦ Notched V belts for HVAC Systems | 2032 | SC B | GWh | After Competition Groups | 1.4034 | 32508.4478 | 0.032508 | 10888.2941 | 0.00012889 | 56 | Commercial_2032_SC B_GWh_After Competition Groups_56 | Notched V belts for HVAC Systems | 0.01289% | 0.032508 | 1.4034 | Commercial_2032_SC B_GWh_After Competition Groups_Notched V belts for HVAC Systems
Commercial | Com ¦ CEE Tier 2/Energy Star Clothes Washers | 2032 | SC B | GWh | After Competition Groups | 1.1512 | 18325.3537 | 0.018325 | 10888.2941 | 0.00010573 | 57 | Commercial_2032_SC B_GWh_After Competition Groups_57 | CEE Tier 2/Energy Star Clothes Washers | 0.01057% | 0.018325 | 1.1512 | Commercial_2032_SC B_GWh_After Competition Groups_CEE Tier 2/Energy Star Clothes Washers
Commercial | Com ¦ Auto Off Time Switch or Time Clock control | 2032 | SC B | GWh | After Competition Groups | 1.1403 | 72.9272 | 7.2927e-05 | 10888.2941 | 0.00010472 | 58 | Commercial_2032_SC B_GWh_After Competition Groups_58 | Auto Off Time Switch or Time Clock control | 0.01047% | 7.2927e-05 | 1.1403 | Commercial_2032_SC B_GWh_After Competition Groups_Auto Off Time Switch or Time Clock control
Commercial | Com ¦ PTAC (12 EER/10,000 BTU) | 2032 | SC B | GWh | After Competition Groups | 1.106 | 41263.9306 | 0.041264 | 10888.2941 | 0.00010158 | 59 | Commercial_2032_SC B_GWh_After Competition Groups_59 | PTAC (12 EER/10,000 BTU) | 0.01016% | 0.041264 | 1.106 | Commercial_2032_SC B_GWh_After Competition Groups_PTAC (12 EER/10,000 BTU)
Commercial | COM ¦ Ductless Mini-Split Heat Pumps | 2032 | SC B | GWh | After Competition Groups | 0.83921 | 251.806 | 0.00025181 | 10888.2941 | 7.7075e-05 | 60 | Commercial_2032_SC B_GWh_After Competition Groups_60 | Ductless Mini-Split Heat Pumps | 0.007707% | 0.00025181 | 0.83921 | Commercial_2032_SC B_GWh_After Competition Groups_Ductless Mini-Split Heat Pumps
Commercial | Com ¦ Low Flow Pre-Rinse Spray Nozzle | 2032 | SC B | GWh | After Competition Groups | 0.61224 | 2124.7744 | 0.0021248 | 10888.2941 | 5.623e-05 | 61 | Commercial_2032_SC B_GWh_After Competition Groups_61 | Low Flow Pre-Rinse Spray Nozzle | 0.005623% | 0.0021248 | 0.61224 | Commercial_2032_SC B_GWh_After Competition Groups_Low Flow Pre-Rinse Spray Nozzle
Commercial | Com ¦ High Efficiency Small Instantaneous Water Heater | 2032 | SC B | GWh | After Competition Groups | 0.57195 | 38922.6527 | 0.038923 | 10888.2941 | 5.2529e-05 | 62 | Commercial_2032_SC B_GWh_After Competition Groups_62 | High Efficiency Small Instantaneous Water Heater | 0.005253% | 0.038923 | 0.57195 | Commercial_2032_SC B_GWh_After Competition Groups_High Efficiency Small Instantaneous Water Heater
Commercial | Com ¦ Efficient compressor motor | 2032 | SC B | GWh | After Competition Groups | 0.50102 | 281509.0061 | 0.28151 | 10888.2941 | 4.6015e-05 | 63 | Commercial_2032_SC B_GWh_After Competition Groups_63 | Efficient compressor motor | 0.004601% | 0.28151 | 0.50102 | Commercial_2032_SC B_GWh_After Competition Groups_Efficient compressor motor
Commercial | Com ¦ Commercial Hot Food Holding Cabinets | 2032 | SC B | GWh | After Competition Groups | 0.38252 | 3872.5923 | 0.0038726 | 10888.2941 | 3.5131e-05 | 64 | Commercial_2032_SC B_GWh_After Competition Groups_64 | Commercial Hot Food Holding Cabinets | 0.003513% | 0.0038726 | 0.38252 | Commercial_2032_SC B_GWh_After Competition Groups_Commercial Hot Food Holding Cabinets
Commercial | Com ¦ LED RECESSED DOWNLIGHTS | 2032 | SC B | GWh | After Competition Groups | 0.35795 | 47894.5669 | 0.047895 | 10888.2941 | 3.2875e-05 | 65 | Commercial_2032_SC B_GWh_After Competition Groups_65 | LED RECESSED DOWNLIGHTS | 0.003288% | 0.047895 | 0.35795 | Commercial_2032_SC B_GWh_After Competition Groups_LED RECESSED DOWNLIGHTS
Commercial | Com ¦ HVAC Optimization | 2032 | SC B | GWh | After Competition Groups | 0.32354 | 212.0134 | 0.00021201 | 10888.2941 | 2.9714e-05 | 66 | Commercial_2032_SC B_GWh_After Competition Groups_66 | HVAC Optimization | 0.002971% | 0.00021201 | 0.32354 | Commercial_2032_SC B_GWh_After Competition Groups_HVAC Optimization
Commercial | Com ¦ Energy Recovery Ventilation and Ventilation (Enhanced) | 2032 | SC B | GWh | After Competition Groups | 0.27107 | 0 | 0 | 10888.2941 | 2.4895e-05 | 67 | Commercial_2032_SC B_GWh_After Competition Groups_67 | Energy Recovery Ventilation and Ventilation (Enhanced) | 0.00249% | 0 | 0.27107 | Commercial_2032_SC B_GWh_After Competition Groups_Energy Recovery Ventilation and Ventilation (Enhanced)
Commercial | Com ¦ Wall Insulation | 2032 | SC B | GWh | After Competition Groups | 0.17095 | 374.2219 | 0.00037422 | 10888.2941 | 1.57e-05 | 68 | Commercial_2032_SC B_GWh_After Competition Groups_68 | Wall Insulation | 0.00157% | 0.00037422 | 0.17095 | Commercial_2032_SC B_GWh_After Competition Groups_Wall Insulation
Commercial | Com ¦ Room AC (w/ louvered sides) 14 SEER from 12 SEER code | 2032 | SC B | GWh | After Competition Groups | 0.076895 | 6229.7645 | 0.0062298 | 10888.2941 | 7.0622e-06 | 69 | Commercial_2032_SC B_GWh_After Competition Groups_69 | Room AC (w/ louvered sides) 14 SEER from 12 SEER code | 0.0007062% | 0.0062298 | 0.076895 | Commercial_2032_SC B_GWh_After Competition Groups_Room AC (w/ louvered sides) 14 SEER from 12 SEER code
Commercial | Com ¦ Air Curtains | 2032 | SC B | GWh | After Competition Groups | 0.050025 | 5378.963 | 0.005379 | 10888.2941 | 4.5943e-06 | 70 | Commercial_2032_SC B_GWh_After Competition Groups_70 | Air Curtains | 0.0004594% | 0.005379 | 0.050025 | Commercial_2032_SC B_GWh_After Competition Groups_Air Curtains
Commercial | Com ¦ High Efficiency Chiller (avg of water and air cooled) | 2032 | SC B | GWh | After Competition Groups | 0.046429 | 8305.9209 | 0.0083059 | 10888.2941 | 4.2641e-06 | 71 | Commercial_2032_SC B_GWh_After Competition Groups_71 | High Efficiency Chiller (avg of water and air cooled) | 0.0004264% | 0.0083059 | 0.046429 | Commercial_2032_SC B_GWh_After Competition Groups_High Efficiency Chiller (avg of water and air cooled)
Commercial | Com ¦ EC Plug Fan for Data Center (under cabinet) | 2032 | SC B | GWh | After Competition Groups | 0.039214 | 2163.3334 | 0.0021633 | 10888.2941 | 3.6015e-06 | 72 | Commercial_2032_SC B_GWh_After Competition Groups_72 | EC Plug Fan for Data Center (under cabinet) | 0.0003602% | 0.0021633 | 0.039214 | Commercial_2032_SC B_GWh_After Competition Groups_EC Plug Fan for Data Center (under cabinet)
Commercial | Com ¦ VSD Air Compressor | 2032 | SC B | GWh | After Competition Groups | 0.035414 | 584.6104 | 0.00058461 | 10888.2941 | 3.2524e-06 | 73 | Commercial_2032_SC B_GWh_After Competition Groups_73 | VSD Air Compressor | 0.0003252% | 0.00058461 | 0.035414 | Commercial_2032_SC B_GWh_After Competition Groups_VSD Air Compressor
Commercial | Com ¦ Electric Convection Combination Ovens | 2032 | SC B | GWh | After Competition Groups | 0.0031635 | 3.5277 | 3.5277e-06 | 10888.2941 | 2.9054e-07 | 74 | Commercial_2032_SC B_GWh_After Competition Groups_74 | Electric Convection Combination Ovens | 2.905e-05% | 3.5277e-06 | 0.0031635 | Commercial_2032_SC B_GWh_After Competition Groups_Electric Convection Combination Ovens
Commercial | Com ¦ LLLC - Low Impact Application | 2032 | SC B | GWh | After Competition Groups | 2.9347e-18 | 1.6142e-14 | 1.6142e-20 | 10888.2941 | 2.6953e-22 | 75 | Commercial_2032_SC B_GWh_After Competition Groups_75 | LLLC - Low Impact Application | 2.695e-20% | 1.6142e-20 | 2.9347e-18 | Commercial_2032_SC B_GWh_After Competition Groups_LLLC - Low Impact Application
Commercial | Com ¦ LLLC - High Impact Application | 2032 | SC B | GWh | After Competition Groups | 1.0674e-18 | 1.0205e-14 | 1.0205e-20 | 10888.2941 | 9.8033e-23 | 76 | Commercial_2032_SC B_GWh_After Competition Groups_76 | LLLC - High Impact Application | 9.803e-21% | 1.0205e-20 | 1.0674e-18 | Commercial_2032_SC B_GWh_After Competition Groups_LLLC - High Impact Application
Commercial | Com ¦ Networked/Connected - High Impact Application | 2032 | SC B | GWh | After Competition Groups | 1.376e-20 | 2.1065e-16 | 2.1065e-22 | 10888.2941 | 1.2637e-24 | 77 | Commercial_2032_SC B_GWh_After Competition Groups_77 | Networked/Connected - High Impact Application | 1.264e-22% | 2.1065e-22 | 1.376e-20 | Commercial_2032_SC B_GWh_After Competition Groups_Networked/Connected - High Impact Application
Commercial | Com ¦ Networked/Connected - Low Impact Application | 2032 | SC B | GWh | After Competition Groups | 7.8654e-21 | 1.5275e-16 | 1.5275e-22 | 10888.2941 | 7.2237e-25 | 78 | Commercial_2032_SC B_GWh_After Competition Groups_78 | Networked/Connected - Low Impact Application | 7.224e-23% | 1.5275e-22 | 7.8654e-21 | Commercial_2032_SC B_GWh_After Competition Groups_Networked/Connected - Low Impact Application
Commercial | Com ¦ Indoor Daylight Sensors/Photocell Dimming Control | 2032 | SC B | GWh | After Competition Groups | 0 | 0 | 0 | 10888.2941 | 0 | 79 | Commercial_2032_SC B_GWh_After Competition Groups_79 | Indoor Daylight Sensors/Photocell Dimming Control | 0% | 0 | 0 | Commercial_2032_SC B_GWh_After Competition Groups_Indoor Daylight Sensors/Photocell Dimming Control
Commercial | Com ¦ Variable Refrigerant Flow Heat Pump | 2032 | SC B | GWh | After Competition Groups | 0 | 0 | 0 | 10888.2941 | 0 | 80 | Commercial_2032_SC B_GWh_After Competition Groups_80 | Variable Refrigerant Flow Heat Pump | 0% | 0 | 0 | Commercial_2032_SC B_GWh_After Competition Groups_Variable Refrigerant Flow Heat Pump
Commercial | Com ¦ LED Low/High Bay | 2032 | SC C | GWh | After Competition Groups | 1041.0618 | 57972913.6754 | 57.9729 | 8596.8638 | 0.1211 | 1 | Commercial_2032_SC C_GWh_After Competition Groups_1 | LED Low/High Bay | 12.11% | 57.9729 | 1041.0618 | Commercial_2032_SC C_GWh_After Competition Groups_LED Low/High Bay
Commercial | Com ¦ LED Troffer/Surface/Suspended | 2032 | SC C | GWh | After Competition Groups | 934.0267 | 36442599.7077 | 36.4426 | 8596.8638 | 0.10865 | 2 | Commercial_2032_SC C_GWh_After Competition Groups_2 | LED Troffer/Surface/Suspended | 10.86% | 36.4426 | 934.0267 | Commercial_2032_SC C_GWh_After Competition Groups_LED Troffer/Surface/Suspended
Commercial | Com ¦ ENERGY STAR LED LAMPS (REFLECTOR LAMPs/MR16/PAR 16) | 2032 | SC C | GWh | After Competition Groups | 912.2575 | 1765065.3241 | 1.7651 | 8596.8638 | 0.10612 | 3 | Commercial_2032_SC C_GWh_After Competition Groups_3 | ENERGY STAR LED LAMPS (REFLECTOR LAMPs/MR16/PAR 16) | 10.61% | 1.7651 | 912.2575 | Commercial_2032_SC C_GWh_After Competition Groups_ENERGY STAR LED LAMPS (REFLECTOR LAMPs/MR16/PAR 16)
Commercial | Com ¦ LED EXTERIOR AREA LIGHTS - LED fixture (200W) | 2032 | SC C | GWh | After Competition Groups | 596.145 | 0 | 0 | 8596.8638 | 0.069344 | 4 | Commercial_2032_SC C_GWh_After Competition Groups_4 | LED EXTERIOR AREA LIGHTS - LED fixture (200W) | 6.934% | 0 | 596.145 | Commercial_2032_SC C_GWh_After Competition Groups_LED EXTERIOR AREA LIGHTS - LED fixture (200W)
Commercial | Com ¦ LED parking lot fixture | 2032 | SC C | GWh | After Competition Groups | 571.4619 | 4030299.0053 | 4.0303 | 8596.8638 | 0.066473 | 5 | Commercial_2032_SC C_GWh_After Competition Groups_5 | LED parking lot fixture | 6.647% | 4.0303 | 571.4619 | Commercial_2032_SC C_GWh_After Competition Groups_LED parking lot fixture
Commercial | Com ¦ LED Replacement Lamp (Tube) | 2032 | SC C | GWh | After Competition Groups | 543.7836 | 0 | 0 | 8596.8638 | 0.063254 | 6 | Commercial_2032_SC C_GWh_After Competition Groups_6 | LED Replacement Lamp (Tube) | 6.325% | 0 | 543.7836 | Commercial_2032_SC C_GWh_After Competition Groups_LED Replacement Lamp (Tube)
Commercial | Com ¦ Building Recommissioning, Operations and Maintenance (O&M) Improvements | 2032 | SC C | GWh | After Competition Groups | 512.8153 | 2442648.0613 | 2.4426 | 8596.8638 | 0.059651 | 7 | Commercial_2032_SC C_GWh_After Competition Groups_7 | Building Recommissioning, Operations and Maintenance (O&M) Improvements | 5.965% | 2.4426 | 512.8153 | Commercial_2032_SC C_GWh_After Competition Groups_Building Recommissioning, Operations and Maintenance (O&M) Improvements
Commercial | Com ¦ LED street light fixture | 2032 | SC C | GWh | After Competition Groups | 359.1687 | 7157004.2169 | 7.157 | 8596.8638 | 0.041779 | 8 | Commercial_2032_SC C_GWh_After Competition Groups_8 | LED street light fixture | 4.178% | 7.157 | 359.1687 | Commercial_2032_SC C_GWh_After Competition Groups_LED street light fixture
Commercial | Com ¦ Furnace Tune-Up | 2032 | SC C | GWh | After Competition Groups | 323.7923 | 118447.0918 | 0.11845 | 8596.8638 | 0.037664 | 9 | Commercial_2032_SC C_GWh_After Competition Groups_9 | Furnace Tune-Up | 3.766% | 0.11845 | 323.7923 | Commercial_2032_SC C_GWh_After Competition Groups_Furnace Tune-Up
Commercial | Com ¦ High Efficiency Air Source Heat Pump | 2032 | SC C | GWh | After Competition Groups | 228.8235 | 1299035.8697 | 1.299 | 8596.8638 | 0.026617 | 10 | Commercial_2032_SC C_GWh_After Competition Groups_10 | High Efficiency Air Source Heat Pump | 2.662% | 1.299 | 228.8235 | Commercial_2032_SC C_GWh_After Competition Groups_High Efficiency Air Source Heat Pump
Commercial | Com ¦ Reach-in Shaded Pole to ECM/PSC Evaporator Fan Motor | 2032 | SC C | GWh | After Competition Groups | 217.9397 | 2467058.194 | 2.4671 | 8596.8638 | 0.025351 | 11 | Commercial_2032_SC C_GWh_After Competition Groups_11 | Reach-in Shaded Pole to ECM/PSC Evaporator Fan Motor | 2.535% | 2.4671 | 217.9397 | Commercial_2032_SC C_GWh_After Competition Groups_Reach-in Shaded Pole to ECM/PSC Evaporator Fan Motor
Commercial | Com ¦ Data Center Storage/Server Virtualization | 2032 | SC C | GWh | After Competition Groups | 212.7348 | 0 | 0 | 8596.8638 | 0.024746 | 12 | Commercial_2032_SC C_GWh_After Competition Groups_12 | Data Center Storage/Server Virtualization | 2.475% | 0 | 212.7348 | Commercial_2032_SC C_GWh_After Competition Groups_Data Center Storage/Server Virtualization
Commercial | Com ¦ Refrigerated Display Case Doors | 2032 | SC C | GWh | After Competition Groups | 201.7576 | 13908018.8084 | 13.908 | 8596.8638 | 0.023469 | 13 | Commercial_2032_SC C_GWh_After Competition Groups_13 | Refrigerated Display Case Doors | 2.347% | 13.908 | 201.7576 | Commercial_2032_SC C_GWh_After Competition Groups_Refrigerated Display Case Doors
Commercial | Com ¦ LED or Equivalent Sign Lighting | 2032 | SC C | GWh | After Competition Groups | 160.5352 | 5580431.2259 | 5.5804 | 8596.8638 | 0.018674 | 14 | Commercial_2032_SC C_GWh_After Competition Groups_14 | LED or Equivalent Sign Lighting | 1.867% | 5.5804 | 160.5352 | Commercial_2032_SC C_GWh_After Competition Groups_LED or Equivalent Sign Lighting
Commercial | Com ¦ Strip Curtains | 2032 | SC C | GWh | After Competition Groups | 153.7769 | 187080.7229 | 0.18708 | 8596.8638 | 0.017888 | 15 | Commercial_2032_SC C_GWh_After Competition Groups_15 | Strip Curtains | 1.789% | 0.18708 | 153.7769 | Commercial_2032_SC C_GWh_After Competition Groups_Strip Curtains
Commercial | Com ¦ Demand Control Ventilation | 2032 | SC C | GWh | After Competition Groups | 137.4708 | 3552366.3764 | 3.5524 | 8596.8638 | 0.015991 | 16 | Commercial_2032_SC C_GWh_After Competition Groups_16 | Demand Control Ventilation | 1.599% | 3.5524 | 137.4708 | Commercial_2032_SC C_GWh_After Competition Groups_Demand Control Ventilation
Commercial | Com ¦ Education and Capacity Building/Energy Behavior | 2032 | SC C | GWh | After Competition Groups | 124.2999 | 1331002.235 | 1.331 | 8596.8638 | 0.014459 | 17 | Commercial_2032_SC C_GWh_After Competition Groups_17 | Education and Capacity Building/Energy Behavior | 1.446% | 1.331 | 124.2999 | Commercial_2032_SC C_GWh_After Competition Groups_Education and Capacity Building/Energy Behavior
Commercial | Com ¦ Advanced BAS/Controllers | 2032 | SC C | GWh | After Competition Groups | 117.7594 | 563566.7843 | 0.56357 | 8596.8638 | 0.013698 | 18 | Commercial_2032_SC C_GWh_After Competition Groups_18 | Advanced BAS/Controllers | 1.37% | 0.56357 | 117.7594 | Commercial_2032_SC C_GWh_After Competition Groups_Advanced BAS/Controllers
Commercial | Com ¦ Centrally controlled desktop PC/NETWORK PC POWER MANAGEMENT SOFTWARE | 2032 | SC C | GWh | After Competition Groups | 116.109 | 870363.4442 | 0.87036 | 8596.8638 | 0.013506 | 19 | Commercial_2032_SC C_GWh_After Competition Groups_19 | Centrally controlled desktop PC/NETWORK PC POWER MANAGEMENT SOFTWARE | 1.351% | 0.87036 | 116.109 | Commercial_2032_SC C_GWh_After Competition Groups_Centrally controlled desktop PC/NETWORK PC POWER MANAGEMENT SOFTWARE
Commercial | Com ¦ ENERGY STAR LED LAMPS (General Service Lamps) | 2032 | SC C | GWh | After Competition Groups | 110.2318 | 256247.7851 | 0.25625 | 8596.8638 | 0.012822 | 20 | Commercial_2032_SC C_GWh_After Competition Groups_20 | ENERGY STAR LED LAMPS (General Service Lamps) | 1.282% | 0.25625 | 110.2318 | Commercial_2032_SC C_GWh_After Competition Groups_ENERGY STAR LED LAMPS (General Service Lamps)
Commercial | Com ¦ Variable Frequency Drive (VFD) | 2032 | SC C | GWh | After Competition Groups | 107.8548 | 1954564.3231 | 1.9546 | 8596.8638 | 0.012546 | 21 | Commercial_2032_SC C_GWh_After Competition Groups_21 | Variable Frequency Drive (VFD) | 1.255% | 1.9546 | 107.8548 | Commercial_2032_SC C_GWh_After Competition Groups_Variable Frequency Drive (VFD)
Commercial | Com ¦ VFD on Pumps | 2032 | SC C | GWh | After Competition Groups | 100.7287 | 1986311.7307 | 1.9863 | 8596.8638 | 0.011717 | 22 | Commercial_2032_SC C_GWh_After Competition Groups_22 | VFD on Pumps | 1.172% | 1.9863 | 100.7287 | Commercial_2032_SC C_GWh_After Competition Groups_VFD on Pumps
Commercial | Com ¦ Adaptive Thermostats | 2032 | SC C | GWh | After Competition Groups | 84.7204 | 3609161.767 | 3.6092 | 8596.8638 | 0.0098548 | 23 | Commercial_2032_SC C_GWh_After Competition Groups_23 | Adaptive Thermostats | 0.9855% | 3.6092 | 84.7204 | Commercial_2032_SC C_GWh_After Competition Groups_Adaptive Thermostats
Commercial | Com ¦ Unitary Air-Conditioning Unit | 2032 | SC C | GWh | After Competition Groups | 73.6562 | 10573480.6488 | 10.5735 | 8596.8638 | 0.0085678 | 24 | Commercial_2032_SC C_GWh_After Competition Groups_24 | Unitary Air-Conditioning Unit | 0.8568% | 10.5735 | 73.6562 | Commercial_2032_SC C_GWh_After Competition Groups_Unitary Air-Conditioning Unit
Commercial | Com ¦ Air Handler with Dedicated Outdoor Air Systems | 2032 | SC C | GWh | After Competition Groups | 59.8847 | 0 | 0 | 8596.8638 | 0.0069659 | 25 | Commercial_2032_SC C_GWh_After Competition Groups_25 | Air Handler with Dedicated Outdoor Air Systems | 0.6966% | 0 | 59.8847 | Commercial_2032_SC C_GWh_After Competition Groups_Air Handler with Dedicated Outdoor Air Systems
Commercial | Com ¦ Door Gasket Freezer/Refrigerator | 2032 | SC C | GWh | After Competition Groups | 50.5261 | 1500090.1682 | 1.5001 | 8596.8638 | 0.0058773 | 26 | Commercial_2032_SC C_GWh_After Competition Groups_26 | Door Gasket Freezer/Refrigerator | 0.5877% | 1.5001 | 50.5261 | Commercial_2032_SC C_GWh_After Competition Groups_Door Gasket Freezer/Refrigerator
Commercial | Com ¦ ECM MOTORS FOR EVAPORATOR FANS for refrigeration (WALK-IN) | 2032 | SC C | GWh | After Competition Groups | 50.3303 | 1186382.5608 | 1.1864 | 8596.8638 | 0.0058545 | 27 | Commercial_2032_SC C_GWh_After Competition Groups_27 | ECM MOTORS FOR EVAPORATOR FANS for refrigeration (WALK-IN) | 0.5855% | 1.1864 | 50.3303 | Commercial_2032_SC C_GWh_After Competition Groups_ECM MOTORS FOR EVAPORATOR FANS for refrigeration (WALK-IN)
Commercial | Com ¦ Demand Control Kitchen Ventilation | 2032 | SC C | GWh | After Competition Groups | 48.8861 | 230131.5077 | 0.23013 | 8596.8638 | 0.0056865 | 28 | Commercial_2032_SC C_GWh_After Competition Groups_28 | Demand Control Kitchen Ventilation | 0.5687% | 0.23013 | 48.8861 | Commercial_2032_SC C_GWh_After Competition Groups_Demand Control Kitchen Ventilation
Commercial | Com ¦ Condensing Unit Heaters or other Efficient Unit Heating System | 2032 | SC C | GWh | After Competition Groups | 48.6911 | 35560.4935 | 0.03556 | 8596.8638 | 0.0056638 | 29 | Commercial_2032_SC C_GWh_After Competition Groups_29 | Condensing Unit Heaters or other Efficient Unit Heating System | 0.5664% | 0.03556 | 48.6911 | Commercial_2032_SC C_GWh_After Competition Groups_Condensing Unit Heaters or other Efficient Unit Heating System
Commercial | Com ¦ Refrigerated Display Case LED | 2032 | SC C | GWh | After Competition Groups | 46.8329 | 2446411.6635 | 2.4464 | 8596.8638 | 0.0054477 | 30 | Commercial_2032_SC C_GWh_After Competition Groups_30 | Refrigerated Display Case LED | 0.5448% | 2.4464 | 46.8329 | Commercial_2032_SC C_GWh_After Competition Groups_Refrigerated Display Case LED
Commercial | Com ¦ Freezer Case Light Sensor | 2032 | SC C | GWh | After Competition Groups | 41.319 | 2610391.5196 | 2.6104 | 8596.8638 | 0.0048063 | 31 | Commercial_2032_SC C_GWh_After Competition Groups_31 | Freezer Case Light Sensor | 0.4806% | 2.6104 | 41.319 | Commercial_2032_SC C_GWh_After Competition Groups_Freezer Case Light Sensor
Commercial | Com ¦ Evaporator Fan Controls | 2032 | SC C | GWh | After Competition Groups | 40.3048 | 185989.1657 | 0.18599 | 8596.8638 | 0.0046883 | 32 | Commercial_2032_SC C_GWh_After Competition Groups_32 | Evaporator Fan Controls | 0.4688% | 0.18599 | 40.3048 | Commercial_2032_SC C_GWh_After Competition Groups_Evaporator Fan Controls
Commercial | Com ¦ Occupancy Sensors | 2032 | SC C | GWh | After Competition Groups | 27.5061 | 6898.9856 | 0.006899 | 8596.8638 | 0.0031996 | 33 | Commercial_2032_SC C_GWh_After Competition Groups_33 | Occupancy Sensors | 0.32% | 0.006899 | 27.5061 | Commercial_2032_SC C_GWh_After Competition Groups_Occupancy Sensors
Commercial | Com ¦ ENERGY STAR Griddle (74% eff) | 2032 | SC C | GWh | After Competition Groups | 27.2296 | 224398.7316 | 0.2244 | 8596.8638 | 0.0031674 | 34 | Commercial_2032_SC C_GWh_After Competition Groups_34 | ENERGY STAR Griddle (74% eff) | 0.3167% | 0.2244 | 27.2296 | Commercial_2032_SC C_GWh_After Competition Groups_ENERGY STAR Griddle (74% eff)
Commercial | Com ¦ Chilled Water Optimization | 2032 | SC C | GWh | After Competition Groups | 25.9106 | 1753992.5154 | 1.754 | 8596.8638 | 0.003014 | 35 | Commercial_2032_SC C_GWh_After Competition Groups_35 | Chilled Water Optimization | 0.3014% | 1.754 | 25.9106 | Commercial_2032_SC C_GWh_After Competition Groups_Chilled Water Optimization
Commercial | Com ¦ BEVERAGE VENDING MACHINE CONTROLS | 2032 | SC C | GWh | After Competition Groups | 18.2814 | 358008.9514 | 0.35801 | 8596.8638 | 0.0021265 | 36 | Commercial_2032_SC C_GWh_After Competition Groups_36 | BEVERAGE VENDING MACHINE CONTROLS | 0.2127% | 0.35801 | 18.2814 | Commercial_2032_SC C_GWh_After Competition Groups_BEVERAGE VENDING MACHINE CONTROLS
Commercial | Com ¦ Elec Storage WH 2.30 Et | 2032 | SC C | GWh | After Competition Groups | 17.564 | 635210.9438 | 0.63521 | 8596.8638 | 0.0020431 | 37 | Commercial_2032_SC C_GWh_After Competition Groups_37 | Elec Storage WH 2.30 Et | 0.2043% | 0.63521 | 17.564 | Commercial_2032_SC C_GWh_After Competition Groups_Elec Storage WH 2.30 Et
Commercial | Com ¦ Temperature Adjustment in Commercial Freezers | 2032 | SC C | GWh | After Competition Groups | 15.4282 | 0 | 0 | 8596.8638 | 0.0017946 | 38 | Commercial_2032_SC C_GWh_After Competition Groups_38 | Temperature Adjustment in Commercial Freezers | 0.1795% | 0 | 15.4282 | Commercial_2032_SC C_GWh_After Competition Groups_Temperature Adjustment in Commercial Freezers
Commercial | Com ¦ CO Sensors for parking garage exhaust fans | 2032 | SC C | GWh | After Competition Groups | 15.1796 | 815978.7454 | 0.81598 | 8596.8638 | 0.0017657 | 39 | Commercial_2032_SC C_GWh_After Competition Groups_39 | CO Sensors for parking garage exhaust fans | 0.1766% | 0.81598 | 15.1796 | Commercial_2032_SC C_GWh_After Competition Groups_CO Sensors for parking garage exhaust fans
Commercial | Com ¦ Energy Efficient Laboratory Fume Hood | 2032 | SC C | GWh | After Competition Groups | 13.6377 | 629921.1481 | 0.62992 | 8596.8638 | 0.0015864 | 40 | Commercial_2032_SC C_GWh_After Competition Groups_40 | Energy Efficient Laboratory Fume Hood | 0.1586% | 0.62992 | 13.6377 | Commercial_2032_SC C_GWh_After Competition Groups_Energy Efficient Laboratory Fume Hood
Commercial | Com ¦ Water Source Heat Pump (4 ton) | 2032 | SC C | GWh | After Competition Groups | 13.436 | 1297910.6828 | 1.2979 | 8596.8638 | 0.0015629 | 41 | Commercial_2032_SC C_GWh_After Competition Groups_41 | Water Source Heat Pump (4 ton) | 0.1563% | 1.2979 | 13.436 | Commercial_2032_SC C_GWh_After Competition Groups_Water Source Heat Pump (4 ton)
Commercial | Com ¦ Vertical Night Covers | 2032 | SC C | GWh | After Competition Groups | 11.9556 | 180410.3658 | 0.18041 | 8596.8638 | 0.0013907 | 42 | Commercial_2032_SC C_GWh_After Competition Groups_42 | Vertical Night Covers | 0.1391% | 0.18041 | 11.9556 | Commercial_2032_SC C_GWh_After Competition Groups_Vertical Night Covers
Commercial | Com ¦ Outside Air Economizer | 2032 | SC C | GWh | After Competition Groups | 11.1266 | 119775.2356 | 0.11978 | 8596.8638 | 0.0012943 | 43 | Commercial_2032_SC C_GWh_After Competition Groups_43 | Outside Air Economizer | 0.1294% | 0.11978 | 11.1266 | Commercial_2032_SC C_GWh_After Competition Groups_Outside Air Economizer
Commercial | Com ¦ Duct Insulation, R8 | 2032 | SC C | GWh | After Competition Groups | 10.8298 | 364630.4448 | 0.36463 | 8596.8638 | 0.0012597 | 44 | Commercial_2032_SC C_GWh_After Competition Groups_44 | Duct Insulation, R8 | 0.126% | 0.36463 | 10.8298 | Commercial_2032_SC C_GWh_After Competition Groups_Duct Insulation, R8
Commercial | Com ¦ Water Heating (DHW) Pipe Insulation (Add 3/4\ Foam)" | 2032 | SC C | GWh | After Competition Groups | 10.3471 | 253295.8886 | 0.2533 | 8596.8638 | 0.0012036 | 45 | Commercial_2032_SC C_GWh_After Competition Groups_45 | Water Heating (DHW) Pipe Insulation (Add 3/4\ Foam)" | 0.1204% | 0.2533 | 10.3471 | Commercial_2032_SC C_GWh_After Competition Groups_Water Heating (DHW) Pipe Insulation (Add 3/4\ Foam)"
Commercial | Com ¦ ENERGY STAR Fryer (84% eff) | 2032 | SC C | GWh | After Competition Groups | 9.9616 | 157306.3187 | 0.15731 | 8596.8638 | 0.0011587 | 46 | Commercial_2032_SC C_GWh_After Competition Groups_46 | ENERGY STAR Fryer (84% eff) | 0.1159% | 0.15731 | 9.9616 | Commercial_2032_SC C_GWh_After Competition Groups_ENERGY STAR Fryer (84% eff)
Commercial | Com ¦ Suction Pipe Insulation Freezer/Refrigerator | 2032 | SC C | GWh | After Competition Groups | 6.5455 | 178154.2346 | 0.17815 | 8596.8638 | 0.00076139 | 47 | Commercial_2032_SC C_GWh_After Competition Groups_47 | Suction Pipe Insulation Freezer/Refrigerator | 0.07614% | 0.17815 | 6.5455 | Commercial_2032_SC C_GWh_After Competition Groups_Suction Pipe Insulation Freezer/Refrigerator
Commercial | Com ¦ ENERGY STAR Dishwasher | 2032 | SC C | GWh | After Competition Groups | 5.3993 | 36401.9348 | 0.036402 | 8596.8638 | 0.00062805 | 48 | Commercial_2032_SC C_GWh_After Competition Groups_48 | ENERGY STAR Dishwasher | 0.06281% | 0.036402 | 5.3993 | Commercial_2032_SC C_GWh_After Competition Groups_ENERGY STAR Dishwasher
Commercial | Com ¦ ENERGY STAR Steam Cookers | 2032 | SC C | GWh | After Competition Groups | 4.7602 | 82279.4767 | 0.082279 | 8596.8638 | 0.00055371 | 49 | Commercial_2032_SC C_GWh_After Competition Groups_49 | ENERGY STAR Steam Cookers | 0.05537% | 0.082279 | 4.7602 | Commercial_2032_SC C_GWh_After Competition Groups_ENERGY STAR Steam Cookers
Commercial | Com ¦ Condensing Make Up Air Unit | 2032 | SC C | GWh | After Competition Groups | 4.5506 | 622261.1696 | 0.62226 | 8596.8638 | 0.00052934 | 50 | Commercial_2032_SC C_GWh_After Competition Groups_50 | Condensing Make Up Air Unit | 0.05293% | 0.62226 | 4.5506 | Commercial_2032_SC C_GWh_After Competition Groups_Condensing Make Up Air Unit
Commercial | Com ¦ Ozone Laundry Treatment | 2032 | SC C | GWh | After Competition Groups | 3.3815 | 222681.5591 | 0.22268 | 8596.8638 | 0.00039335 | 51 | Commercial_2032_SC C_GWh_After Competition Groups_51 | Ozone Laundry Treatment | 0.03933% | 0.22268 | 3.3815 | Commercial_2032_SC C_GWh_After Competition Groups_Ozone Laundry Treatment
Commercial | Com ¦ Thermostat Setback | 2032 | SC C | GWh | After Competition Groups | 2.3028 | 0 | 0 | 8596.8638 | 0.00026787 | 52 | Commercial_2032_SC C_GWh_After Competition Groups_52 | Thermostat Setback | 0.02679% | 0 | 2.3028 | Commercial_2032_SC C_GWh_After Competition Groups_Thermostat Setback
Commercial | Com ¦ Demand controlled Circulating Systems | 2032 | SC C | GWh | After Competition Groups | 2.2009 | 0 | 0 | 8596.8638 | 0.00025601 | 53 | Commercial_2032_SC C_GWh_After Competition Groups_53 | Demand controlled Circulating Systems | 0.0256% | 0 | 2.2009 | Commercial_2032_SC C_GWh_After Competition Groups_Demand controlled Circulating Systems
Commercial | Com ¦ ECM MOTORS FOR HVAC APPLICATION (FAN-POWERED VAV BOX) | 2032 | SC C | GWh | After Competition Groups | 1.6001 | 44460.0695 | 0.04446 | 8596.8638 | 0.00018613 | 54 | Commercial_2032_SC C_GWh_After Competition Groups_54 | ECM MOTORS FOR HVAC APPLICATION (FAN-POWERED VAV BOX) | 0.01861% | 0.04446 | 1.6001 | Commercial_2032_SC C_GWh_After Competition Groups_ECM MOTORS FOR HVAC APPLICATION (FAN-POWERED VAV BOX)
Commercial | Com ¦ CEE Tier 2/Energy Star Clothes Washers | 2032 | SC C | GWh | After Competition Groups | 1.018 | 19336.248 | 0.019336 | 8596.8638 | 0.00011841 | 55 | Commercial_2032_SC C_GWh_After Competition Groups_55 | CEE Tier 2/Energy Star Clothes Washers | 0.01184% | 0.019336 | 1.018 | Commercial_2032_SC C_GWh_After Competition Groups_CEE Tier 2/Energy Star Clothes Washers
Commercial | Com ¦ Notched V belts for HVAC Systems | 2032 | SC C | GWh | After Competition Groups | 0.87856 | 35037.9005 | 0.035038 | 8596.8638 | 0.0001022 | 56 | Commercial_2032_SC C_GWh_After Competition Groups_56 | Notched V belts for HVAC Systems | 0.01022% | 0.035038 | 0.87856 | Commercial_2032_SC C_GWh_After Competition Groups_Notched V belts for HVAC Systems
Commercial | Com ¦ Solar Water Preheat (Pools/DHW) | 2032 | SC C | GWh | After Competition Groups | 0.85947 | 3544.987 | 0.003545 | 8596.8638 | 9.9975e-05 | 57 | Commercial_2032_SC C_GWh_After Competition Groups_57 | Solar Water Preheat (Pools/DHW) | 0.009998% | 0.003545 | 0.85947 | Commercial_2032_SC C_GWh_After Competition Groups_Solar Water Preheat (Pools/DHW)
Commercial | Com ¦ Auto Off Time Switch or Time Clock control | 2032 | SC C | GWh | After Competition Groups | 0.66092 | 90.2579 | 9.0258e-05 | 8596.8638 | 7.688e-05 | 58 | Commercial_2032_SC C_GWh_After Competition Groups_58 | Auto Off Time Switch or Time Clock control | 0.007688% | 9.0258e-05 | 0.66092 | Commercial_2032_SC C_GWh_After Competition Groups_Auto Off Time Switch or Time Clock control
Commercial | Com ¦ LLLC - High Impact Application | 2032 | SC C | GWh | After Competition Groups | 0.65423 | 4.2358 | 4.2358e-06 | 8596.8638 | 7.6101e-05 | 59 | Commercial_2032_SC C_GWh_After Competition Groups_59 | LLLC - High Impact Application | 0.00761% | 4.2358e-06 | 0.65423 | Commercial_2032_SC C_GWh_After Competition Groups_LLLC - High Impact Application
Commercial | COM ¦ Ductless Mini-Split Heat Pumps | 2032 | SC C | GWh | After Competition Groups | 0.63522 | 225.9182 | 0.00022592 | 8596.8638 | 7.389e-05 | 60 | Commercial_2032_SC C_GWh_After Competition Groups_60 | Ductless Mini-Split Heat Pumps | 0.007389% | 0.00022592 | 0.63522 | Commercial_2032_SC C_GWh_After Competition Groups_Ductless Mini-Split Heat Pumps
Commercial | Com ¦ PTAC (12 EER/10,000 BTU) | 2032 | SC C | GWh | After Competition Groups | 0.54294 | 30355.4748 | 0.030355 | 8596.8638 | 6.3155e-05 | 61 | Commercial_2032_SC C_GWh_After Competition Groups_61 | PTAC (12 EER/10,000 BTU) | 0.006316% | 0.030355 | 0.54294 | Commercial_2032_SC C_GWh_After Competition Groups_PTAC (12 EER/10,000 BTU)
Commercial | Com ¦ Low Flow Pre-Rinse Spray Nozzle | 2032 | SC C | GWh | After Competition Groups | 0.50368 | 2573.5848 | 0.0025736 | 8596.8638 | 5.8589e-05 | 62 | Commercial_2032_SC C_GWh_After Competition Groups_62 | Low Flow Pre-Rinse Spray Nozzle | 0.005859% | 0.0025736 | 0.50368 | Commercial_2032_SC C_GWh_After Competition Groups_Low Flow Pre-Rinse Spray Nozzle
Commercial | Com ¦ LLLC - Low Impact Application | 2032 | SC C | GWh | After Competition Groups | 0.39839 | 26.8752 | 2.6875e-05 | 8596.8638 | 4.6342e-05 | 63 | Commercial_2032_SC C_GWh_After Competition Groups_63 | LLLC - Low Impact Application | 0.004634% | 2.6875e-05 | 0.39839 | Commercial_2032_SC C_GWh_After Competition Groups_LLLC - Low Impact Application
Commercial | Com ¦ LED RECESSED DOWNLIGHTS | 2032 | SC C | GWh | After Competition Groups | 0.35795 | 47899.3568 | 0.047899 | 8596.8638 | 4.1638e-05 | 64 | Commercial_2032_SC C_GWh_After Competition Groups_64 | LED RECESSED DOWNLIGHTS | 0.004164% | 0.047899 | 0.35795 | Commercial_2032_SC C_GWh_After Competition Groups_LED RECESSED DOWNLIGHTS
Commercial | Com ¦ HVAC Optimization | 2032 | SC C | GWh | After Competition Groups | 0.32354 | 212.0347 | 0.00021203 | 8596.8638 | 3.7634e-05 | 65 | Commercial_2032_SC C_GWh_After Competition Groups_65 | HVAC Optimization | 0.003763% | 0.00021203 | 0.32354 | Commercial_2032_SC C_GWh_After Competition Groups_HVAC Optimization
Commercial | Com ¦ Commercial Hot Food Holding Cabinets | 2032 | SC C | GWh | After Competition Groups | 0.28261 | 3485.3576 | 0.0034854 | 8596.8638 | 3.2873e-05 | 66 | Commercial_2032_SC C_GWh_After Competition Groups_66 | Commercial Hot Food Holding Cabinets | 0.003287% | 0.0034854 | 0.28261 | Commercial_2032_SC C_GWh_After Competition Groups_Commercial Hot Food Holding Cabinets
Commercial | Com ¦ High Efficiency Small Instantaneous Water Heater | 2032 | SC C | GWh | After Competition Groups | 0.21653 | 27588.6898 | 0.027589 | 8596.8638 | 2.5187e-05 | 67 | Commercial_2032_SC C_GWh_After Competition Groups_67 | High Efficiency Small Instantaneous Water Heater | 0.002519% | 0.027589 | 0.21653 | Commercial_2032_SC C_GWh_After Competition Groups_High Efficiency Small Instantaneous Water Heater
Commercial | Com ¦ Efficient compressor motor | 2032 | SC C | GWh | After Competition Groups | 0.18544 | 104871.9233 | 0.10487 | 8596.8638 | 2.1571e-05 | 68 | Commercial_2032_SC C_GWh_After Competition Groups_68 | Efficient compressor motor | 0.002157% | 0.10487 | 0.18544 | Commercial_2032_SC C_GWh_After Competition Groups_Efficient compressor motor
Commercial | Com ¦ Air Curtains | 2032 | SC C | GWh | After Competition Groups | 0.17202 | 7048.367 | 0.0070484 | 8596.8638 | 2.0009e-05 | 69 | Commercial_2032_SC C_GWh_After Competition Groups_69 | Air Curtains | 0.002001% | 0.0070484 | 0.17202 | Commercial_2032_SC C_GWh_After Competition Groups_Air Curtains
Commercial | Com ¦ Energy Recovery Ventilation and Ventilation (Enhanced) | 2032 | SC C | GWh | After Competition Groups | 0.1056 | 0 | 0 | 8596.8638 | 1.2283e-05 | 70 | Commercial_2032_SC C_GWh_After Competition Groups_70 | Energy Recovery Ventilation and Ventilation (Enhanced) | 0.001228% | 0 | 0.1056 | Commercial_2032_SC C_GWh_After Competition Groups_Energy Recovery Ventilation and Ventilation (Enhanced)
Commercial | Com ¦ Wall Insulation | 2032 | SC C | GWh | After Competition Groups | 0.098991 | 457.2665 | 0.00045727 | 8596.8638 | 1.1515e-05 | 71 | Commercial_2032_SC C_GWh_After Competition Groups_71 | Wall Insulation | 0.001151% | 0.00045727 | 0.098991 | Commercial_2032_SC C_GWh_After Competition Groups_Wall Insulation
Commercial | Com ¦ High Efficiency Chiller (avg of water and air cooled) | 2032 | SC C | GWh | After Competition Groups | 0.046433 | 8307.4996 | 0.0083075 | 8596.8638 | 5.4011e-06 | 72 | Commercial_2032_SC C_GWh_After Competition Groups_72 | High Efficiency Chiller (avg of water and air cooled) | 0.0005401% | 0.0083075 | 0.046433 | Commercial_2032_SC C_GWh_After Competition Groups_High Efficiency Chiller (avg of water and air cooled)
Commercial | Com ¦ Room AC (w/ louvered sides) 14 SEER from 12 SEER code | 2032 | SC C | GWh | After Competition Groups | 0.038776 | 4414.5714 | 0.0044146 | 8596.8638 | 4.5105e-06 | 73 | Commercial_2032_SC C_GWh_After Competition Groups_73 | Room AC (w/ louvered sides) 14 SEER from 12 SEER code | 0.000451% | 0.0044146 | 0.038776 | Commercial_2032_SC C_GWh_After Competition Groups_Room AC (w/ louvered sides) 14 SEER from 12 SEER code
Commercial | Com ¦ VSD Air Compressor | 2032 | SC C | GWh | After Competition Groups | 0.030541 | 572.3308 | 0.00057233 | 8596.8638 | 3.5526e-06 | 74 | Commercial_2032_SC C_GWh_After Competition Groups_74 | VSD Air Compressor | 0.0003553% | 0.00057233 | 0.030541 | Commercial_2032_SC C_GWh_After Competition Groups_VSD Air Compressor
Commercial | Com ¦ EC Plug Fan for Data Center (under cabinet) | 2032 | SC C | GWh | After Competition Groups | 0.027022 | 1654.3072 | 0.0016543 | 8596.8638 | 3.1432e-06 | 75 | Commercial_2032_SC C_GWh_After Competition Groups_75 | EC Plug Fan for Data Center (under cabinet) | 0.0003143% | 0.0016543 | 0.027022 | Commercial_2032_SC C_GWh_After Competition Groups_EC Plug Fan for Data Center (under cabinet)
Commercial | Com ¦ Electric Convection Combination Ovens | 2032 | SC C | GWh | After Competition Groups | 0.0029477 | 3.5668 | 3.5668e-06 | 8596.8638 | 3.4288e-07 | 76 | Commercial_2032_SC C_GWh_After Competition Groups_76 | Electric Convection Combination Ovens | 3.429e-05% | 3.5668e-06 | 0.0029477 | Commercial_2032_SC C_GWh_After Competition Groups_Electric Convection Combination Ovens
Commercial | Com ¦ Networked/Connected - High Impact Application | 2032 | SC C | GWh | After Competition Groups | 0.0021945 | 0.00012938 | 1.2938e-10 | 8596.8638 | 2.5526e-07 | 77 | Commercial_2032_SC C_GWh_After Competition Groups_77 | Networked/Connected - High Impact Application | 2.553e-05% | 1.2938e-10 | 0.0021945 | Commercial_2032_SC C_GWh_After Competition Groups_Networked/Connected - High Impact Application
Commercial | Com ¦ Networked/Connected - Low Impact Application | 2032 | SC C | GWh | After Competition Groups | 0.00010724 | 0.0039822 | 3.9822e-09 | 8596.8638 | 1.2474e-08 | 78 | Commercial_2032_SC C_GWh_After Competition Groups_78 | Networked/Connected - Low Impact Application | 1.247e-06% | 3.9822e-09 | 0.00010724 | Commercial_2032_SC C_GWh_After Competition Groups_Networked/Connected - Low Impact Application
Commercial | Com ¦ Indoor Daylight Sensors/Photocell Dimming Control | 2032 | SC C | GWh | After Competition Groups | 0 | 0 | 0 | 8596.8638 | 0 | 79 | Commercial_2032_SC C_GWh_After Competition Groups_79 | Indoor Daylight Sensors/Photocell Dimming Control | 0% | 0 | 0 | Commercial_2032_SC C_GWh_After Competition Groups_Indoor Daylight Sensors/Photocell Dimming Control
Commercial | Com ¦ Variable Refrigerant Flow Heat Pump | 2032 | SC C | GWh | After Competition Groups | 0 | 0 | 0 | 8596.8638 | 0 | 80 | Commercial_2032_SC C_GWh_After Competition Groups_80 | Variable Refrigerant Flow Heat Pump | 0% | 0 | 0 | Commercial_2032_SC C_GWh_After Competition Groups_Variable Refrigerant Flow Heat Pump
Commercial | Com ¦ ENERGY STAR LED LAMPS (REFLECTOR LAMPs/MR16/PAR 16) | 2032 | SC D | GWh | After Competition Groups | 912.2456 | 0 | 0 | 8008.329 | 0.11391 | 1 | Commercial_2032_SC D_GWh_After Competition Groups_1 | ENERGY STAR LED LAMPS (REFLECTOR LAMPs/MR16/PAR 16) | 11.39% | 0 | 912.2456 | Commercial_2032_SC D_GWh_After Competition Groups_ENERGY STAR LED LAMPS (REFLECTOR LAMPs/MR16/PAR 16)
Commercial | Com ¦ LED Low/High Bay | 2032 | SC D | GWh | After Competition Groups | 868.8009 | 0 | 0 | 8008.329 | 0.10849 | 2 | Commercial_2032_SC D_GWh_After Competition Groups_2 | LED Low/High Bay | 10.85% | 0 | 868.8009 | Commercial_2032_SC D_GWh_After Competition Groups_LED Low/High Bay
Commercial | Com ¦ LED Troffer/Surface/Suspended | 2032 | SC D | GWh | After Competition Groups | 825.059 | 0 | 0 | 8008.329 | 0.10303 | 3 | Commercial_2032_SC D_GWh_After Competition Groups_3 | LED Troffer/Surface/Suspended | 10.3% | 0 | 825.059 | Commercial_2032_SC D_GWh_After Competition Groups_LED Troffer/Surface/Suspended
Commercial | Com ¦ LED EXTERIOR AREA LIGHTS - LED fixture (200W) | 2032 | SC D | GWh | After Competition Groups | 590.0775 | 0 | 0 | 8008.329 | 0.073683 | 4 | Commercial_2032_SC D_GWh_After Competition Groups_4 | LED EXTERIOR AREA LIGHTS - LED fixture (200W) | 7.368% | 0 | 590.0775 | Commercial_2032_SC D_GWh_After Competition Groups_LED EXTERIOR AREA LIGHTS - LED fixture (200W)
Commercial | Com ¦ LED parking lot fixture | 2032 | SC D | GWh | After Competition Groups | 571.4619 | 0 | 0 | 8008.329 | 0.071358 | 5 | Commercial_2032_SC D_GWh_After Competition Groups_5 | LED parking lot fixture | 7.136% | 0 | 571.4619 | Commercial_2032_SC D_GWh_After Competition Groups_LED parking lot fixture
Commercial | Com ¦ LED Replacement Lamp (Tube) | 2032 | SC D | GWh | After Competition Groups | 543.7836 | 0 | 0 | 8008.329 | 0.067902 | 6 | Commercial_2032_SC D_GWh_After Competition Groups_6 | LED Replacement Lamp (Tube) | 6.79% | 0 | 543.7836 | Commercial_2032_SC D_GWh_After Competition Groups_LED Replacement Lamp (Tube)
Commercial | Com ¦ Building Recommissioning, Operations and Maintenance (O&M) Improvements | 2032 | SC D | GWh | After Competition Groups | 510.1099 | 0 | 0 | 8008.329 | 0.063697 | 7 | Commercial_2032_SC D_GWh_After Competition Groups_7 | Building Recommissioning, Operations and Maintenance (O&M) Improvements | 6.37% | 0 | 510.1099 | Commercial_2032_SC D_GWh_After Competition Groups_Building Recommissioning, Operations and Maintenance (O&M) Improvements
Commercial | Com ¦ Furnace Tune-Up | 2032 | SC D | GWh | After Competition Groups | 323.7405 | 0 | 0 | 8008.329 | 0.040425 | 8 | Commercial_2032_SC D_GWh_After Competition Groups_8 | Furnace Tune-Up | 4.043% | 0 | 323.7405 | Commercial_2032_SC D_GWh_After Competition Groups_Furnace Tune-Up
Commercial | Com ¦ LED street light fixture | 2032 | SC D | GWh | After Competition Groups | 280.83 | 0 | 0 | 8008.329 | 0.035067 | 9 | Commercial_2032_SC D_GWh_After Competition Groups_9 | LED street light fixture | 3.507% | 0 | 280.83 | Commercial_2032_SC D_GWh_After Competition Groups_LED street light fixture
Commercial | Com ¦ High Efficiency Air Source Heat Pump | 2032 | SC D | GWh | After Competition Groups | 228.8235 | 0 | 0 | 8008.329 | 0.028573 | 10 | Commercial_2032_SC D_GWh_After Competition Groups_10 | High Efficiency Air Source Heat Pump | 2.857% | 0 | 228.8235 | Commercial_2032_SC D_GWh_After Competition Groups_High Efficiency Air Source Heat Pump
Commercial | Com ¦ Reach-in Shaded Pole to ECM/PSC Evaporator Fan Motor | 2032 | SC D | GWh | After Competition Groups | 217.9397 | 0 | 0 | 8008.329 | 0.027214 | 11 | Commercial_2032_SC D_GWh_After Competition Groups_11 | Reach-in Shaded Pole to ECM/PSC Evaporator Fan Motor | 2.721% | 0 | 217.9397 | Commercial_2032_SC D_GWh_After Competition Groups_Reach-in Shaded Pole to ECM/PSC Evaporator Fan Motor
Commercial | Com ¦ Data Center Storage/Server Virtualization | 2032 | SC D | GWh | After Competition Groups | 212.7348 | 0 | 0 | 8008.329 | 0.026564 | 12 | Commercial_2032_SC D_GWh_After Competition Groups_12 | Data Center Storage/Server Virtualization | 2.656% | 0 | 212.7348 | Commercial_2032_SC D_GWh_After Competition Groups_Data Center Storage/Server Virtualization
Commercial | Com ¦ Strip Curtains | 2032 | SC D | GWh | After Competition Groups | 153.7054 | 0 | 0 | 8008.329 | 0.019193 | 13 | Commercial_2032_SC D_GWh_After Competition Groups_13 | Strip Curtains | 1.919% | 0 | 153.7054 | Commercial_2032_SC D_GWh_After Competition Groups_Strip Curtains
Commercial | Com ¦ Refrigerated Display Case Doors | 2032 | SC D | GWh | After Competition Groups | 147.96 | 0 | 0 | 8008.329 | 0.018476 | 14 | Commercial_2032_SC D_GWh_After Competition Groups_14 | Refrigerated Display Case Doors | 1.848% | 0 | 147.96 | Commercial_2032_SC D_GWh_After Competition Groups_Refrigerated Display Case Doors
Commercial | Com ¦ Advanced BAS/Controllers | 2032 | SC D | GWh | After Competition Groups | 124.7701 | 0 | 0 | 8008.329 | 0.01558 | 15 | Commercial_2032_SC D_GWh_After Competition Groups_15 | Advanced BAS/Controllers | 1.558% | 0 | 124.7701 | Commercial_2032_SC D_GWh_After Competition Groups_Advanced BAS/Controllers
Commercial | Com ¦ Education and Capacity Building/Energy Behavior | 2032 | SC D | GWh | After Competition Groups | 124.2999 | 0 | 0 | 8008.329 | 0.015521 | 16 | Commercial_2032_SC D_GWh_After Competition Groups_16 | Education and Capacity Building/Energy Behavior | 1.552% | 0 | 124.2999 | Commercial_2032_SC D_GWh_After Competition Groups_Education and Capacity Building/Energy Behavior
Commercial | Com ¦ Centrally controlled desktop PC/NETWORK PC POWER MANAGEMENT SOFTWARE | 2032 | SC D | GWh | After Competition Groups | 115.9844 | 0 | 0 | 8008.329 | 0.014483 | 17 | Commercial_2032_SC D_GWh_After Competition Groups_17 | Centrally controlled desktop PC/NETWORK PC POWER MANAGEMENT SOFTWARE | 1.448% | 0 | 115.9844 | Commercial_2032_SC D_GWh_After Competition Groups_Centrally controlled desktop PC/NETWORK PC POWER MANAGEMENT SOFTWARE
Commercial | Com ¦ ENERGY STAR LED LAMPS (General Service Lamps) | 2032 | SC D | GWh | After Competition Groups | 110.2269 | 0 | 0 | 8008.329 | 0.013764 | 18 | Commercial_2032_SC D_GWh_After Competition Groups_18 | ENERGY STAR LED LAMPS (General Service Lamps) | 1.376% | 0 | 110.2269 | Commercial_2032_SC D_GWh_After Competition Groups_ENERGY STAR LED LAMPS (General Service Lamps)
Commercial | Com ¦ Demand Control Ventilation | 2032 | SC D | GWh | After Competition Groups | 106.5317 | 0 | 0 | 8008.329 | 0.013303 | 19 | Commercial_2032_SC D_GWh_After Competition Groups_19 | Demand Control Ventilation | 1.33% | 0 | 106.5317 | Commercial_2032_SC D_GWh_After Competition Groups_Demand Control Ventilation
Commercial | Com ¦ Variable Frequency Drive (VFD) | 2032 | SC D | GWh | After Competition Groups | 104.7112 | 0 | 0 | 8008.329 | 0.013075 | 20 | Commercial_2032_SC D_GWh_After Competition Groups_20 | Variable Frequency Drive (VFD) | 1.308% | 0 | 104.7112 | Commercial_2032_SC D_GWh_After Competition Groups_Variable Frequency Drive (VFD)
Commercial | Com ¦ LED or Equivalent Sign Lighting | 2032 | SC D | GWh | After Competition Groups | 103.6692 | 0 | 0 | 8008.329 | 0.012945 | 21 | Commercial_2032_SC D_GWh_After Competition Groups_21 | LED or Equivalent Sign Lighting | 1.295% | 0 | 103.6692 | Commercial_2032_SC D_GWh_After Competition Groups_LED or Equivalent Sign Lighting
Commercial | Com ¦ VFD on Pumps | 2032 | SC D | GWh | After Competition Groups | 97.1702 | 0 | 0 | 8008.329 | 0.012134 | 22 | Commercial_2032_SC D_GWh_After Competition Groups_22 | VFD on Pumps | 1.213% | 0 | 97.1702 | Commercial_2032_SC D_GWh_After Competition Groups_VFD on Pumps
Commercial | Com ¦ Adaptive Thermostats | 2032 | SC D | GWh | After Competition Groups | 81.003 | 0 | 0 | 8008.329 | 0.010115 | 23 | Commercial_2032_SC D_GWh_After Competition Groups_23 | Adaptive Thermostats | 1.011% | 0 | 81.003 | Commercial_2032_SC D_GWh_After Competition Groups_Adaptive Thermostats
Commercial | Com ¦ Unitary Air-Conditioning Unit | 2032 | SC D | GWh | After Competition Groups | 63.7256 | 0 | 0 | 8008.329 | 0.0079574 | 24 | Commercial_2032_SC D_GWh_After Competition Groups_24 | Unitary Air-Conditioning Unit | 0.7957% | 0 | 63.7256 | Commercial_2032_SC D_GWh_After Competition Groups_Unitary Air-Conditioning Unit
Commercial | Com ¦ ECM MOTORS FOR EVAPORATOR FANS for refrigeration (WALK-IN) | 2032 | SC D | GWh | After Competition Groups | 49.7527 | 0 | 0 | 8008.329 | 0.0062126 | 25 | Commercial_2032_SC D_GWh_After Competition Groups_25 | ECM MOTORS FOR EVAPORATOR FANS for refrigeration (WALK-IN) | 0.6213% | 0 | 49.7527 | Commercial_2032_SC D_GWh_After Competition Groups_ECM MOTORS FOR EVAPORATOR FANS for refrigeration (WALK-IN)
Commercial | Com ¦ Condensing Unit Heaters or other Efficient Unit Heating System | 2032 | SC D | GWh | After Competition Groups | 48.4888 | 0 | 0 | 8008.329 | 0.0060548 | 26 | Commercial_2032_SC D_GWh_After Competition Groups_26 | Condensing Unit Heaters or other Efficient Unit Heating System | 0.6055% | 0 | 48.4888 | Commercial_2032_SC D_GWh_After Competition Groups_Condensing Unit Heaters or other Efficient Unit Heating System
Commercial | Com ¦ Door Gasket Freezer/Refrigerator | 2032 | SC D | GWh | After Competition Groups | 46.3195 | 0 | 0 | 8008.329 | 0.0057839 | 27 | Commercial_2032_SC D_GWh_After Competition Groups_27 | Door Gasket Freezer/Refrigerator | 0.5784% | 0 | 46.3195 | Commercial_2032_SC D_GWh_After Competition Groups_Door Gasket Freezer/Refrigerator
Commercial | Com ¦ Demand Control Kitchen Ventilation | 2032 | SC D | GWh | After Competition Groups | 45.5977 | 0 | 0 | 8008.329 | 0.0056938 | 28 | Commercial_2032_SC D_GWh_After Competition Groups_28 | Demand Control Kitchen Ventilation | 0.5694% | 0 | 45.5977 | Commercial_2032_SC D_GWh_After Competition Groups_Demand Control Kitchen Ventilation
Commercial | Com ¦ Air Handler with Dedicated Outdoor Air Systems | 2032 | SC D | GWh | After Competition Groups | 44.2559 | 0 | 0 | 8008.329 | 0.0055262 | 29 | Commercial_2032_SC D_GWh_After Competition Groups_29 | Air Handler with Dedicated Outdoor Air Systems | 0.5526% | 0 | 44.2559 | Commercial_2032_SC D_GWh_After Competition Groups_Air Handler with Dedicated Outdoor Air Systems
Commercial | Com ¦ Evaporator Fan Controls | 2032 | SC D | GWh | After Competition Groups | 40.3048 | 0 | 0 | 8008.329 | 0.0050329 | 30 | Commercial_2032_SC D_GWh_After Competition Groups_30 | Evaporator Fan Controls | 0.5033% | 0 | 40.3048 | Commercial_2032_SC D_GWh_After Competition Groups_Evaporator Fan Controls
Commercial | Com ¦ Refrigerated Display Case LED | 2032 | SC D | GWh | After Competition Groups | 38.2752 | 0 | 0 | 8008.329 | 0.0047794 | 31 | Commercial_2032_SC D_GWh_After Competition Groups_31 | Refrigerated Display Case LED | 0.4779% | 0 | 38.2752 | Commercial_2032_SC D_GWh_After Competition Groups_Refrigerated Display Case LED
Commercial | Com ¦ Freezer Case Light Sensor | 2032 | SC D | GWh | After Competition Groups | 27.9026 | 0 | 0 | 8008.329 | 0.0034842 | 32 | Commercial_2032_SC D_GWh_After Competition Groups_32 | Freezer Case Light Sensor | 0.3484% | 0 | 27.9026 | Commercial_2032_SC D_GWh_After Competition Groups_Freezer Case Light Sensor
Commercial | Com ¦ Occupancy Sensors | 2032 | SC D | GWh | After Competition Groups | 27.5061 | 0 | 0 | 8008.329 | 0.0034347 | 33 | Commercial_2032_SC D_GWh_After Competition Groups_33 | Occupancy Sensors | 0.3435% | 0 | 27.5061 | Commercial_2032_SC D_GWh_After Competition Groups_Occupancy Sensors
Commercial | Com ¦ ENERGY STAR Griddle (74% eff) | 2032 | SC D | GWh | After Competition Groups | 27.2296 | 0 | 0 | 8008.329 | 0.0034002 | 34 | Commercial_2032_SC D_GWh_After Competition Groups_34 | ENERGY STAR Griddle (74% eff) | 0.34% | 0 | 27.2296 | Commercial_2032_SC D_GWh_After Competition Groups_ENERGY STAR Griddle (74% eff)
Commercial | Com ¦ Chilled Water Optimization | 2032 | SC D | GWh | After Competition Groups | 25.9106 | 0 | 0 | 8008.329 | 0.0032355 | 35 | Commercial_2032_SC D_GWh_After Competition Groups_35 | Chilled Water Optimization | 0.3235% | 0 | 25.9106 | Commercial_2032_SC D_GWh_After Competition Groups_Chilled Water Optimization
Commercial | Com ¦ BEVERAGE VENDING MACHINE CONTROLS | 2032 | SC D | GWh | After Competition Groups | 17.5681 | 0 | 0 | 8008.329 | 0.0021937 | 36 | Commercial_2032_SC D_GWh_After Competition Groups_36 | BEVERAGE VENDING MACHINE CONTROLS | 0.2194% | 0 | 17.5681 | Commercial_2032_SC D_GWh_After Competition Groups_BEVERAGE VENDING MACHINE CONTROLS
Commercial | Com ¦ Elec Storage WH 2.30 Et | 2032 | SC D | GWh | After Competition Groups | 15.7389 | 0 | 0 | 8008.329 | 0.0019653 | 37 | Commercial_2032_SC D_GWh_After Competition Groups_37 | Elec Storage WH 2.30 Et | 0.1965% | 0 | 15.7389 | Commercial_2032_SC D_GWh_After Competition Groups_Elec Storage WH 2.30 Et
Commercial | Com ¦ Temperature Adjustment in Commercial Freezers | 2032 | SC D | GWh | After Competition Groups | 15.4282 | 0 | 0 | 8008.329 | 0.0019265 | 38 | Commercial_2032_SC D_GWh_After Competition Groups_38 | Temperature Adjustment in Commercial Freezers | 0.1927% | 0 | 15.4282 | Commercial_2032_SC D_GWh_After Competition Groups_Temperature Adjustment in Commercial Freezers
Commercial | Com ¦ CO Sensors for parking garage exhaust fans | 2032 | SC D | GWh | After Competition Groups | 11.8959 | 0 | 0 | 8008.329 | 0.0014854 | 39 | Commercial_2032_SC D_GWh_After Competition Groups_39 | CO Sensors for parking garage exhaust fans | 0.1485% | 0 | 11.8959 | Commercial_2032_SC D_GWh_After Competition Groups_CO Sensors for parking garage exhaust fans
Commercial | Com ¦ Vertical Night Covers | 2032 | SC D | GWh | After Competition Groups | 11.3795 | 0 | 0 | 8008.329 | 0.001421 | 40 | Commercial_2032_SC D_GWh_After Competition Groups_40 | Vertical Night Covers | 0.1421% | 0 | 11.3795 | Commercial_2032_SC D_GWh_After Competition Groups_Vertical Night Covers
Commercial | Com ¦ Water Source Heat Pump (4 ton) | 2032 | SC D | GWh | After Competition Groups | 11.1893 | 0 | 0 | 8008.329 | 0.0013972 | 41 | Commercial_2032_SC D_GWh_After Competition Groups_41 | Water Source Heat Pump (4 ton) | 0.1397% | 0 | 11.1893 | Commercial_2032_SC D_GWh_After Competition Groups_Water Source Heat Pump (4 ton)
Commercial | Com ¦ Outside Air Economizer | 2032 | SC D | GWh | After Competition Groups | 11.1266 | 0 | 0 | 8008.329 | 0.0013894 | 42 | Commercial_2032_SC D_GWh_After Competition Groups_42 | Outside Air Economizer | 0.1389% | 0 | 11.1266 | Commercial_2032_SC D_GWh_After Competition Groups_Outside Air Economizer
Commercial | Com ¦ Energy Efficient Laboratory Fume Hood | 2032 | SC D | GWh | After Competition Groups | 11.1164 | 0 | 0 | 8008.329 | 0.0013881 | 43 | Commercial_2032_SC D_GWh_After Competition Groups_43 | Energy Efficient Laboratory Fume Hood | 0.1388% | 0 | 11.1164 | Commercial_2032_SC D_GWh_After Competition Groups_Energy Efficient Laboratory Fume Hood
Commercial | Com ¦ Duct Insulation, R8 | 2032 | SC D | GWh | After Competition Groups | 10.7692 | 0 | 0 | 8008.329 | 0.0013448 | 44 | Commercial_2032_SC D_GWh_After Competition Groups_44 | Duct Insulation, R8 | 0.1345% | 0 | 10.7692 | Commercial_2032_SC D_GWh_After Competition Groups_Duct Insulation, R8
Commercial | Com ¦ ENERGY STAR Fryer (84% eff) | 2032 | SC D | GWh | After Competition Groups | 9.8805 | 0 | 0 | 8008.329 | 0.0012338 | 45 | Commercial_2032_SC D_GWh_After Competition Groups_45 | ENERGY STAR Fryer (84% eff) | 0.1234% | 0 | 9.8805 | Commercial_2032_SC D_GWh_After Competition Groups_ENERGY STAR Fryer (84% eff)
Commercial | Com ¦ Water Heating (DHW) Pipe Insulation (Add 3/4\ Foam)" | 2032 | SC D | GWh | After Competition Groups | 9.7929 | 0 | 0 | 8008.329 | 0.0012228 | 46 | Commercial_2032_SC D_GWh_After Competition Groups_46 | Water Heating (DHW) Pipe Insulation (Add 3/4\ Foam)" | 0.1223% | 0 | 9.7929 | Commercial_2032_SC D_GWh_After Competition Groups_Water Heating (DHW) Pipe Insulation (Add 3/4\ Foam)"
Commercial | Com ¦ Suction Pipe Insulation Freezer/Refrigerator | 2032 | SC D | GWh | After Competition Groups | 6.012 | 0 | 0 | 8008.329 | 0.00075072 | 47 | Commercial_2032_SC D_GWh_After Competition Groups_47 | Suction Pipe Insulation Freezer/Refrigerator | 0.07507% | 0 | 6.012 | Commercial_2032_SC D_GWh_After Competition Groups_Suction Pipe Insulation Freezer/Refrigerator
Commercial | Com ¦ ENERGY STAR Dishwasher | 2032 | SC D | GWh | After Competition Groups | 4.7888 | 0 | 0 | 8008.329 | 0.00059798 | 48 | Commercial_2032_SC D_GWh_After Competition Groups_48 | ENERGY STAR Dishwasher | 0.0598% | 0 | 4.7888 | Commercial_2032_SC D_GWh_After Competition Groups_ENERGY STAR Dishwasher
Commercial | Com ¦ ENERGY STAR Steam Cookers | 2032 | SC D | GWh | After Competition Groups | 4.7303 | 0 | 0 | 8008.329 | 0.00059067 | 49 | Commercial_2032_SC D_GWh_After Competition Groups_49 | ENERGY STAR Steam Cookers | 0.05907% | 0 | 4.7303 | Commercial_2032_SC D_GWh_After Competition Groups_ENERGY STAR Steam Cookers
Commercial | Com ¦ Condensing Make Up Air Unit | 2032 | SC D | GWh | After Competition Groups | 2.6881 | 0 | 0 | 8008.329 | 0.00033567 | 50 | Commercial_2032_SC D_GWh_After Competition Groups_50 | Condensing Make Up Air Unit | 0.03357% | 0 | 2.6881 | Commercial_2032_SC D_GWh_After Competition Groups_Condensing Make Up Air Unit
Commercial | Com ¦ Ozone Laundry Treatment | 2032 | SC D | GWh | After Competition Groups | 2.3441 | 0 | 0 | 8008.329 | 0.00029271 | 51 | Commercial_2032_SC D_GWh_After Competition Groups_51 | Ozone Laundry Treatment | 0.02927% | 0 | 2.3441 | Commercial_2032_SC D_GWh_After Competition Groups_Ozone Laundry Treatment
Commercial | Com ¦ Thermostat Setback | 2032 | SC D | GWh | After Competition Groups | 2.3028 | 0 | 0 | 8008.329 | 0.00028755 | 52 | Commercial_2032_SC D_GWh_After Competition Groups_52 | Thermostat Setback | 0.02876% | 0 | 2.3028 | Commercial_2032_SC D_GWh_After Competition Groups_Thermostat Setback
Commercial | Com ¦ ECM MOTORS FOR HVAC APPLICATION (FAN-POWERED VAV BOX) | 2032 | SC D | GWh | After Competition Groups | 1.508 | 0 | 0 | 8008.329 | 0.0001883 | 53 | Commercial_2032_SC D_GWh_After Competition Groups_53 | ECM MOTORS FOR HVAC APPLICATION (FAN-POWERED VAV BOX) | 0.01883% | 0 | 1.508 | Commercial_2032_SC D_GWh_After Competition Groups_ECM MOTORS FOR HVAC APPLICATION (FAN-POWERED VAV BOX)
Commercial | Com ¦ CEE Tier 2/Energy Star Clothes Washers | 2032 | SC D | GWh | After Competition Groups | 0.96985 | 0 | 0 | 8008.329 | 0.00012111 | 54 | Commercial_2032_SC D_GWh_After Competition Groups_54 | CEE Tier 2/Energy Star Clothes Washers | 0.01211% | 0 | 0.96985 | Commercial_2032_SC D_GWh_After Competition Groups_CEE Tier 2/Energy Star Clothes Washers
Commercial | Com ¦ Solar Water Preheat (Pools/DHW) | 2032 | SC D | GWh | After Competition Groups | 0.85947 | 0 | 0 | 8008.329 | 0.00010732 | 55 | Commercial_2032_SC D_GWh_After Competition Groups_55 | Solar Water Preheat (Pools/DHW) | 0.01073% | 0 | 0.85947 | Commercial_2032_SC D_GWh_After Competition Groups_Solar Water Preheat (Pools/DHW)
Commercial | Com ¦ Notched V belts for HVAC Systems | 2032 | SC D | GWh | After Competition Groups | 0.78029 | 0 | 0 | 8008.329 | 9.7435e-05 | 56 | Commercial_2032_SC D_GWh_After Competition Groups_56 | Notched V belts for HVAC Systems | 0.009743% | 0 | 0.78029 | Commercial_2032_SC D_GWh_After Competition Groups_Notched V belts for HVAC Systems
Commercial | Com ¦ Demand controlled Circulating Systems | 2032 | SC D | GWh | After Competition Groups | 0.66683 | 0 | 0 | 8008.329 | 8.3267e-05 | 57 | Commercial_2032_SC D_GWh_After Competition Groups_57 | Demand controlled Circulating Systems | 0.008327% | 0 | 0.66683 | Commercial_2032_SC D_GWh_After Competition Groups_Demand controlled Circulating Systems
Commercial | Com ¦ Auto Off Time Switch or Time Clock control | 2032 | SC D | GWh | After Competition Groups | 0.66092 | 0 | 0 | 8008.329 | 8.253e-05 | 58 | Commercial_2032_SC D_GWh_After Competition Groups_58 | Auto Off Time Switch or Time Clock control | 0.008253% | 0 | 0.66092 | Commercial_2032_SC D_GWh_After Competition Groups_Auto Off Time Switch or Time Clock control
Commercial | COM ¦ Ductless Mini-Split Heat Pumps | 2032 | SC D | GWh | After Competition Groups | 0.63522 | 0 | 0 | 8008.329 | 7.932e-05 | 59 | Commercial_2032_SC D_GWh_After Competition Groups_59 | Ductless Mini-Split Heat Pumps | 0.007932% | 0 | 0.63522 | Commercial_2032_SC D_GWh_After Competition Groups_Ductless Mini-Split Heat Pumps
Commercial | Com ¦ PTAC (12 EER/10,000 BTU) | 2032 | SC D | GWh | After Competition Groups | 0.52435 | 0 | 0 | 8008.329 | 6.5475e-05 | 60 | Commercial_2032_SC D_GWh_After Competition Groups_60 | PTAC (12 EER/10,000 BTU) | 0.006548% | 0 | 0.52435 | Commercial_2032_SC D_GWh_After Competition Groups_PTAC (12 EER/10,000 BTU)
Commercial | Com ¦ Low Flow Pre-Rinse Spray Nozzle | 2032 | SC D | GWh | After Competition Groups | 0.50208 | 0 | 0 | 8008.329 | 6.2695e-05 | 61 | Commercial_2032_SC D_GWh_After Competition Groups_61 | Low Flow Pre-Rinse Spray Nozzle | 0.00627% | 0 | 0.50208 | Commercial_2032_SC D_GWh_After Competition Groups_Low Flow Pre-Rinse Spray Nozzle
Commercial | Com ¦ HVAC Optimization | 2032 | SC D | GWh | After Competition Groups | 0.32354 | 0 | 0 | 8008.329 | 4.04e-05 | 62 | Commercial_2032_SC D_GWh_After Competition Groups_62 | HVAC Optimization | 0.00404% | 0 | 0.32354 | Commercial_2032_SC D_GWh_After Competition Groups_HVAC Optimization
Commercial | Com ¦ LED RECESSED DOWNLIGHTS | 2032 | SC D | GWh | After Competition Groups | 0.29875 | 0 | 0 | 8008.329 | 3.7305e-05 | 63 | Commercial_2032_SC D_GWh_After Competition Groups_63 | LED RECESSED DOWNLIGHTS | 0.003731% | 0 | 0.29875 | Commercial_2032_SC D_GWh_After Competition Groups_LED RECESSED DOWNLIGHTS
Commercial | Com ¦ Commercial Hot Food Holding Cabinets | 2032 | SC D | GWh | After Competition Groups | 0.28261 | 0 | 0 | 8008.329 | 3.5289e-05 | 64 | Commercial_2032_SC D_GWh_After Competition Groups_64 | Commercial Hot Food Holding Cabinets | 0.003529% | 0 | 0.28261 | Commercial_2032_SC D_GWh_After Competition Groups_Commercial Hot Food Holding Cabinets
Commercial | Com ¦ High Efficiency Small Instantaneous Water Heater | 2032 | SC D | GWh | After Competition Groups | 0.18316 | 0 | 0 | 8008.329 | 2.2871e-05 | 65 | Commercial_2032_SC D_GWh_After Competition Groups_65 | High Efficiency Small Instantaneous Water Heater | 0.002287% | 0 | 0.18316 | Commercial_2032_SC D_GWh_After Competition Groups_High Efficiency Small Instantaneous Water Heater
Commercial | Com ¦ Air Curtains | 2032 | SC D | GWh | After Competition Groups | 0.15007 | 0 | 0 | 8008.329 | 1.8739e-05 | 66 | Commercial_2032_SC D_GWh_After Competition Groups_66 | Air Curtains | 0.001874% | 0 | 0.15007 | Commercial_2032_SC D_GWh_After Competition Groups_Air Curtains
Commercial | Com ¦ Wall Insulation | 2032 | SC D | GWh | After Competition Groups | 0.089138 | 0 | 0 | 8008.329 | 1.1131e-05 | 67 | Commercial_2032_SC D_GWh_After Competition Groups_67 | Wall Insulation | 0.001113% | 0 | 0.089138 | Commercial_2032_SC D_GWh_After Competition Groups_Wall Insulation
Commercial | Com ¦ Energy Recovery Ventilation and Ventilation (Enhanced) | 2032 | SC D | GWh | After Competition Groups | 0.070055 | 0 | 0 | 8008.329 | 8.7478e-06 | 68 | Commercial_2032_SC D_GWh_After Competition Groups_68 | Energy Recovery Ventilation and Ventilation (Enhanced) | 0.0008748% | 0 | 0.070055 | Commercial_2032_SC D_GWh_After Competition Groups_Energy Recovery Ventilation and Ventilation (Enhanced)
Commercial | Com ¦ Efficient compressor motor | 2032 | SC D | GWh | After Competition Groups | 0.039552 | 0 | 0 | 8008.329 | 4.9388e-06 | 69 | Commercial_2032_SC D_GWh_After Competition Groups_69 | Efficient compressor motor | 0.0004939% | 0 | 0.039552 | Commercial_2032_SC D_GWh_After Competition Groups_Efficient compressor motor
Commercial | Com ¦ Room AC (w/ louvered sides) 14 SEER from 12 SEER code | 2032 | SC D | GWh | After Competition Groups | 0.038741 | 0 | 0 | 8008.329 | 4.8376e-06 | 70 | Commercial_2032_SC D_GWh_After Competition Groups_70 | Room AC (w/ louvered sides) 14 SEER from 12 SEER code | 0.0004838% | 0 | 0.038741 | Commercial_2032_SC D_GWh_After Competition Groups_Room AC (w/ louvered sides) 14 SEER from 12 SEER code
Commercial | Com ¦ VSD Air Compressor | 2032 | SC D | GWh | After Competition Groups | 0.030541 | 0 | 0 | 8008.329 | 3.8137e-06 | 71 | Commercial_2032_SC D_GWh_After Competition Groups_71 | VSD Air Compressor | 0.0003814% | 0 | 0.030541 | Commercial_2032_SC D_GWh_After Competition Groups_VSD Air Compressor
Commercial | Com ¦ EC Plug Fan for Data Center (under cabinet) | 2032 | SC D | GWh | After Competition Groups | 0.024188 | 0 | 0 | 8008.329 | 3.0204e-06 | 72 | Commercial_2032_SC D_GWh_After Competition Groups_72 | EC Plug Fan for Data Center (under cabinet) | 0.000302% | 0 | 0.024188 | Commercial_2032_SC D_GWh_After Competition Groups_EC Plug Fan for Data Center (under cabinet)
Commercial | Com ¦ High Efficiency Chiller (avg of water and air cooled) | 2032 | SC D | GWh | After Competition Groups | 0.022266 | 0 | 0 | 8008.329 | 2.7803e-06 | 73 | Commercial_2032_SC D_GWh_After Competition Groups_73 | High Efficiency Chiller (avg of water and air cooled) | 0.000278% | 0 | 0.022266 | Commercial_2032_SC D_GWh_After Competition Groups_High Efficiency Chiller (avg of water and air cooled)
Commercial | Com ¦ LLLC - High Impact Application | 2032 | SC D | GWh | After Competition Groups | 0.0059797 | 0 | 0 | 8008.329 | 7.4668e-07 | 74 | Commercial_2032_SC D_GWh_After Competition Groups_74 | LLLC - High Impact Application | 7.467e-05% | 0 | 0.0059797 | Commercial_2032_SC D_GWh_After Competition Groups_LLLC - High Impact Application
Commercial | Com ¦ Electric Convection Combination Ovens | 2032 | SC D | GWh | After Competition Groups | 0.0029477 | 0 | 0 | 8008.329 | 3.6808e-07 | 75 | Commercial_2032_SC D_GWh_After Competition Groups_75 | Electric Convection Combination Ovens | 3.681e-05% | 0 | 0.0029477 | Commercial_2032_SC D_GWh_After Competition Groups_Electric Convection Combination Ovens
Commercial | Com ¦ LLLC - Low Impact Application | 2032 | SC D | GWh | After Competition Groups | 0.00055774 | 0 | 0 | 8008.329 | 6.9645e-08 | 76 | Commercial_2032_SC D_GWh_After Competition Groups_76 | LLLC - Low Impact Application | 6.964e-06% | 0 | 0.00055774 | Commercial_2032_SC D_GWh_After Competition Groups_LLLC - Low Impact Application
Commercial | Com ¦ Networked/Connected - Low Impact Application | 2032 | SC D | GWh | After Competition Groups | 1.7114e-07 | 0 | 0 | 8008.329 | 2.137e-11 | 77 | Commercial_2032_SC D_GWh_After Competition Groups_77 | Networked/Connected - Low Impact Application | 2.137e-09% | 0 | 1.7114e-07 | Commercial_2032_SC D_GWh_After Competition Groups_Networked/Connected - Low Impact Application
Commercial | Com ¦ Networked/Connected - High Impact Application | 2032 | SC D | GWh | After Competition Groups | 2.5602e-08 | 0 | 0 | 8008.329 | 3.197e-12 | 78 | Commercial_2032_SC D_GWh_After Competition Groups_78 | Networked/Connected - High Impact Application | 3.197e-10% | 0 | 2.5602e-08 | Commercial_2032_SC D_GWh_After Competition Groups_Networked/Connected - High Impact Application
Commercial | Com ¦ Indoor Daylight Sensors/Photocell Dimming Control | 2032 | SC D | GWh | After Competition Groups | 0 | 0 | 0 | 8008.329 | 0 | 79 | Commercial_2032_SC D_GWh_After Competition Groups_79 | Indoor Daylight Sensors/Photocell Dimming Control | 0% | 0 | 0 | Commercial_2032_SC D_GWh_After Competition Groups_Indoor Daylight Sensors/Photocell Dimming Control
Commercial | Com ¦ Variable Refrigerant Flow Heat Pump | 2032 | SC D | GWh | After Competition Groups | 0 | 0 | 0 | 8008.329 | 0 | 80 | Commercial_2032_SC D_GWh_After Competition Groups_80 | Variable Refrigerant Flow Heat Pump | 0% | 0 | 0 | Commercial_2032_SC D_GWh_After Competition Groups_Variable Refrigerant Flow Heat Pump
Commercial | Com ¦ Building Recommissioning, Operations and Maintenance (O&M) Improvements | 2032 | Technical | GWh | After Competition Groups | 1956.5937 | 0 | 0 | 17724.127 | 0.11039 | 1 | Commercial_2032_Technical_GWh_After Competition Groups_1 | Building Recommissioning, Operations and Maintenance (O&M) Improvements | 11.04% | 0 | 1956.5937 | Commercial_2032_Technical_GWh_After Competition Groups_Building Recommissioning, Operations and Maintenance (O&M) Improvements
Commercial | Com ¦ Central Lighting Control System | 2032 | Technical | GWh | After Competition Groups | 1696.2732 | 0 | 0 | 17724.127 | 0.095704 | 2 | Commercial_2032_Technical_GWh_After Competition Groups_2 | Central Lighting Control System | 9.57% | 0 | 1696.2732 | Commercial_2032_Technical_GWh_After Competition Groups_Central Lighting Control System
Commercial | Com ¦ LED Low/High Bay | 2032 | Technical | GWh | After Competition Groups | 1199.5506 | 0 | 0 | 17724.127 | 0.067679 | 3 | Commercial_2032_Technical_GWh_After Competition Groups_3 | LED Low/High Bay | 6.768% | 0 | 1199.5506 | Commercial_2032_Technical_GWh_After Competition Groups_LED Low/High Bay
Commercial | Com ¦ ENERGY STAR LED LAMPS (REFLECTOR LAMPs/MR16/PAR 16) | 2032 | Technical | GWh | After Competition Groups | 1041.3881 | 0 | 0 | 17724.127 | 0.058755 | 4 | Commercial_2032_Technical_GWh_After Competition Groups_4 | ENERGY STAR LED LAMPS (REFLECTOR LAMPs/MR16/PAR 16) | 5.876% | 0 | 1041.3881 | Commercial_2032_Technical_GWh_After Competition Groups_ENERGY STAR LED LAMPS (REFLECTOR LAMPs/MR16/PAR 16)
Commercial | Com ¦ LED Troffer/Surface/Suspended | 2032 | Technical | GWh | After Competition Groups | 977.1762 | 0 | 0 | 17724.127 | 0.055133 | 5 | Commercial_2032_Technical_GWh_After Competition Groups_5 | LED Troffer/Surface/Suspended | 5.513% | 0 | 977.1762 | Commercial_2032_Technical_GWh_After Competition Groups_LED Troffer/Surface/Suspended
Commercial | Com ¦ Education and Capacity Building/Energy Behavior | 2032 | Technical | GWh | After Competition Groups | 735.9165 | 0 | 0 | 17724.127 | 0.041521 | 6 | Commercial_2032_Technical_GWh_After Competition Groups_6 | Education and Capacity Building/Energy Behavior | 4.152% | 0 | 735.9165 | Commercial_2032_Technical_GWh_After Competition Groups_Education and Capacity Building/Energy Behavior
Commercial | Com ¦ LED Replacement Lamp (Tube) | 2032 | Technical | GWh | After Competition Groups | 653.2368 | 0 | 0 | 17724.127 | 0.036856 | 7 | Commercial_2032_Technical_GWh_After Competition Groups_7 | LED Replacement Lamp (Tube) | 3.686% | 0 | 653.2368 | Commercial_2032_Technical_GWh_After Competition Groups_LED Replacement Lamp (Tube)
Commercial | Com ¦ LED EXTERIOR AREA LIGHTS - LED fixture (200W) | 2032 | Technical | GWh | After Competition Groups | 643.4202 | 0 | 0 | 17724.127 | 0.036302 | 8 | Commercial_2032_Technical_GWh_After Competition Groups_8 | LED EXTERIOR AREA LIGHTS - LED fixture (200W) | 3.63% | 0 | 643.4202 | Commercial_2032_Technical_GWh_After Competition Groups_LED EXTERIOR AREA LIGHTS - LED fixture (200W)
Commercial | Com ¦ LED parking lot fixture | 2032 | Technical | GWh | After Competition Groups | 613.0478 | 0 | 0 | 17724.127 | 0.034588 | 9 | Commercial_2032_Technical_GWh_After Competition Groups_9 | LED parking lot fixture | 3.459% | 0 | 613.0478 | Commercial_2032_Technical_GWh_After Competition Groups_LED parking lot fixture
Commercial | Com ¦ High Efficiency Air Source Heat Pump | 2032 | Technical | GWh | After Competition Groups | 610.1976 | 0 | 0 | 17724.127 | 0.034428 | 10 | Commercial_2032_Technical_GWh_After Competition Groups_10 | High Efficiency Air Source Heat Pump | 3.443% | 0 | 610.1976 | Commercial_2032_Technical_GWh_After Competition Groups_High Efficiency Air Source Heat Pump
Commercial | Com ¦ Smart Strip Plug Outlets | 2032 | Technical | GWh | After Competition Groups | 574.403 | 0 | 0 | 17724.127 | 0.032408 | 11 | Commercial_2032_Technical_GWh_After Competition Groups_11 | Smart Strip Plug Outlets | 3.241% | 0 | 574.403 | Commercial_2032_Technical_GWh_After Competition Groups_Smart Strip Plug Outlets
Commercial | Com ¦ Furnace Tune-Up | 2032 | Technical | GWh | After Competition Groups | 537.2682 | 0 | 0 | 17724.127 | 0.030313 | 12 | Commercial_2032_Technical_GWh_After Competition Groups_12 | Furnace Tune-Up | 3.031% | 0 | 537.2682 | Commercial_2032_Technical_GWh_After Competition Groups_Furnace Tune-Up
Commercial | Com ¦ Variable Refrigerant Flow Heat Pump | 2032 | Technical | GWh | After Competition Groups | 484.5286 | 0 | 0 | 17724.127 | 0.027337 | 13 | Commercial_2032_Technical_GWh_After Competition Groups_13 | Variable Refrigerant Flow Heat Pump | 2.734% | 0 | 484.5286 | Commercial_2032_Technical_GWh_After Competition Groups_Variable Refrigerant Flow Heat Pump
Commercial | Com ¦ Refrigerated Display Case Doors | 2032 | Technical | GWh | After Competition Groups | 414.1758 | 0 | 0 | 17724.127 | 0.023368 | 14 | Commercial_2032_Technical_GWh_After Competition Groups_14 | Refrigerated Display Case Doors | 2.337% | 0 | 414.1758 | Commercial_2032_Technical_GWh_After Competition Groups_Refrigerated Display Case Doors
Commercial | Com ¦ LED street light fixture | 2032 | Technical | GWh | After Competition Groups | 389.709 | 0 | 0 | 17724.127 | 0.021987 | 15 | Commercial_2032_Technical_GWh_After Competition Groups_15 | LED street light fixture | 2.199% | 0 | 389.709 | Commercial_2032_Technical_GWh_After Competition Groups_LED street light fixture
Commercial | Com ¦ Advanced BAS/Controllers | 2032 | Technical | GWh | After Competition Groups | 330.4182 | 0 | 0 | 17724.127 | 0.018642 | 16 | Commercial_2032_Technical_GWh_After Competition Groups_16 | Advanced BAS/Controllers | 1.864% | 0 | 330.4182 | Commercial_2032_Technical_GWh_After Competition Groups_Advanced BAS/Controllers
Commercial | Com ¦ Demand Control Ventilation | 2032 | Technical | GWh | After Competition Groups | 314.1005 | 0 | 0 | 17724.127 | 0.017722 | 17 | Commercial_2032_Technical_GWh_After Competition Groups_17 | Demand Control Ventilation | 1.772% | 0 | 314.1005 | Commercial_2032_Technical_GWh_After Competition Groups_Demand Control Ventilation
Commercial | Com ¦ Data Center Storage/Server Virtualization | 2032 | Technical | GWh | After Competition Groups | 306.4966 | 0 | 0 | 17724.127 | 0.017293 | 18 | Commercial_2032_Technical_GWh_After Competition Groups_18 | Data Center Storage/Server Virtualization | 1.729% | 0 | 306.4966 | Commercial_2032_Technical_GWh_After Competition Groups_Data Center Storage/Server Virtualization
Commercial | Com ¦ Reach-in Shaded Pole to ECM/PSC Evaporator Fan Motor | 2032 | Technical | GWh | After Competition Groups | 305.6959 | 0 | 0 | 17724.127 | 0.017247 | 19 | Commercial_2032_Technical_GWh_After Competition Groups_19 | Reach-in Shaded Pole to ECM/PSC Evaporator Fan Motor | 1.725% | 0 | 305.6959 | Commercial_2032_Technical_GWh_After Competition Groups_Reach-in Shaded Pole to ECM/PSC Evaporator Fan Motor
Commercial | Com ¦ Strip Curtains | 2032 | Technical | GWh | After Competition Groups | 246.5789 | 0 | 0 | 17724.127 | 0.013912 | 20 | Commercial_2032_Technical_GWh_After Competition Groups_20 | Strip Curtains | 1.391% | 0 | 246.5789 | Commercial_2032_Technical_GWh_After Competition Groups_Strip Curtains
Commercial | Com ¦ Centrally controlled desktop PC/NETWORK PC POWER MANAGEMENT SOFTWARE | 2032 | Technical | GWh | After Competition Groups | 204.0311 | 0 | 0 | 17724.127 | 0.011511 | 21 | Commercial_2032_Technical_GWh_After Competition Groups_21 | Centrally controlled desktop PC/NETWORK PC POWER MANAGEMENT SOFTWARE | 1.151% | 0 | 204.0311 | Commercial_2032_Technical_GWh_After Competition Groups_Centrally controlled desktop PC/NETWORK PC POWER MANAGEMENT SOFTWARE
Commercial | Com ¦ Door Gasket Freezer/Refrigerator | 2032 | Technical | GWh | After Competition Groups | 202.2688 | 0 | 0 | 17724.127 | 0.011412 | 22 | Commercial_2032_Technical_GWh_After Competition Groups_22 | Door Gasket Freezer/Refrigerator | 1.141% | 0 | 202.2688 | Commercial_2032_Technical_GWh_After Competition Groups_Door Gasket Freezer/Refrigerator
Commercial | Com ¦ Unitary Air-Conditioning Unit | 2032 | Technical | GWh | After Competition Groups | 181.8895 | 0 | 0 | 17724.127 | 0.010262 | 23 | Commercial_2032_Technical_GWh_After Competition Groups_23 | Unitary Air-Conditioning Unit | 1.026% | 0 | 181.8895 | Commercial_2032_Technical_GWh_After Competition Groups_Unitary Air-Conditioning Unit
Commercial | Com ¦ Variable Frequency Drive (VFD) | 2032 | Technical | GWh | After Competition Groups | 178.0852 | 0 | 0 | 17724.127 | 0.010048 | 24 | Commercial_2032_Technical_GWh_After Competition Groups_24 | Variable Frequency Drive (VFD) | 1.005% | 0 | 178.0852 | Commercial_2032_Technical_GWh_After Competition Groups_Variable Frequency Drive (VFD)
Commercial | Com ¦ LED or Equivalent Sign Lighting | 2032 | Technical | GWh | After Competition Groups | 174.2477 | 0 | 0 | 17724.127 | 0.0098311 | 25 | Commercial_2032_Technical_GWh_After Competition Groups_25 | LED or Equivalent Sign Lighting | 0.9831% | 0 | 174.2477 | Commercial_2032_Technical_GWh_After Competition Groups_LED or Equivalent Sign Lighting
Commercial | Com ¦ Refrigeration Optimization | 2032 | Technical | GWh | After Competition Groups | 169.8498 | 0 | 0 | 17724.127 | 0.009583 | 26 | Commercial_2032_Technical_GWh_After Competition Groups_26 | Refrigeration Optimization | 0.9583% | 0 | 169.8498 | Commercial_2032_Technical_GWh_After Competition Groups_Refrigeration Optimization
Commercial | Com ¦ VFD on Pumps | 2032 | Technical | GWh | After Competition Groups | 166.6666 | 0 | 0 | 17724.127 | 0.0094034 | 27 | Commercial_2032_Technical_GWh_After Competition Groups_27 | VFD on Pumps | 0.9403% | 0 | 166.6666 | Commercial_2032_Technical_GWh_After Competition Groups_VFD on Pumps
Commercial | Com ¦ Adaptive Thermostats | 2032 | Technical | GWh | After Competition Groups | 146.567 | 0 | 0 | 17724.127 | 0.0082694 | 28 | Commercial_2032_Technical_GWh_After Competition Groups_28 | Adaptive Thermostats | 0.8269% | 0 | 146.567 | Commercial_2032_Technical_GWh_After Competition Groups_Adaptive Thermostats
Commercial | Com ¦ Air Handler with Dedicated Outdoor Air Systems | 2032 | Technical | GWh | After Competition Groups | 135.9213 | 0 | 0 | 17724.127 | 0.0076687 | 29 | Commercial_2032_Technical_GWh_After Competition Groups_29 | Air Handler with Dedicated Outdoor Air Systems | 0.7669% | 0 | 135.9213 | Commercial_2032_Technical_GWh_After Competition Groups_Air Handler with Dedicated Outdoor Air Systems
Commercial | Com ¦ ENERGY STAR FREEZER | 2032 | Technical | GWh | After Competition Groups | 126.2494 | 0 | 0 | 17724.127 | 0.007123 | 30 | Commercial_2032_Technical_GWh_After Competition Groups_30 | ENERGY STAR FREEZER | 0.7123% | 0 | 126.2494 | Commercial_2032_Technical_GWh_After Competition Groups_ENERGY STAR FREEZER
Commercial | Com ¦ ENERGY STAR LED LAMPS (General Service Lamps) | 2032 | Technical | GWh | After Competition Groups | 122.2862 | 0 | 0 | 17724.127 | 0.0068994 | 31 | Commercial_2032_Technical_GWh_After Competition Groups_31 | ENERGY STAR LED LAMPS (General Service Lamps) | 0.6899% | 0 | 122.2862 | Commercial_2032_Technical_GWh_After Competition Groups_ENERGY STAR LED LAMPS (General Service Lamps)
Commercial | Com ¦ Condensing Make Up Air Unit | 2032 | Technical | GWh | After Competition Groups | 118.6463 | 0 | 0 | 17724.127 | 0.0066941 | 32 | Commercial_2032_Technical_GWh_After Competition Groups_32 | Condensing Make Up Air Unit | 0.6694% | 0 | 118.6463 | Commercial_2032_Technical_GWh_After Competition Groups_Condensing Make Up Air Unit
Commercial | Com ¦ ENERGY STAR ICE MACHINES - Ice Making Head | 2032 | Technical | GWh | After Competition Groups | 110.7356 | 0 | 0 | 17724.127 | 0.0062477 | 33 | Commercial_2032_Technical_GWh_After Competition Groups_33 | ENERGY STAR ICE MACHINES - Ice Making Head | 0.6248% | 0 | 110.7356 | Commercial_2032_Technical_GWh_After Competition Groups_ENERGY STAR ICE MACHINES - Ice Making Head
Commercial | Com ¦ Demand Control Kitchen Ventilation | 2032 | Technical | GWh | After Competition Groups | 108.9981 | 0 | 0 | 17724.127 | 0.0061497 | 34 | Commercial_2032_Technical_GWh_After Competition Groups_34 | Demand Control Kitchen Ventilation | 0.615% | 0 | 108.9981 | Commercial_2032_Technical_GWh_After Competition Groups_Demand Control Kitchen Ventilation
Commercial | Com ¦ Super-High Efficiency Furnaces (Emerging Tech) | 2032 | Technical | GWh | After Competition Groups | 105.4971 | 0 | 0 | 17724.127 | 0.0059522 | 35 | Commercial_2032_Technical_GWh_After Competition Groups_35 | Super-High Efficiency Furnaces (Emerging Tech) | 0.5952% | 0 | 105.4971 | Commercial_2032_Technical_GWh_After Competition Groups_Super-High Efficiency Furnaces (Emerging Tech)
Commercial | Com ¦ Refrigerated Display Case LED | 2032 | Technical | GWh | After Competition Groups | 105.2265 | 0 | 0 | 17724.127 | 0.0059369 | 36 | Commercial_2032_Technical_GWh_After Competition Groups_36 | Refrigerated Display Case LED | 0.5937% | 0 | 105.2265 | Commercial_2032_Technical_GWh_After Competition Groups_Refrigerated Display Case LED
Commercial | Com ¦ Indoor Daylight Sensors/Photocell Dimming Control | 2032 | Technical | GWh | After Competition Groups | 100.1101 | 0 | 0 | 17724.127 | 0.0056482 | 37 | Commercial_2032_Technical_GWh_After Competition Groups_37 | Indoor Daylight Sensors/Photocell Dimming Control | 0.5648% | 0 | 100.1101 | Commercial_2032_Technical_GWh_After Competition Groups_Indoor Daylight Sensors/Photocell Dimming Control
Commercial | Com ¦ Adding reflective (White) roof treatment or a green roof | 2032 | Technical | GWh | After Competition Groups | 87.3506 | 0 | 0 | 17724.127 | 0.0049283 | 38 | Commercial_2032_Technical_GWh_After Competition Groups_38 | Adding reflective (White) roof treatment or a green roof | 0.4928% | 0 | 87.3506 | Commercial_2032_Technical_GWh_After Competition Groups_Adding reflective (White) roof treatment or a green roof
Commercial | Com ¦ ECM MOTORS FOR EVAPORATOR FANS for refrigeration (WALK-IN) | 2032 | Technical | GWh | After Competition Groups | 84.3626 | 0 | 0 | 17724.127 | 0.0047598 | 39 | Commercial_2032_Technical_GWh_After Competition Groups_39 | ECM MOTORS FOR EVAPORATOR FANS for refrigeration (WALK-IN) | 0.476% | 0 | 84.3626 | Commercial_2032_Technical_GWh_After Competition Groups_ECM MOTORS FOR EVAPORATOR FANS for refrigeration (WALK-IN)
Commercial | Com ¦ Condensing Unit Heaters or other Efficient Unit Heating System | 2032 | Technical | GWh | After Competition Groups | 80.8511 | 0 | 0 | 17724.127 | 0.0045616 | 40 | Commercial_2032_Technical_GWh_After Competition Groups_40 | Condensing Unit Heaters or other Efficient Unit Heating System | 0.4562% | 0 | 80.8511 | Commercial_2032_Technical_GWh_After Competition Groups_Condensing Unit Heaters or other Efficient Unit Heating System
Commercial | Com ¦ Occupancy Sensors | 2032 | Technical | GWh | After Competition Groups | 76.06 | 0 | 0 | 17724.127 | 0.0042913 | 41 | Commercial_2032_Technical_GWh_After Competition Groups_41 | Occupancy Sensors | 0.4291% | 0 | 76.06 | Commercial_2032_Technical_GWh_After Competition Groups_Occupancy Sensors
Commercial | Com ¦ High R-Value Glass Doors/no-heat glass door | 2032 | Technical | GWh | After Competition Groups | 74.6669 | 0 | 0 | 17724.127 | 0.0042127 | 42 | Commercial_2032_Technical_GWh_After Competition Groups_42 | High R-Value Glass Doors/no-heat glass door | 0.4213% | 0 | 74.6669 | Commercial_2032_Technical_GWh_After Competition Groups_High R-Value Glass Doors/no-heat glass door
Commercial | Com ¦ Freezer Case Light Sensor | 2032 | Technical | GWh | After Competition Groups | 69.4826 | 0 | 0 | 17724.127 | 0.0039202 | 43 | Commercial_2032_Technical_GWh_After Competition Groups_43 | Freezer Case Light Sensor | 0.392% | 0 | 69.4826 | Commercial_2032_Technical_GWh_After Competition Groups_Freezer Case Light Sensor
Commercial | Com ¦ Evaporator Fan Controls | 2032 | Technical | GWh | After Competition Groups | 67.7772 | 0 | 0 | 17724.127 | 0.003824 | 44 | Commercial_2032_Technical_GWh_After Competition Groups_44 | Evaporator Fan Controls | 0.3824% | 0 | 67.7772 | Commercial_2032_Technical_GWh_After Competition Groups_Evaporator Fan Controls
Commercial | Com ¦ HOTEL OCCUPANCY CONTROLS (HVAC + LIGHTING) | 2032 | Technical | GWh | After Competition Groups | 67.1727 | 0 | 0 | 17724.127 | 0.0037899 | 45 | Commercial_2032_Technical_GWh_After Competition Groups_45 | HOTEL OCCUPANCY CONTROLS (HVAC + LIGHTING) | 0.379% | 0 | 67.1727 | Commercial_2032_Technical_GWh_After Competition Groups_HOTEL OCCUPANCY CONTROLS (HVAC + LIGHTING)
Commercial | Com ¦ ENERGY STAR Refrigerator | 2032 | Technical | GWh | After Competition Groups | 62.5265 | 0 | 0 | 17724.127 | 0.0035278 | 46 | Commercial_2032_Technical_GWh_After Competition Groups_46 | ENERGY STAR Refrigerator | 0.3528% | 0 | 62.5265 | Commercial_2032_Technical_GWh_After Competition Groups_ENERGY STAR Refrigerator
Commercial | Com ¦ Refrigeration Commissioning | 2032 | Technical | GWh | After Competition Groups | 46.4855 | 0 | 0 | 17724.127 | 0.0026227 | 47 | Commercial_2032_Technical_GWh_After Competition Groups_47 | Refrigeration Commissioning | 0.2623% | 0 | 46.4855 | Commercial_2032_Technical_GWh_After Competition Groups_Refrigeration Commissioning
Commercial | Com ¦ Elec Storage WH 2.30 Et | 2032 | Technical | GWh | After Competition Groups | 46.4345 | 0 | 0 | 17724.127 | 0.0026198 | 48 | Commercial_2032_Technical_GWh_After Competition Groups_48 | Elec Storage WH 2.30 Et | 0.262% | 0 | 46.4345 | Commercial_2032_Technical_GWh_After Competition Groups_Elec Storage WH 2.30 Et
Commercial | Com ¦ Chilled Water Optimization | 2032 | Technical | GWh | After Competition Groups | 44.6551 | 0 | 0 | 17724.127 | 0.0025195 | 49 | Commercial_2032_Technical_GWh_After Competition Groups_49 | Chilled Water Optimization | 0.2519% | 0 | 44.6551 | Commercial_2032_Technical_GWh_After Competition Groups_Chilled Water Optimization
Commercial | Com ¦ BEVERAGE VENDING MACHINE CONTROLS | 2032 | Technical | GWh | After Competition Groups | 41.584 | 0 | 0 | 17724.127 | 0.0023462 | 50 | Commercial_2032_Technical_GWh_After Competition Groups_50 | BEVERAGE VENDING MACHINE CONTROLS | 0.2346% | 0 | 41.584 | Commercial_2032_Technical_GWh_After Competition Groups_BEVERAGE VENDING MACHINE CONTROLS
Commercial | Com ¦ ENERGY STAR Griddle (74% eff) | 2032 | Technical | GWh | After Competition Groups | 41.2577 | 0 | 0 | 17724.127 | 0.0023278 | 51 | Commercial_2032_Technical_GWh_After Competition Groups_51 | ENERGY STAR Griddle (74% eff) | 0.2328% | 0 | 41.2577 | Commercial_2032_Technical_GWh_After Competition Groups_ENERGY STAR Griddle (74% eff)
Commercial | Com ¦ Water Source Heat Pump (4 ton) | 2032 | Technical | GWh | After Competition Groups | 33.0077 | 0 | 0 | 17724.127 | 0.0018623 | 52 | Commercial_2032_Technical_GWh_After Competition Groups_52 | Water Source Heat Pump (4 ton) | 0.1862% | 0 | 33.0077 | Commercial_2032_Technical_GWh_After Competition Groups_Water Source Heat Pump (4 ton)
Commercial | Com ¦ CO Sensors for parking garage exhaust fans | 2032 | Technical | GWh | After Competition Groups | 29.7572 | 0 | 0 | 17724.127 | 0.0016789 | 53 | Commercial_2032_Technical_GWh_After Competition Groups_53 | CO Sensors for parking garage exhaust fans | 0.1679% | 0 | 29.7572 | Commercial_2032_Technical_GWh_After Competition Groups_CO Sensors for parking garage exhaust fans
Commercial | Com ¦ Temperature Adjustment in Commercial Freezers | 2032 | Technical | GWh | After Competition Groups | 25.9172 | 0 | 0 | 17724.127 | 0.0014623 | 54 | Commercial_2032_Technical_GWh_After Competition Groups_54 | Temperature Adjustment in Commercial Freezers | 0.1462% | 0 | 25.9172 | Commercial_2032_Technical_GWh_After Competition Groups_Temperature Adjustment in Commercial Freezers
Commercial | Com ¦ Anti-sweat heat (ASH) controls - Cooler/Freezer | 2032 | Technical | GWh | After Competition Groups | 25.3903 | 0 | 0 | 17724.127 | 0.0014325 | 55 | Commercial_2032_Technical_GWh_After Competition Groups_55 | Anti-sweat heat (ASH) controls - Cooler/Freezer | 0.1433% | 0 | 25.3903 | Commercial_2032_Technical_GWh_After Competition Groups_Anti-sweat heat (ASH) controls - Cooler/Freezer
Commercial | Com ¦ Energy Efficient Laboratory Fume Hood | 2032 | Technical | GWh | After Competition Groups | 23.0832 | 0 | 0 | 17724.127 | 0.0013024 | 56 | Commercial_2032_Technical_GWh_After Competition Groups_56 | Energy Efficient Laboratory Fume Hood | 0.1302% | 0 | 23.0832 | Commercial_2032_Technical_GWh_After Competition Groups_Energy Efficient Laboratory Fume Hood
Commercial | Com ¦ Vertical Night Covers | 2032 | Technical | GWh | After Competition Groups | 20.1048 | 0 | 0 | 17724.127 | 0.0011343 | 57 | Commercial_2032_Technical_GWh_After Competition Groups_57 | Vertical Night Covers | 0.1134% | 0 | 20.1048 | Commercial_2032_Technical_GWh_After Competition Groups_Vertical Night Covers
Commercial | Com ¦ Duct Insulation, R8 | 2032 | Technical | GWh | After Competition Groups | 17.8986 | 0 | 0 | 17724.127 | 0.0010098 | 58 | Commercial_2032_Technical_GWh_After Competition Groups_58 | Duct Insulation, R8 | 0.101% | 0 | 17.8986 | Commercial_2032_Technical_GWh_After Competition Groups_Duct Insulation, R8
Commercial | Com ¦ Outside Air Economizer | 2032 | Technical | GWh | After Competition Groups | 17.3745 | 0 | 0 | 17724.127 | 0.00098027 | 59 | Commercial_2032_Technical_GWh_After Competition Groups_59 | Outside Air Economizer | 0.09803% | 0 | 17.3745 | Commercial_2032_Technical_GWh_After Competition Groups_Outside Air Economizer
Commercial | Com ¦ Water Heating (DHW) Pipe Insulation (Add 3/4\ Foam)" | 2032 | Technical | GWh | After Competition Groups | 17.3044 | 0 | 0 | 17724.127 | 0.00097632 | 60 | Commercial_2032_Technical_GWh_After Competition Groups_60 | Water Heating (DHW) Pipe Insulation (Add 3/4\ Foam)" | 0.09763% | 0 | 17.3044 | Commercial_2032_Technical_GWh_After Competition Groups_Water Heating (DHW) Pipe Insulation (Add 3/4\ Foam)"
Commercial | Com ¦ ENERGY STAR Fryer (84% eff) | 2032 | Technical | GWh | After Competition Groups | 14.7436 | 0 | 0 | 17724.127 | 0.00083184 | 61 | Commercial_2032_Technical_GWh_After Competition Groups_61 | ENERGY STAR Fryer (84% eff) | 0.08318% | 0 | 14.7436 | Commercial_2032_Technical_GWh_After Competition Groups_ENERGY STAR Fryer (84% eff)
Commercial | Com ¦ Roof Insulation/Ceiling Insulation (R25 Code to R35) | 2032 | Technical | GWh | After Competition Groups | 13.9374 | 0 | 0 | 17724.127 | 0.00078635 | 62 | Commercial_2032_Technical_GWh_After Competition Groups_62 | Roof Insulation/Ceiling Insulation (R25 Code to R35) | 0.07863% | 0 | 13.9374 | Commercial_2032_Technical_GWh_After Competition Groups_Roof Insulation/Ceiling Insulation (R25 Code to R35)
Commercial | Com ¦ ENERGY STAR Dishwasher | 2032 | Technical | GWh | After Competition Groups | 12.0535 | 0 | 0 | 17724.127 | 0.00068006 | 63 | Commercial_2032_Technical_GWh_After Competition Groups_63 | ENERGY STAR Dishwasher | 0.06801% | 0 | 12.0535 | Commercial_2032_Technical_GWh_After Competition Groups_ENERGY STAR Dishwasher
Commercial | Com ¦ Suction Pipe Insulation Freezer/Refrigerator | 2032 | Technical | GWh | After Competition Groups | 10.9881 | 0 | 0 | 17724.127 | 0.00061995 | 64 | Commercial_2032_Technical_GWh_After Competition Groups_64 | Suction Pipe Insulation Freezer/Refrigerator | 0.06199% | 0 | 10.9881 | Commercial_2032_Technical_GWh_After Competition Groups_Suction Pipe Insulation Freezer/Refrigerator
Commercial | Com ¦ LED RECESSED DOWNLIGHTS | 2032 | Technical | GWh | After Competition Groups | 10.6922 | 0 | 0 | 17724.127 | 0.00060326 | 65 | Commercial_2032_Technical_GWh_After Competition Groups_65 | LED RECESSED DOWNLIGHTS | 0.06033% | 0 | 10.6922 | Commercial_2032_Technical_GWh_After Competition Groups_LED RECESSED DOWNLIGHTS
Commercial | Com ¦ Evaporator Coil Defrost (Cooler) | 2032 | Technical | GWh | After Competition Groups | 9.0553 | 0 | 0 | 17724.127 | 0.0005109 | 66 | Commercial_2032_Technical_GWh_After Competition Groups_66 | Evaporator Coil Defrost (Cooler) | 0.05109% | 0 | 9.0553 | Commercial_2032_Technical_GWh_After Competition Groups_Evaporator Coil Defrost (Cooler)
Commercial | Com ¦ Ground Source Heat Pump | 2032 | Technical | GWh | After Competition Groups | 8.5592 | 0 | 0 | 17724.127 | 0.00048291 | 67 | Commercial_2032_Technical_GWh_After Competition Groups_67 | Ground Source Heat Pump | 0.04829% | 0 | 8.5592 | Commercial_2032_Technical_GWh_After Competition Groups_Ground Source Heat Pump
Commercial | Com ¦ ENERGY STAR Steam Cookers | 2032 | Technical | GWh | After Competition Groups | 7.2209 | 0 | 0 | 17724.127 | 0.0004074 | 68 | Commercial_2032_Technical_GWh_After Competition Groups_68 | ENERGY STAR Steam Cookers | 0.04074% | 0 | 7.2209 | Commercial_2032_Technical_GWh_After Competition Groups_ENERGY STAR Steam Cookers
Commercial | Com ¦ SYNCHRONOUS BELT | 2032 | Technical | GWh | After Competition Groups | 6.4744 | 0 | 0 | 17724.127 | 0.00036529 | 69 | Commercial_2032_Technical_GWh_After Competition Groups_69 | SYNCHRONOUS BELT | 0.03653% | 0 | 6.4744 | Commercial_2032_Technical_GWh_After Competition Groups_SYNCHRONOUS BELT
Commercial | Com ¦ Ozone Laundry Treatment | 2032 | Technical | GWh | After Competition Groups | 6.4599 | 0 | 0 | 17724.127 | 0.00036447 | 70 | Commercial_2032_Technical_GWh_After Competition Groups_70 | Ozone Laundry Treatment | 0.03645% | 0 | 6.4599 | Commercial_2032_Technical_GWh_After Competition Groups_Ozone Laundry Treatment
Commercial | Com ¦ Efficient compressor motor | 2032 | Technical | GWh | After Competition Groups | 4.248 | 0 | 0 | 17724.127 | 0.00023967 | 71 | Commercial_2032_Technical_GWh_After Competition Groups_71 | Efficient compressor motor | 0.02397% | 0 | 4.248 | Commercial_2032_Technical_GWh_After Competition Groups_Efficient compressor motor
Commercial | Com ¦ Demand controlled Circulating Systems | 2032 | Technical | GWh | After Competition Groups | 3.7082 | 0 | 0 | 17724.127 | 0.00020922 | 72 | Commercial_2032_Technical_GWh_After Competition Groups_72 | Demand controlled Circulating Systems | 0.02092% | 0 | 3.7082 | Commercial_2032_Technical_GWh_After Competition Groups_Demand controlled Circulating Systems
Commercial | Com ¦ Solar Water Preheat (Pools/DHW) | 2032 | Technical | GWh | After Competition Groups | 3.5344 | 0 | 0 | 17724.127 | 0.00019941 | 73 | Commercial_2032_Technical_GWh_After Competition Groups_73 | Solar Water Preheat (Pools/DHW) | 0.01994% | 0 | 3.5344 | Commercial_2032_Technical_GWh_After Competition Groups_Solar Water Preheat (Pools/DHW)
Commercial | Com ¦ ECM MOTORS FOR HVAC APPLICATION (FAN-POWERED VAV BOX) | 2032 | Technical | GWh | After Competition Groups | 2.7679 | 0 | 0 | 17724.127 | 0.00015616 | 74 | Commercial_2032_Technical_GWh_After Competition Groups_74 | ECM MOTORS FOR HVAC APPLICATION (FAN-POWERED VAV BOX) | 0.01562% | 0 | 2.7679 | Commercial_2032_Technical_GWh_After Competition Groups_ECM MOTORS FOR HVAC APPLICATION (FAN-POWERED VAV BOX)
Commercial | Com ¦ Thermostat Setback | 2032 | Technical | GWh | After Competition Groups | 2.6117 | 0 | 0 | 17724.127 | 0.00014735 | 75 | Commercial_2032_Technical_GWh_After Competition Groups_75 | Thermostat Setback | 0.01474% | 0 | 2.6117 | Commercial_2032_Technical_GWh_After Competition Groups_Thermostat Setback
Commercial | Com ¦ Room AC (w/ louvered sides) 14 SEER from 12 SEER code | 2032 | Technical | GWh | After Competition Groups | 2.5596 | 0 | 0 | 17724.127 | 0.00014442 | 76 | Commercial_2032_Technical_GWh_After Competition Groups_76 | Room AC (w/ louvered sides) 14 SEER from 12 SEER code | 0.01444% | 0 | 2.5596 | Commercial_2032_Technical_GWh_After Competition Groups_Room AC (w/ louvered sides) 14 SEER from 12 SEER code
Commercial | Com ¦ PTAC (12 EER/10,000 BTU) | 2032 | Technical | GWh | After Competition Groups | 2.1693 | 0 | 0 | 17724.127 | 0.00012239 | 77 | Commercial_2032_Technical_GWh_After Competition Groups_77 | PTAC (12 EER/10,000 BTU) | 0.01224% | 0 | 2.1693 | Commercial_2032_Technical_GWh_After Competition Groups_PTAC (12 EER/10,000 BTU)
Commercial | Com ¦ Wall Insulation | 2032 | Technical | GWh | After Competition Groups | 2.1537 | 0 | 0 | 17724.127 | 0.00012151 | 78 | Commercial_2032_Technical_GWh_After Competition Groups_78 | Wall Insulation | 0.01215% | 0 | 2.1537 | Commercial_2032_Technical_GWh_After Competition Groups_Wall Insulation
Commercial | Com ¦ Solar Preheat Make up Air | 2032 | Technical | GWh | After Competition Groups | 2.1268 | 0 | 0 | 17724.127 | 0.00011999 | 79 | Commercial_2032_Technical_GWh_After Competition Groups_79 | Solar Preheat Make up Air | 0.012% | 0 | 2.1268 | Commercial_2032_Technical_GWh_After Competition Groups_Solar Preheat Make up Air
Commercial | Com ¦ Commercial Hot Food Holding Cabinets | 2032 | Technical | GWh | After Competition Groups | 2.0806 | 0 | 0 | 17724.127 | 0.00011739 | 80 | Commercial_2032_Technical_GWh_After Competition Groups_80 | Commercial Hot Food Holding Cabinets | 0.01174% | 0 | 2.0806 | Commercial_2032_Technical_GWh_After Competition Groups_Commercial Hot Food Holding Cabinets
Commercial | Com ¦ CEE Tier 2/Energy Star Clothes Washers | 2032 | Technical | GWh | After Competition Groups | 1.4922 | 0 | 0 | 17724.127 | 8.419e-05 | 81 | Commercial_2032_Technical_GWh_After Competition Groups_81 | CEE Tier 2/Energy Star Clothes Washers | 0.008419% | 0 | 1.4922 | Commercial_2032_Technical_GWh_After Competition Groups_CEE Tier 2/Energy Star Clothes Washers
Commercial | Com ¦ Auto Off Time Switch or Time Clock control | 2032 | Technical | GWh | After Competition Groups | 1.3622 | 0 | 0 | 17724.127 | 7.6858e-05 | 82 | Commercial_2032_Technical_GWh_After Competition Groups_82 | Auto Off Time Switch or Time Clock control | 0.007686% | 0 | 1.3622 | Commercial_2032_Technical_GWh_After Competition Groups_Auto Off Time Switch or Time Clock control
Commercial | COM ¦ Ductless Mini-Split Heat Pumps | 2032 | Technical | GWh | After Competition Groups | 1.3494 | 0 | 0 | 17724.127 | 7.6132e-05 | 83 | Commercial_2032_Technical_GWh_After Competition Groups_83 | Ductless Mini-Split Heat Pumps | 0.007613% | 0 | 1.3494 | Commercial_2032_Technical_GWh_After Competition Groups_Ductless Mini-Split Heat Pumps
Commercial | Com ¦ Heat Pump Water Heater (50 Gallons) | 2032 | Technical | GWh | After Competition Groups | 0.90584 | 0 | 0 | 17724.127 | 5.1108e-05 | 84 | Commercial_2032_Technical_GWh_After Competition Groups_84 | Heat Pump Water Heater (50 Gallons) | 0.005111% | 0 | 0.90584 | Commercial_2032_Technical_GWh_After Competition Groups_Heat Pump Water Heater (50 Gallons)
Commercial | Com ¦ Low Flow Pre-Rinse Spray Nozzle | 2032 | Technical | GWh | After Competition Groups | 0.85341 | 0 | 0 | 17724.127 | 4.8149e-05 | 85 | Commercial_2032_Technical_GWh_After Competition Groups_85 | Low Flow Pre-Rinse Spray Nozzle | 0.004815% | 0 | 0.85341 | Commercial_2032_Technical_GWh_After Competition Groups_Low Flow Pre-Rinse Spray Nozzle
Commercial | Com ¦ HVAC Optimization | 2032 | Technical | GWh | After Competition Groups | 0.8244 | 0 | 0 | 17724.127 | 4.6513e-05 | 86 | Commercial_2032_Technical_GWh_After Competition Groups_86 | HVAC Optimization | 0.004651% | 0 | 0.8244 | Commercial_2032_Technical_GWh_After Competition Groups_HVAC Optimization
Commercial | Com ¦ High Efficiency Chiller (avg of water and air cooled) | 2032 | Technical | GWh | After Competition Groups | 0.61823 | 0 | 0 | 17724.127 | 3.4881e-05 | 87 | Commercial_2032_Technical_GWh_After Competition Groups_87 | High Efficiency Chiller (avg of water and air cooled) | 0.003488% | 0 | 0.61823 | Commercial_2032_Technical_GWh_After Competition Groups_High Efficiency Chiller (avg of water and air cooled)
Commercial | Com ¦ eCube | 2032 | Technical | GWh | After Competition Groups | 0.2372 | 0 | 0 | 17724.127 | 1.3383e-05 | 88 | Commercial_2032_Technical_GWh_After Competition Groups_88 | eCube | 0.001338% | 0 | 0.2372 | Commercial_2032_Technical_GWh_After Competition Groups_eCube
Commercial | Com ¦ EC Plug Fan for Data Center (under cabinet) | 2032 | Technical | GWh | After Competition Groups | 0.20143 | 0 | 0 | 17724.127 | 1.1365e-05 | 89 | Commercial_2032_Technical_GWh_After Competition Groups_89 | EC Plug Fan for Data Center (under cabinet) | 0.001136% | 0 | 0.20143 | Commercial_2032_Technical_GWh_After Competition Groups_EC Plug Fan for Data Center (under cabinet)
Commercial | Com ¦ Exterior Photocell | 2032 | Technical | GWh | After Competition Groups | 0.061514 | 0 | 0 | 17724.127 | 3.4706e-06 | 90 | Commercial_2032_Technical_GWh_After Competition Groups_90 | Exterior Photocell | 0.0003471% | 0 | 0.061514 | Commercial_2032_Technical_GWh_After Competition Groups_Exterior Photocell
Commercial | Com ¦ Air Curtains | 2032 | Technical | GWh | After Competition Groups | 0.057686 | 0 | 0 | 17724.127 | 3.2547e-06 | 91 | Commercial_2032_Technical_GWh_After Competition Groups_91 | Air Curtains | 0.0003255% | 0 | 0.057686 | Commercial_2032_Technical_GWh_After Competition Groups_Air Curtains
Commercial | Com ¦ VSD Air Compressor | 2032 | Technical | GWh | After Competition Groups | 0.05013 | 0 | 0 | 17724.127 | 2.8283e-06 | 92 | Commercial_2032_Technical_GWh_After Competition Groups_92 | VSD Air Compressor | 0.0002828% | 0 | 0.05013 | Commercial_2032_Technical_GWh_After Competition Groups_VSD Air Compressor
Commercial | Com ¦ High Efficiency Induction Cooking | 2032 | Technical | GWh | After Competition Groups | 0.0084738 | 0 | 0 | 17724.127 | 4.781e-07 | 93 | Commercial_2032_Technical_GWh_After Competition Groups_93 | High Efficiency Induction Cooking | 4.781e-05% | 0 | 0.0084738 | Commercial_2032_Technical_GWh_After Competition Groups_High Efficiency Induction Cooking
Commercial | Com ¦ Electric Convection Combination Ovens | 2032 | Technical | GWh | After Competition Groups | 0.0039132 | 0 | 0 | 17724.127 | 2.2078e-07 | 94 | Commercial_2032_Technical_GWh_After Competition Groups_94 | Electric Convection Combination Ovens | 2.208e-05% | 0 | 0.0039132 | Commercial_2032_Technical_GWh_After Competition Groups_Electric Convection Combination Ovens
Commercial | Com ¦ Building Recommissioning, Operations and Maintenance (O&M) Improvements | 2033 | Economic | GWh | After Competition Groups | 1917.2662 | 0 | 0 | 13444.3052 | 0.14261 | 1 | Commercial_2033_Economic_GWh_After Competition Groups_1 | Building Recommissioning, Operations and Maintenance (O&M) Improvements | 14.26% | 0 | 1917.2662 | Commercial_2033_Economic_GWh_After Competition Groups_Building Recommissioning, Operations and Maintenance (O&M) Improvements
Commercial | Com ¦ LED Low/High Bay | 2033 | Economic | GWh | After Competition Groups | 1175.4397 | 0 | 0 | 13444.3052 | 0.08743 | 2 | Commercial_2033_Economic_GWh_After Competition Groups_2 | LED Low/High Bay | 8.743% | 0 | 1175.4397 | Commercial_2033_Economic_GWh_After Competition Groups_LED Low/High Bay
Commercial | Com ¦ LED Troffer/Surface/Suspended | 2033 | Economic | GWh | After Competition Groups | 957.5349 | 0 | 0 | 13444.3052 | 0.071222 | 3 | Commercial_2033_Economic_GWh_After Competition Groups_3 | LED Troffer/Surface/Suspended | 7.122% | 0 | 957.5349 | Commercial_2033_Economic_GWh_After Competition Groups_LED Troffer/Surface/Suspended
Commercial | Com ¦ ENERGY STAR LED LAMPS (REFLECTOR LAMPs/MR16/PAR 16) | 2033 | Economic | GWh | After Competition Groups | 937.992 | 0 | 0 | 13444.3052 | 0.069769 | 4 | Commercial_2033_Economic_GWh_After Competition Groups_4 | ENERGY STAR LED LAMPS (REFLECTOR LAMPs/MR16/PAR 16) | 6.977% | 0 | 937.992 | Commercial_2033_Economic_GWh_After Competition Groups_ENERGY STAR LED LAMPS (REFLECTOR LAMPs/MR16/PAR 16)
Commercial | Com ¦ Education and Capacity Building/Energy Behavior | 2033 | Economic | GWh | After Competition Groups | 718.562 | 0 | 0 | 13444.3052 | 0.053447 | 5 | Commercial_2033_Economic_GWh_After Competition Groups_5 | Education and Capacity Building/Energy Behavior | 5.345% | 0 | 718.562 | Commercial_2033_Economic_GWh_After Competition Groups_Education and Capacity Building/Energy Behavior
Commercial | Com ¦ LED Replacement Lamp (Tube) | 2033 | Economic | GWh | After Competition Groups | 685.409 | 0 | 0 | 13444.3052 | 0.050981 | 6 | Commercial_2033_Economic_GWh_After Competition Groups_6 | LED Replacement Lamp (Tube) | 5.098% | 0 | 685.409 | Commercial_2033_Economic_GWh_After Competition Groups_LED Replacement Lamp (Tube)
Commercial | Com ¦ LED EXTERIOR AREA LIGHTS - LED fixture (200W) | 2033 | Economic | GWh | After Competition Groups | 648.3126 | 0 | 0 | 13444.3052 | 0.048222 | 7 | Commercial_2033_Economic_GWh_After Competition Groups_7 | LED EXTERIOR AREA LIGHTS - LED fixture (200W) | 4.822% | 0 | 648.3126 | Commercial_2033_Economic_GWh_After Competition Groups_LED EXTERIOR AREA LIGHTS - LED fixture (200W)
Commercial | Com ¦ High Efficiency Air Source Heat Pump | 2033 | Economic | GWh | After Competition Groups | 640.8965 | 0 | 0 | 13444.3052 | 0.04767 | 8 | Commercial_2033_Economic_GWh_After Competition Groups_8 | High Efficiency Air Source Heat Pump | 4.767% | 0 | 640.8965 | Commercial_2033_Economic_GWh_After Competition Groups_High Efficiency Air Source Heat Pump
Commercial | Com ¦ LED parking lot fixture | 2033 | Economic | GWh | After Competition Groups | 616.9931 | 0 | 0 | 13444.3052 | 0.045893 | 9 | Commercial_2033_Economic_GWh_After Competition Groups_9 | LED parking lot fixture | 4.589% | 0 | 616.9931 | Commercial_2033_Economic_GWh_After Competition Groups_LED parking lot fixture
Commercial | Com ¦ Furnace Tune-Up | 2033 | Economic | GWh | After Competition Groups | 526.4691 | 0 | 0 | 13444.3052 | 0.039159 | 10 | Commercial_2033_Economic_GWh_After Competition Groups_10 | Furnace Tune-Up | 3.916% | 0 | 526.4691 | Commercial_2033_Economic_GWh_After Competition Groups_Furnace Tune-Up
Commercial | Com ¦ LED street light fixture | 2033 | Economic | GWh | After Competition Groups | 393.8527 | 0 | 0 | 13444.3052 | 0.029295 | 11 | Commercial_2033_Economic_GWh_After Competition Groups_11 | LED street light fixture | 2.93% | 0 | 393.8527 | Commercial_2033_Economic_GWh_After Competition Groups_LED street light fixture
Commercial | Com ¦ Advanced BAS/Controllers | 2033 | Economic | GWh | After Competition Groups | 331.9449 | 0 | 0 | 13444.3052 | 0.02469 | 12 | Commercial_2033_Economic_GWh_After Competition Groups_12 | Advanced BAS/Controllers | 2.469% | 0 | 331.9449 | Commercial_2033_Economic_GWh_After Competition Groups_Advanced BAS/Controllers
Commercial | Com ¦ Refrigerated Display Case Doors | 2033 | Economic | GWh | After Competition Groups | 328.2051 | 0 | 0 | 13444.3052 | 0.024412 | 13 | Commercial_2033_Economic_GWh_After Competition Groups_13 | Refrigerated Display Case Doors | 2.441% | 0 | 328.2051 | Commercial_2033_Economic_GWh_After Competition Groups_Refrigerated Display Case Doors
Commercial | Com ¦ Reach-in Shaded Pole to ECM/PSC Evaporator Fan Motor | 2033 | Economic | GWh | After Competition Groups | 320.7387 | 0 | 0 | 13444.3052 | 0.023857 | 14 | Commercial_2033_Economic_GWh_After Competition Groups_14 | Reach-in Shaded Pole to ECM/PSC Evaporator Fan Motor | 2.386% | 0 | 320.7387 | Commercial_2033_Economic_GWh_After Competition Groups_Reach-in Shaded Pole to ECM/PSC Evaporator Fan Motor
Commercial | Com ¦ Demand Control Ventilation | 2033 | Economic | GWh | After Competition Groups | 314.4599 | 0 | 0 | 13444.3052 | 0.02339 | 15 | Commercial_2033_Economic_GWh_After Competition Groups_15 | Demand Control Ventilation | 2.339% | 0 | 314.4599 | Commercial_2033_Economic_GWh_After Competition Groups_Demand Control Ventilation
Commercial | Com ¦ Data Center Storage/Server Virtualization | 2033 | Economic | GWh | After Competition Groups | 307.8867 | 0 | 0 | 13444.3052 | 0.022901 | 16 | Commercial_2033_Economic_GWh_After Competition Groups_16 | Data Center Storage/Server Virtualization | 2.29% | 0 | 307.8867 | Commercial_2033_Economic_GWh_After Competition Groups_Data Center Storage/Server Virtualization
Commercial | Com ¦ Strip Curtains | 2033 | Economic | GWh | After Competition Groups | 248.303 | 0 | 0 | 13444.3052 | 0.018469 | 17 | Commercial_2033_Economic_GWh_After Competition Groups_17 | Strip Curtains | 1.847% | 0 | 248.303 | Commercial_2033_Economic_GWh_After Competition Groups_Strip Curtains
Commercial | Com ¦ Centrally controlled desktop PC/NETWORK PC POWER MANAGEMENT SOFTWARE | 2033 | Economic | GWh | After Competition Groups | 205.8535 | 0 | 0 | 13444.3052 | 0.015312 | 18 | Commercial_2033_Economic_GWh_After Competition Groups_18 | Centrally controlled desktop PC/NETWORK PC POWER MANAGEMENT SOFTWARE | 1.531% | 0 | 205.8535 | Commercial_2033_Economic_GWh_After Competition Groups_Centrally controlled desktop PC/NETWORK PC POWER MANAGEMENT SOFTWARE
Commercial | Com ¦ Unitary Air-Conditioning Unit | 2033 | Economic | GWh | After Competition Groups | 190.108 | 0 | 0 | 13444.3052 | 0.01414 | 19 | Commercial_2033_Economic_GWh_After Competition Groups_19 | Unitary Air-Conditioning Unit | 1.414% | 0 | 190.108 | Commercial_2033_Economic_GWh_After Competition Groups_Unitary Air-Conditioning Unit
Commercial | Com ¦ LED or Equivalent Sign Lighting | 2033 | Economic | GWh | After Competition Groups | 175.9824 | 0 | 0 | 13444.3052 | 0.01309 | 20 | Commercial_2033_Economic_GWh_After Competition Groups_20 | LED or Equivalent Sign Lighting | 1.309% | 0 | 175.9824 | Commercial_2033_Economic_GWh_After Competition Groups_LED or Equivalent Sign Lighting
Commercial | Com ¦ Variable Frequency Drive (VFD) | 2033 | Economic | GWh | After Competition Groups | 174.5057 | 0 | 0 | 13444.3052 | 0.01298 | 21 | Commercial_2033_Economic_GWh_After Competition Groups_21 | Variable Frequency Drive (VFD) | 1.298% | 0 | 174.5057 | Commercial_2033_Economic_GWh_After Competition Groups_Variable Frequency Drive (VFD)
Commercial | Com ¦ VFD on Pumps | 2033 | Economic | GWh | After Competition Groups | 163.3166 | 0 | 0 | 13444.3052 | 0.012148 | 22 | Commercial_2033_Economic_GWh_After Competition Groups_22 | VFD on Pumps | 1.215% | 0 | 163.3166 | Commercial_2033_Economic_GWh_After Competition Groups_VFD on Pumps
Commercial | Com ¦ Adaptive Thermostats | 2033 | Economic | GWh | After Competition Groups | 147.7582 | 0 | 0 | 13444.3052 | 0.01099 | 23 | Commercial_2033_Economic_GWh_After Competition Groups_23 | Adaptive Thermostats | 1.099% | 0 | 147.7582 | Commercial_2033_Economic_GWh_After Competition Groups_Adaptive Thermostats
Commercial | Com ¦ Air Handler with Dedicated Outdoor Air Systems | 2033 | Economic | GWh | After Competition Groups | 133.1893 | 0 | 0 | 13444.3052 | 0.0099067 | 24 | Commercial_2033_Economic_GWh_After Competition Groups_24 | Air Handler with Dedicated Outdoor Air Systems | 0.9907% | 0 | 133.1893 | Commercial_2033_Economic_GWh_After Competition Groups_Air Handler with Dedicated Outdoor Air Systems
Commercial | Com ¦ ENERGY STAR LED LAMPS (General Service Lamps) | 2033 | Economic | GWh | After Competition Groups | 122.1422 | 0 | 0 | 13444.3052 | 0.009085 | 25 | Commercial_2033_Economic_GWh_After Competition Groups_25 | ENERGY STAR LED LAMPS (General Service Lamps) | 0.9085% | 0 | 122.1422 | Commercial_2033_Economic_GWh_After Competition Groups_ENERGY STAR LED LAMPS (General Service Lamps)
Commercial | Com ¦ Demand Control Kitchen Ventilation | 2033 | Economic | GWh | After Competition Groups | 103.3417 | 0 | 0 | 13444.3052 | 0.0076867 | 26 | Commercial_2033_Economic_GWh_After Competition Groups_26 | Demand Control Kitchen Ventilation | 0.7687% | 0 | 103.3417 | Commercial_2033_Economic_GWh_After Competition Groups_Demand Control Kitchen Ventilation
Commercial | Com ¦ ECM MOTORS FOR EVAPORATOR FANS for refrigeration (WALK-IN) | 2033 | Economic | GWh | After Competition Groups | 82.6669 | 0 | 0 | 13444.3052 | 0.0061488 | 27 | Commercial_2033_Economic_GWh_After Competition Groups_27 | ECM MOTORS FOR EVAPORATOR FANS for refrigeration (WALK-IN) | 0.6149% | 0 | 82.6669 | Commercial_2033_Economic_GWh_After Competition Groups_ECM MOTORS FOR EVAPORATOR FANS for refrigeration (WALK-IN)
Commercial | Com ¦ Refrigerated Display Case LED | 2033 | Economic | GWh | After Competition Groups | 81.401 | 0 | 0 | 13444.3052 | 0.0060547 | 28 | Commercial_2033_Economic_GWh_After Competition Groups_28 | Refrigerated Display Case LED | 0.6055% | 0 | 81.401 | Commercial_2033_Economic_GWh_After Competition Groups_Refrigerated Display Case LED
Commercial | Com ¦ Condensing Unit Heaters or other Efficient Unit Heating System | 2033 | Economic | GWh | After Competition Groups | 79.226 | 0 | 0 | 13444.3052 | 0.0058929 | 29 | Commercial_2033_Economic_GWh_After Competition Groups_29 | Condensing Unit Heaters or other Efficient Unit Heating System | 0.5893% | 0 | 79.226 | Commercial_2033_Economic_GWh_After Competition Groups_Condensing Unit Heaters or other Efficient Unit Heating System
Commercial | Com ¦ Occupancy Sensors | 2033 | Economic | GWh | After Competition Groups | 76.676 | 0 | 0 | 13444.3052 | 0.0057032 | 30 | Commercial_2033_Economic_GWh_After Competition Groups_30 | Occupancy Sensors | 0.5703% | 0 | 76.676 | Commercial_2033_Economic_GWh_After Competition Groups_Occupancy Sensors
Commercial | Com ¦ Freezer Case Light Sensor | 2033 | Economic | GWh | After Competition Groups | 68.086 | 0 | 0 | 13444.3052 | 0.0050643 | 31 | Commercial_2033_Economic_GWh_After Competition Groups_31 | Freezer Case Light Sensor | 0.5064% | 0 | 68.086 | Commercial_2033_Economic_GWh_After Competition Groups_Freezer Case Light Sensor
Commercial | Com ¦ Evaporator Fan Controls | 2033 | Economic | GWh | After Competition Groups | 66.4149 | 0 | 0 | 13444.3052 | 0.00494 | 32 | Commercial_2033_Economic_GWh_After Competition Groups_32 | Evaporator Fan Controls | 0.494% | 0 | 66.4149 | Commercial_2033_Economic_GWh_After Competition Groups_Evaporator Fan Controls
Commercial | Com ¦ Door Gasket Freezer/Refrigerator | 2033 | Economic | GWh | After Competition Groups | 51.1231 | 0 | 0 | 13444.3052 | 0.0038026 | 33 | Commercial_2033_Economic_GWh_After Competition Groups_33 | Door Gasket Freezer/Refrigerator | 0.3803% | 0 | 51.1231 | Commercial_2033_Economic_GWh_After Competition Groups_Door Gasket Freezer/Refrigerator
Commercial | Com ¦ Elec Storage WH 2.30 Et | 2033 | Economic | GWh | After Competition Groups | 47.6471 | 0 | 0 | 13444.3052 | 0.003544 | 34 | Commercial_2033_Economic_GWh_After Competition Groups_34 | Elec Storage WH 2.30 Et | 0.3544% | 0 | 47.6471 | Commercial_2033_Economic_GWh_After Competition Groups_Elec Storage WH 2.30 Et
Commercial | Com ¦ Chilled Water Optimization | 2033 | Economic | GWh | After Competition Groups | 46.9996 | 0 | 0 | 13444.3052 | 0.0034959 | 35 | Commercial_2033_Economic_GWh_After Competition Groups_35 | Chilled Water Optimization | 0.3496% | 0 | 46.9996 | Commercial_2033_Economic_GWh_After Competition Groups_Chilled Water Optimization
Commercial | Com ¦ ENERGY STAR Griddle (74% eff) | 2033 | Economic | GWh | After Competition Groups | 43.0942 | 0 | 0 | 13444.3052 | 0.0032054 | 36 | Commercial_2033_Economic_GWh_After Competition Groups_36 | ENERGY STAR Griddle (74% eff) | 0.3205% | 0 | 43.0942 | Commercial_2033_Economic_GWh_After Competition Groups_ENERGY STAR Griddle (74% eff)
Commercial | Com ¦ BEVERAGE VENDING MACHINE CONTROLS | 2033 | Economic | GWh | After Competition Groups | 41.9381 | 0 | 0 | 13444.3052 | 0.0031194 | 37 | Commercial_2033_Economic_GWh_After Competition Groups_37 | BEVERAGE VENDING MACHINE CONTROLS | 0.3119% | 0 | 41.9381 | Commercial_2033_Economic_GWh_After Competition Groups_BEVERAGE VENDING MACHINE CONTROLS
Commercial | Com ¦ Water Source Heat Pump (4 ton) | 2033 | Economic | GWh | After Competition Groups | 34.6334 | 0 | 0 | 13444.3052 | 0.0025761 | 38 | Commercial_2033_Economic_GWh_After Competition Groups_38 | Water Source Heat Pump (4 ton) | 0.2576% | 0 | 34.6334 | Commercial_2033_Economic_GWh_After Competition Groups_Water Source Heat Pump (4 ton)
Commercial | Com ¦ CO Sensors for parking garage exhaust fans | 2033 | Economic | GWh | After Competition Groups | 30.018 | 0 | 0 | 13444.3052 | 0.0022328 | 39 | Commercial_2033_Economic_GWh_After Competition Groups_39 | CO Sensors for parking garage exhaust fans | 0.2233% | 0 | 30.018 | Commercial_2033_Economic_GWh_After Competition Groups_CO Sensors for parking garage exhaust fans
Commercial | Com ¦ Temperature Adjustment in Commercial Freezers | 2033 | Economic | GWh | After Competition Groups | 25.3963 | 0 | 0 | 13444.3052 | 0.001889 | 40 | Commercial_2033_Economic_GWh_After Competition Groups_40 | Temperature Adjustment in Commercial Freezers | 0.1889% | 0 | 25.3963 | Commercial_2033_Economic_GWh_After Competition Groups_Temperature Adjustment in Commercial Freezers
Commercial | Com ¦ Energy Efficient Laboratory Fume Hood | 2033 | Economic | GWh | After Competition Groups | 22.6192 | 0 | 0 | 13444.3052 | 0.0016824 | 41 | Commercial_2033_Economic_GWh_After Competition Groups_41 | Energy Efficient Laboratory Fume Hood | 0.1682% | 0 | 22.6192 | Commercial_2033_Economic_GWh_After Competition Groups_Energy Efficient Laboratory Fume Hood
Commercial | Com ¦ Vertical Night Covers | 2033 | Economic | GWh | After Competition Groups | 19.7007 | 0 | 0 | 13444.3052 | 0.0014654 | 42 | Commercial_2033_Economic_GWh_After Competition Groups_42 | Vertical Night Covers | 0.1465% | 0 | 19.7007 | Commercial_2033_Economic_GWh_After Competition Groups_Vertical Night Covers
Commercial | Com ¦ Duct Insulation, R8 | 2033 | Economic | GWh | After Competition Groups | 17.5389 | 0 | 0 | 13444.3052 | 0.0013046 | 43 | Commercial_2033_Economic_GWh_After Competition Groups_43 | Duct Insulation, R8 | 0.1305% | 0 | 17.5389 | Commercial_2033_Economic_GWh_After Competition Groups_Duct Insulation, R8
Commercial | Com ¦ Outside Air Economizer | 2033 | Economic | GWh | After Competition Groups | 17.5168 | 0 | 0 | 13444.3052 | 0.0013029 | 44 | Commercial_2033_Economic_GWh_After Competition Groups_44 | Outside Air Economizer | 0.1303% | 0 | 17.5168 | Commercial_2033_Economic_GWh_After Competition Groups_Outside Air Economizer
Commercial | Com ¦ Water Heating (DHW) Pipe Insulation (Add 3/4\ Foam)" | 2033 | Economic | GWh | After Competition Groups | 16.9566 | 0 | 0 | 13444.3052 | 0.0012612 | 45 | Commercial_2033_Economic_GWh_After Competition Groups_45 | Water Heating (DHW) Pipe Insulation (Add 3/4\ Foam)" | 0.1261% | 0 | 16.9566 | Commercial_2033_Economic_GWh_After Competition Groups_Water Heating (DHW) Pipe Insulation (Add 3/4\ Foam)"
Commercial | Com ¦ ENERGY STAR Fryer (84% eff) | 2033 | Economic | GWh | After Competition Groups | 15.4174 | 0 | 0 | 13444.3052 | 0.0011468 | 46 | Commercial_2033_Economic_GWh_After Competition Groups_46 | ENERGY STAR Fryer (84% eff) | 0.1147% | 0 | 15.4174 | Commercial_2033_Economic_GWh_After Competition Groups_ENERGY STAR Fryer (84% eff)
Commercial | Com ¦ ENERGY STAR Dishwasher | 2033 | Economic | GWh | After Competition Groups | 12.2915 | 0 | 0 | 13444.3052 | 0.00091425 | 47 | Commercial_2033_Economic_GWh_After Competition Groups_47 | ENERGY STAR Dishwasher | 0.09143% | 0 | 12.2915 | Commercial_2033_Economic_GWh_After Competition Groups_ENERGY STAR Dishwasher
Commercial | Com ¦ Suction Pipe Insulation Freezer/Refrigerator | 2033 | Economic | GWh | After Competition Groups | 10.7672 | 0 | 0 | 13444.3052 | 0.00080087 | 48 | Commercial_2033_Economic_GWh_After Competition Groups_48 | Suction Pipe Insulation Freezer/Refrigerator | 0.08009% | 0 | 10.7672 | Commercial_2033_Economic_GWh_After Competition Groups_Suction Pipe Insulation Freezer/Refrigerator
Commercial | Com ¦ Condensing Make Up Air Unit | 2033 | Economic | GWh | After Competition Groups | 8.0119 | 0 | 0 | 13444.3052 | 0.00059593 | 49 | Commercial_2033_Economic_GWh_After Competition Groups_49 | Condensing Make Up Air Unit | 0.05959% | 0 | 8.0119 | Commercial_2033_Economic_GWh_After Competition Groups_Condensing Make Up Air Unit
Commercial | Com ¦ ENERGY STAR Steam Cookers | 2033 | Economic | GWh | After Competition Groups | 7.5467 | 0 | 0 | 13444.3052 | 0.00056133 | 50 | Commercial_2033_Economic_GWh_After Competition Groups_50 | ENERGY STAR Steam Cookers | 0.05613% | 0 | 7.5467 | Commercial_2033_Economic_GWh_After Competition Groups_ENERGY STAR Steam Cookers
Commercial | Com ¦ Ozone Laundry Treatment | 2033 | Economic | GWh | After Competition Groups | 6.5002 | 0 | 0 | 13444.3052 | 0.00048349 | 51 | Commercial_2033_Economic_GWh_After Competition Groups_51 | Ozone Laundry Treatment | 0.04835% | 0 | 6.5002 | Commercial_2033_Economic_GWh_After Competition Groups_Ozone Laundry Treatment
Commercial | Com ¦ Solar Water Preheat (Pools/DHW) | 2033 | Economic | GWh | After Competition Groups | 3.7112 | 0 | 0 | 13444.3052 | 0.00027604 | 52 | Commercial_2033_Economic_GWh_After Competition Groups_52 | Solar Water Preheat (Pools/DHW) | 0.0276% | 0 | 3.7112 | Commercial_2033_Economic_GWh_After Competition Groups_Solar Water Preheat (Pools/DHW)
Commercial | Com ¦ Demand controlled Circulating Systems | 2033 | Economic | GWh | After Competition Groups | 3.6336 | 0 | 0 | 13444.3052 | 0.00027027 | 53 | Commercial_2033_Economic_GWh_After Competition Groups_53 | Demand controlled Circulating Systems | 0.02703% | 0 | 3.6336 | Commercial_2033_Economic_GWh_After Competition Groups_Demand controlled Circulating Systems
Commercial | Com ¦ ECM MOTORS FOR HVAC APPLICATION (FAN-POWERED VAV BOX) | 2033 | Economic | GWh | After Competition Groups | 2.7724 | 0 | 0 | 13444.3052 | 0.00020621 | 54 | Commercial_2033_Economic_GWh_After Competition Groups_54 | ECM MOTORS FOR HVAC APPLICATION (FAN-POWERED VAV BOX) | 0.02062% | 0 | 2.7724 | Commercial_2033_Economic_GWh_After Competition Groups_ECM MOTORS FOR HVAC APPLICATION (FAN-POWERED VAV BOX)
Commercial | Com ¦ Thermostat Setback | 2033 | Economic | GWh | After Competition Groups | 2.6686 | 0 | 0 | 13444.3052 | 0.00019849 | 55 | Commercial_2033_Economic_GWh_After Competition Groups_55 | Thermostat Setback | 0.01985% | 0 | 2.6686 | Commercial_2033_Economic_GWh_After Competition Groups_Thermostat Setback
Commercial | Com ¦ Notched V belts for HVAC Systems | 2033 | Economic | GWh | After Competition Groups | 2.4514 | 0 | 0 | 13444.3052 | 0.00018234 | 56 | Commercial_2033_Economic_GWh_After Competition Groups_56 | Notched V belts for HVAC Systems | 0.01823% | 0 | 2.4514 | Commercial_2033_Economic_GWh_After Competition Groups_Notched V belts for HVAC Systems
Commercial | Com ¦ Efficient compressor motor | 2033 | Economic | GWh | After Competition Groups | 2.3613 | 0 | 0 | 13444.3052 | 0.00017564 | 57 | Commercial_2033_Economic_GWh_After Competition Groups_57 | Efficient compressor motor | 0.01756% | 0 | 2.3613 | Commercial_2033_Economic_GWh_After Competition Groups_Efficient compressor motor
Commercial | Com ¦ PTAC (12 EER/10,000 BTU) | 2033 | Economic | GWh | After Competition Groups | 2.1751 | 0 | 0 | 13444.3052 | 0.00016179 | 58 | Commercial_2033_Economic_GWh_After Competition Groups_58 | PTAC (12 EER/10,000 BTU) | 0.01618% | 0 | 2.1751 | Commercial_2033_Economic_GWh_After Competition Groups_PTAC (12 EER/10,000 BTU)
Commercial | Com ¦ CEE Tier 2/Energy Star Clothes Washers | 2033 | Economic | GWh | After Competition Groups | 1.5407 | 0 | 0 | 13444.3052 | 0.0001146 | 59 | Commercial_2033_Economic_GWh_After Competition Groups_59 | CEE Tier 2/Energy Star Clothes Washers | 0.01146% | 0 | 1.5407 | Commercial_2033_Economic_GWh_After Competition Groups_CEE Tier 2/Energy Star Clothes Washers
Commercial | COM ¦ Ductless Mini-Split Heat Pumps | 2033 | Economic | GWh | After Competition Groups | 1.4164 | 0 | 0 | 13444.3052 | 0.00010535 | 60 | Commercial_2033_Economic_GWh_After Competition Groups_60 | Ductless Mini-Split Heat Pumps | 0.01054% | 0 | 1.4164 | Commercial_2033_Economic_GWh_After Competition Groups_Ductless Mini-Split Heat Pumps
Commercial | Com ¦ Auto Off Time Switch or Time Clock control | 2033 | Economic | GWh | After Competition Groups | 1.3728 | 0 | 0 | 13444.3052 | 0.00010211 | 61 | Commercial_2033_Economic_GWh_After Competition Groups_61 | Auto Off Time Switch or Time Clock control | 0.01021% | 0 | 1.3728 | Commercial_2033_Economic_GWh_After Competition Groups_Auto Off Time Switch or Time Clock control
Commercial | Com ¦ Low Flow Pre-Rinse Spray Nozzle | 2033 | Economic | GWh | After Competition Groups | 0.86126 | 0 | 0 | 13444.3052 | 6.4061e-05 | 62 | Commercial_2033_Economic_GWh_After Competition Groups_62 | Low Flow Pre-Rinse Spray Nozzle | 0.006406% | 0 | 0.86126 | Commercial_2033_Economic_GWh_After Competition Groups_Low Flow Pre-Rinse Spray Nozzle
Commercial | Com ¦ Commercial Hot Food Holding Cabinets | 2033 | Economic | GWh | After Competition Groups | 0.65108 | 0 | 0 | 13444.3052 | 4.8428e-05 | 63 | Commercial_2033_Economic_GWh_After Competition Groups_63 | Commercial Hot Food Holding Cabinets | 0.004843% | 0 | 0.65108 | Commercial_2033_Economic_GWh_After Competition Groups_Commercial Hot Food Holding Cabinets
Commercial | Com ¦ Energy Recovery Ventilation and Ventilation (Enhanced) | 2033 | Economic | GWh | After Competition Groups | 0.55342 | 0 | 0 | 13444.3052 | 4.1164e-05 | 64 | Commercial_2033_Economic_GWh_After Competition Groups_64 | Energy Recovery Ventilation and Ventilation (Enhanced) | 0.004116% | 0 | 0.55342 | Commercial_2033_Economic_GWh_After Competition Groups_Energy Recovery Ventilation and Ventilation (Enhanced)
Commercial | Com ¦ HVAC Optimization | 2033 | Economic | GWh | After Competition Groups | 0.47373 | 0 | 0 | 13444.3052 | 3.5237e-05 | 65 | Commercial_2033_Economic_GWh_After Competition Groups_65 | HVAC Optimization | 0.003524% | 0 | 0.47373 | Commercial_2033_Economic_GWh_After Competition Groups_HVAC Optimization
Commercial | Com ¦ LED RECESSED DOWNLIGHTS | 2033 | Economic | GWh | After Competition Groups | 0.43368 | 0 | 0 | 13444.3052 | 3.2257e-05 | 66 | Commercial_2033_Economic_GWh_After Competition Groups_66 | LED RECESSED DOWNLIGHTS | 0.003226% | 0 | 0.43368 | Commercial_2033_Economic_GWh_After Competition Groups_LED RECESSED DOWNLIGHTS
Commercial | Com ¦ Wall Insulation | 2033 | Economic | GWh | After Competition Groups | 0.16111 | 0 | 0 | 13444.3052 | 1.1983e-05 | 67 | Commercial_2033_Economic_GWh_After Competition Groups_67 | Wall Insulation | 0.001198% | 0 | 0.16111 | Commercial_2033_Economic_GWh_After Competition Groups_Wall Insulation
Commercial | Com ¦ Room AC (w/ louvered sides) 14 SEER from 12 SEER code | 2033 | Economic | GWh | After Competition Groups | 0.14827 | 0 | 0 | 13444.3052 | 1.1029e-05 | 68 | Commercial_2033_Economic_GWh_After Competition Groups_68 | Room AC (w/ louvered sides) 14 SEER from 12 SEER code | 0.001103% | 0 | 0.14827 | Commercial_2033_Economic_GWh_After Competition Groups_Room AC (w/ louvered sides) 14 SEER from 12 SEER code
Commercial | Com ¦ EC Plug Fan for Data Center (under cabinet) | 2033 | Economic | GWh | After Competition Groups | 0.081891 | 0 | 0 | 13444.3052 | 6.0911e-06 | 69 | Commercial_2033_Economic_GWh_After Competition Groups_69 | EC Plug Fan for Data Center (under cabinet) | 0.0006091% | 0 | 0.081891 | Commercial_2033_Economic_GWh_After Competition Groups_EC Plug Fan for Data Center (under cabinet)
Commercial | Com ¦ High Efficiency Chiller (avg of water and air cooled) | 2033 | Economic | GWh | After Competition Groups | 0.070878 | 0 | 0 | 13444.3052 | 5.272e-06 | 70 | Commercial_2033_Economic_GWh_After Competition Groups_70 | High Efficiency Chiller (avg of water and air cooled) | 0.0005272% | 0 | 0.070878 | Commercial_2033_Economic_GWh_After Competition Groups_High Efficiency Chiller (avg of water and air cooled)
Commercial | Com ¦ Air Curtains | 2033 | Economic | GWh | After Competition Groups | 0.058594 | 0 | 0 | 13444.3052 | 4.3582e-06 | 71 | Commercial_2033_Economic_GWh_After Competition Groups_71 | Air Curtains | 0.0004358% | 0 | 0.058594 | Commercial_2033_Economic_GWh_After Competition Groups_Air Curtains
Commercial | Com ¦ VSD Air Compressor | 2033 | Economic | GWh | After Competition Groups | 0.052447 | 0 | 0 | 13444.3052 | 3.9011e-06 | 72 | Commercial_2033_Economic_GWh_After Competition Groups_72 | VSD Air Compressor | 0.0003901% | 0 | 0.052447 | Commercial_2033_Economic_GWh_After Competition Groups_VSD Air Compressor
Commercial | Com ¦ Electric Convection Combination Ovens | 2033 | Economic | GWh | After Competition Groups | 0.0040928 | 0 | 0 | 13444.3052 | 3.0443e-07 | 73 | Commercial_2033_Economic_GWh_After Competition Groups_73 | Electric Convection Combination Ovens | 3.044e-05% | 0 | 0.0040928 | Commercial_2033_Economic_GWh_After Competition Groups_Electric Convection Combination Ovens
Commercial | Com ¦ Indoor Daylight Sensors/Photocell Dimming Control | 2033 | Economic | GWh | After Competition Groups | 0 | 0 | 0 | 13444.3052 | 0 | 74 | Commercial_2033_Economic_GWh_After Competition Groups_74 | Indoor Daylight Sensors/Photocell Dimming Control | 0% | 0 | 0 | Commercial_2033_Economic_GWh_After Competition Groups_Indoor Daylight Sensors/Photocell Dimming Control
Commercial | Com ¦ Variable Refrigerant Flow Heat Pump | 2033 | Economic | GWh | After Competition Groups | 0 | 0 | 0 | 13444.3052 | 0 | 75 | Commercial_2033_Economic_GWh_After Competition Groups_75 | Variable Refrigerant Flow Heat Pump | 0% | 0 | 0 | Commercial_2033_Economic_GWh_After Competition Groups_Variable Refrigerant Flow Heat Pump
Commercial | Com ¦ LED Low/High Bay | 2033 | SC A | GWh | After Competition Groups | 998.6234 | 40143641.1589 | 40.1436 | 8670.6165 | 0.11517 | 1 | Commercial_2033_SC A_GWh_After Competition Groups_1 | LED Low/High Bay | 11.52% | 40.1436 | 998.6234 | Commercial_2033_SC A_GWh_After Competition Groups_LED Low/High Bay
Commercial | Com ¦ LED Troffer/Surface/Suspended | 2033 | SC A | GWh | After Competition Groups | 942.2795 | 32889939.2472 | 32.8899 | 8670.6165 | 0.10868 | 2 | Commercial_2033_SC A_GWh_After Competition Groups_2 | LED Troffer/Surface/Suspended | 10.87% | 32.8899 | 942.2795 | Commercial_2033_SC A_GWh_After Competition Groups_LED Troffer/Surface/Suspended
Commercial | Com ¦ ENERGY STAR LED LAMPS (REFLECTOR LAMPs/MR16/PAR 16) | 2033 | SC A | GWh | After Competition Groups | 931.8245 | 1466891.387 | 1.4669 | 8670.6165 | 0.10747 | 3 | Commercial_2033_SC A_GWh_After Competition Groups_3 | ENERGY STAR LED LAMPS (REFLECTOR LAMPs/MR16/PAR 16) | 10.75% | 1.4669 | 931.8245 | Commercial_2033_SC A_GWh_After Competition Groups_ENERGY STAR LED LAMPS (REFLECTOR LAMPs/MR16/PAR 16)
Commercial | Com ¦ LED EXTERIOR AREA LIGHTS - LED fixture (200W) | 2033 | SC A | GWh | After Competition Groups | 610.9517 | 0 | 0 | 8670.6165 | 0.070462 | 4 | Commercial_2033_SC A_GWh_After Competition Groups_4 | LED EXTERIOR AREA LIGHTS - LED fixture (200W) | 7.046% | 0 | 610.9517 | Commercial_2033_SC A_GWh_After Competition Groups_LED EXTERIOR AREA LIGHTS - LED fixture (200W)
Commercial | Com ¦ LED parking lot fixture | 2033 | SC A | GWh | After Competition Groups | 584.8138 | 3045565.1926 | 3.0456 | 8670.6165 | 0.067448 | 5 | Commercial_2033_SC A_GWh_After Competition Groups_5 | LED parking lot fixture | 6.745% | 3.0456 | 584.8138 | Commercial_2033_SC A_GWh_After Competition Groups_LED parking lot fixture
Commercial | Com ¦ LED Replacement Lamp (Tube) | 2033 | SC A | GWh | After Competition Groups | 571.9977 | 0 | 0 | 8670.6165 | 0.06597 | 6 | Commercial_2033_SC A_GWh_After Competition Groups_6 | LED Replacement Lamp (Tube) | 6.597% | 0 | 571.9977 | Commercial_2033_SC A_GWh_After Competition Groups_LED Replacement Lamp (Tube)
Commercial | Com ¦ Building Recommissioning, Operations and Maintenance (O&M) Improvements | 2033 | SC A | GWh | After Competition Groups | 549.0037 | 1877582.5451 | 1.8776 | 8670.6165 | 0.063318 | 7 | Commercial_2033_SC A_GWh_After Competition Groups_7 | Building Recommissioning, Operations and Maintenance (O&M) Improvements | 6.332% | 1.8776 | 549.0037 | Commercial_2033_SC A_GWh_After Competition Groups_Building Recommissioning, Operations and Maintenance (O&M) Improvements
Commercial | Com ¦ LED street light fixture | 2033 | SC A | GWh | After Competition Groups | 366.15 | 4891240.8836 | 4.8912 | 8670.6165 | 0.042229 | 8 | Commercial_2033_SC A_GWh_After Competition Groups_8 | LED street light fixture | 4.223% | 4.8912 | 366.15 | Commercial_2033_SC A_GWh_After Competition Groups_LED street light fixture
Commercial | Com ¦ Furnace Tune-Up | 2033 | SC A | GWh | After Competition Groups | 349.9055 | 115100.9639 | 0.1151 | 8670.6165 | 0.040355 | 9 | Commercial_2033_SC A_GWh_After Competition Groups_9 | Furnace Tune-Up | 4.036% | 0.1151 | 349.9055 | Commercial_2033_SC A_GWh_After Competition Groups_Furnace Tune-Up
Commercial | Com ¦ High Efficiency Air Source Heat Pump | 2033 | SC A | GWh | After Competition Groups | 247.0279 | 1332935.4143 | 1.3329 | 8670.6165 | 0.02849 | 10 | Commercial_2033_SC A_GWh_After Competition Groups_10 | High Efficiency Air Source Heat Pump | 2.849% | 1.3329 | 247.0279 | Commercial_2033_SC A_GWh_After Competition Groups_High Efficiency Air Source Heat Pump
Commercial | Com ¦ Reach-in Shaded Pole to ECM/PSC Evaporator Fan Motor | 2033 | SC A | GWh | After Competition Groups | 231.9482 | 2440517.1509 | 2.4405 | 8670.6165 | 0.026751 | 11 | Commercial_2033_SC A_GWh_After Competition Groups_11 | Reach-in Shaded Pole to ECM/PSC Evaporator Fan Motor | 2.675% | 2.4405 | 231.9482 | Commercial_2033_SC A_GWh_After Competition Groups_Reach-in Shaded Pole to ECM/PSC Evaporator Fan Motor
Commercial | Com ¦ Data Center Storage/Server Virtualization | 2033 | SC A | GWh | After Competition Groups | 218.4135 | 0 | 0 | 8670.6165 | 0.02519 | 12 | Commercial_2033_SC A_GWh_After Competition Groups_12 | Data Center Storage/Server Virtualization | 2.519% | 0 | 218.4135 | Commercial_2033_SC A_GWh_After Competition Groups_Data Center Storage/Server Virtualization
Commercial | Com ¦ Refrigerated Display Case Doors | 2033 | SC A | GWh | After Competition Groups | 174.6446 | 4251189.6459 | 4.2512 | 8670.6165 | 0.020142 | 13 | Commercial_2033_SC A_GWh_After Competition Groups_13 | Refrigerated Display Case Doors | 2.014% | 4.2512 | 174.6446 | Commercial_2033_SC A_GWh_After Competition Groups_Refrigerated Display Case Doors
Commercial | Com ¦ Strip Curtains | 2033 | SC A | GWh | After Competition Groups | 165.9569 | 185187.2886 | 0.18519 | 8670.6165 | 0.01914 | 14 | Commercial_2033_SC A_GWh_After Competition Groups_14 | Strip Curtains | 1.914% | 0.18519 | 165.9569 | Commercial_2033_SC A_GWh_After Competition Groups_Strip Curtains
Commercial | Com ¦ Centrally controlled desktop PC/NETWORK PC POWER MANAGEMENT SOFTWARE | 2033 | SC A | GWh | After Competition Groups | 125.8571 | 857492.687 | 0.85749 | 8670.6165 | 0.014515 | 15 | Commercial_2033_SC A_GWh_After Competition Groups_15 | Centrally controlled desktop PC/NETWORK PC POWER MANAGEMENT SOFTWARE | 1.452% | 0.85749 | 125.8571 | Commercial_2033_SC A_GWh_After Competition Groups_Centrally controlled desktop PC/NETWORK PC POWER MANAGEMENT SOFTWARE
Commercial | Com ¦ Education and Capacity Building/Energy Behavior | 2033 | SC A | GWh | After Competition Groups | 124.2999 | 1337192.943 | 1.3372 | 8670.6165 | 0.014336 | 16 | Commercial_2033_SC A_GWh_After Competition Groups_16 | Education and Capacity Building/Energy Behavior | 1.434% | 1.3372 | 124.2999 | Commercial_2033_SC A_GWh_After Competition Groups_Education and Capacity Building/Energy Behavior
Commercial | Com ¦ LED or Equivalent Sign Lighting | 2033 | SC A | GWh | After Competition Groups | 122.0437 | 2287227.2125 | 2.2872 | 8670.6165 | 0.014076 | 17 | Commercial_2033_SC A_GWh_After Competition Groups_17 | LED or Equivalent Sign Lighting | 1.408% | 2.2872 | 122.0437 | Commercial_2033_SC A_GWh_After Competition Groups_LED or Equivalent Sign Lighting
Commercial | Com ¦ Demand Control Ventilation | 2033 | SC A | GWh | After Competition Groups | 121.725 | 409136.4747 | 0.40914 | 8670.6165 | 0.014039 | 18 | Commercial_2033_SC A_GWh_After Competition Groups_18 | Demand Control Ventilation | 1.404% | 0.40914 | 121.725 | Commercial_2033_SC A_GWh_After Competition Groups_Demand Control Ventilation
Commercial | Com ¦ Advanced BAS/Controllers | 2033 | SC A | GWh | After Competition Groups | 121.4565 | 364603.4485 | 0.3646 | 8670.6165 | 0.014008 | 19 | Commercial_2033_SC A_GWh_After Competition Groups_19 | Advanced BAS/Controllers | 1.401% | 0.3646 | 121.4565 | Commercial_2033_SC A_GWh_After Competition Groups_Advanced BAS/Controllers
Commercial | Com ¦ Variable Frequency Drive (VFD) | 2033 | SC A | GWh | After Competition Groups | 116.5252 | 1899391.3191 | 1.8994 | 8670.6165 | 0.013439 | 20 | Commercial_2033_SC A_GWh_After Competition Groups_20 | Variable Frequency Drive (VFD) | 1.344% | 1.8994 | 116.5252 | Commercial_2033_SC A_GWh_After Competition Groups_Variable Frequency Drive (VFD)
Commercial | Com ¦ ENERGY STAR LED LAMPS (General Service Lamps) | 2033 | SC A | GWh | After Competition Groups | 112.1465 | 223383.2127 | 0.22338 | 8670.6165 | 0.012934 | 21 | Commercial_2033_SC A_GWh_After Competition Groups_21 | ENERGY STAR LED LAMPS (General Service Lamps) | 1.293% | 0.22338 | 112.1465 | Commercial_2033_SC A_GWh_After Competition Groups_ENERGY STAR LED LAMPS (General Service Lamps)
Commercial | Com ¦ VFD on Pumps | 2033 | SC A | GWh | After Competition Groups | 108.2646 | 1823445.4585 | 1.8234 | 8670.6165 | 0.012486 | 22 | Commercial_2033_SC A_GWh_After Competition Groups_22 | VFD on Pumps | 1.249% | 1.8234 | 108.2646 | Commercial_2033_SC A_GWh_After Competition Groups_VFD on Pumps
Commercial | Com ¦ Adaptive Thermostats | 2033 | SC A | GWh | After Competition Groups | 82.7447 | 1876272.5084 | 1.8763 | 8670.6165 | 0.0095431 | 23 | Commercial_2033_SC A_GWh_After Competition Groups_23 | Adaptive Thermostats | 0.9543% | 1.8763 | 82.7447 | Commercial_2033_SC A_GWh_After Competition Groups_Adaptive Thermostats
Commercial | Com ¦ ECM MOTORS FOR EVAPORATOR FANS for refrigeration (WALK-IN) | 2033 | SC A | GWh | After Competition Groups | 54.4163 | 1155310.3866 | 1.1553 | 8670.6165 | 0.0062759 | 24 | Commercial_2033_SC A_GWh_After Competition Groups_24 | ECM MOTORS FOR EVAPORATOR FANS for refrigeration (WALK-IN) | 0.6276% | 1.1553 | 54.4163 | Commercial_2033_SC A_GWh_After Competition Groups_ECM MOTORS FOR EVAPORATOR FANS for refrigeration (WALK-IN)
Commercial | Com ¦ Door Gasket Freezer/Refrigerator | 2033 | SC A | GWh | After Competition Groups | 52.8866 | 648606.444 | 0.64861 | 8670.6165 | 0.0060995 | 25 | Commercial_2033_SC A_GWh_After Competition Groups_25 | Door Gasket Freezer/Refrigerator | 0.61% | 0.64861 | 52.8866 | Commercial_2033_SC A_GWh_After Competition Groups_Door Gasket Freezer/Refrigerator
Commercial | Com ¦ Condensing Unit Heaters or other Efficient Unit Heating System | 2033 | SC A | GWh | After Competition Groups | 52.6198 | 34558.5845 | 0.034559 | 8670.6165 | 0.0060687 | 26 | Commercial_2033_SC A_GWh_After Competition Groups_26 | Condensing Unit Heaters or other Efficient Unit Heating System | 0.6069% | 0.034559 | 52.6198 | Commercial_2033_SC A_GWh_After Competition Groups_Condensing Unit Heaters or other Efficient Unit Heating System
Commercial | Com ¦ Air Handler with Dedicated Outdoor Air Systems | 2033 | SC A | GWh | After Competition Groups | 51.8393 | 0 | 0 | 8670.6165 | 0.0059787 | 27 | Commercial_2033_SC A_GWh_After Competition Groups_27 | Air Handler with Dedicated Outdoor Air Systems | 0.5979% | 0 | 51.8393 | Commercial_2033_SC A_GWh_After Competition Groups_Air Handler with Dedicated Outdoor Air Systems
Commercial | Com ¦ Demand Control Kitchen Ventilation | 2033 | SC A | GWh | After Competition Groups | 51.419 | 172615.9842 | 0.17262 | 8670.6165 | 0.0059303 | 28 | Commercial_2033_SC A_GWh_After Competition Groups_28 | Demand Control Kitchen Ventilation | 0.593% | 0.17262 | 51.419 | Commercial_2033_SC A_GWh_After Competition Groups_Demand Control Kitchen Ventilation
Commercial | Com ¦ Evaporator Fan Controls | 2033 | SC A | GWh | After Competition Groups | 43.5839 | 181245.265 | 0.18125 | 8670.6165 | 0.0050266 | 29 | Commercial_2033_SC A_GWh_After Competition Groups_29 | Evaporator Fan Controls | 0.5027% | 0.18125 | 43.5839 | Commercial_2033_SC A_GWh_After Competition Groups_Evaporator Fan Controls
Commercial | Com ¦ Refrigerated Display Case LED | 2033 | SC A | GWh | After Competition Groups | 40.1652 | 774235.17 | 0.77424 | 8670.6165 | 0.0046323 | 30 | Commercial_2033_SC A_GWh_After Competition Groups_30 | Refrigerated Display Case LED | 0.4632% | 0.77424 | 40.1652 | Commercial_2033_SC A_GWh_After Competition Groups_Refrigerated Display Case LED
Commercial | Com ¦ Unitary Air-Conditioning Unit | 2033 | SC A | GWh | After Competition Groups | 37.164 | 884925.3685 | 0.88493 | 8670.6165 | 0.0042862 | 31 | Commercial_2033_SC A_GWh_After Competition Groups_31 | Unitary Air-Conditioning Unit | 0.4286% | 0.88493 | 37.164 | Commercial_2033_SC A_GWh_After Competition Groups_Unitary Air-Conditioning Unit
Commercial | Com ¦ Freezer Case Light Sensor | 2033 | SC A | GWh | After Competition Groups | 36.5816 | 1333970.6179 | 1.334 | 8670.6165 | 0.004219 | 32 | Commercial_2033_SC A_GWh_After Competition Groups_32 | Freezer Case Light Sensor | 0.4219% | 1.334 | 36.5816 | Commercial_2033_SC A_GWh_After Competition Groups_Freezer Case Light Sensor
Commercial | Com ¦ Occupancy Sensors | 2033 | SC A | GWh | After Competition Groups | 30.1061 | 7222.7938 | 0.0072228 | 8670.6165 | 0.0034722 | 33 | Commercial_2033_SC A_GWh_After Competition Groups_33 | Occupancy Sensors | 0.3472% | 0.0072228 | 30.1061 | Commercial_2033_SC A_GWh_After Competition Groups_Occupancy Sensors
Commercial | Com ¦ ENERGY STAR Griddle (74% eff) | 2033 | SC A | GWh | After Competition Groups | 28.9598 | 223448.5148 | 0.22345 | 8670.6165 | 0.00334 | 34 | Commercial_2033_SC A_GWh_After Competition Groups_34 | ENERGY STAR Griddle (74% eff) | 0.334% | 0.22345 | 28.9598 | Commercial_2033_SC A_GWh_After Competition Groups_ENERGY STAR Griddle (74% eff)
Commercial | Com ¦ Chilled Water Optimization | 2033 | SC A | GWh | After Competition Groups | 21.3264 | 542713.8357 | 0.54271 | 8670.6165 | 0.0024596 | 35 | Commercial_2033_SC A_GWh_After Competition Groups_35 | Chilled Water Optimization | 0.246% | 0.54271 | 21.3264 | Commercial_2033_SC A_GWh_After Competition Groups_Chilled Water Optimization
Commercial | Com ¦ BEVERAGE VENDING MACHINE CONTROLS | 2033 | SC A | GWh | After Competition Groups | 19.9916 | 285018.8134 | 0.28502 | 8670.6165 | 0.0023057 | 36 | Commercial_2033_SC A_GWh_After Competition Groups_36 | BEVERAGE VENDING MACHINE CONTROLS | 0.2306% | 0.28502 | 19.9916 | Commercial_2033_SC A_GWh_After Competition Groups_BEVERAGE VENDING MACHINE CONTROLS
Commercial | Com ¦ Elec Storage WH 2.30 Et | 2033 | SC A | GWh | After Competition Groups | 19.2326 | 619257.2185 | 0.61926 | 8670.6165 | 0.0022181 | 37 | Commercial_2033_SC A_GWh_After Competition Groups_37 | Elec Storage WH 2.30 Et | 0.2218% | 0.61926 | 19.2326 | Commercial_2033_SC A_GWh_After Competition Groups_Elec Storage WH 2.30 Et
Commercial | Com ¦ Temperature Adjustment in Commercial Freezers | 2033 | SC A | GWh | After Competition Groups | 16.6825 | 0 | 0 | 8670.6165 | 0.001924 | 38 | Commercial_2033_SC A_GWh_After Competition Groups_38 | Temperature Adjustment in Commercial Freezers | 0.1924% | 0 | 16.6825 | Commercial_2033_SC A_GWh_After Competition Groups_Temperature Adjustment in Commercial Freezers
Commercial | Com ¦ CO Sensors for parking garage exhaust fans | 2033 | SC A | GWh | After Competition Groups | 14.7604 | 415886.5199 | 0.41589 | 8670.6165 | 0.0017023 | 39 | Commercial_2033_SC A_GWh_After Competition Groups_39 | CO Sensors for parking garage exhaust fans | 0.1702% | 0.41589 | 14.7604 | Commercial_2033_SC A_GWh_After Competition Groups_CO Sensors for parking garage exhaust fans
Commercial | Com ¦ Energy Efficient Laboratory Fume Hood | 2033 | SC A | GWh | After Competition Groups | 13.6249 | 382708.4448 | 0.38271 | 8670.6165 | 0.0015714 | 40 | Commercial_2033_SC A_GWh_After Competition Groups_40 | Energy Efficient Laboratory Fume Hood | 0.1571% | 0.38271 | 13.6249 | Commercial_2033_SC A_GWh_After Competition Groups_Energy Efficient Laboratory Fume Hood
Commercial | Com ¦ Vertical Night Covers | 2033 | SC A | GWh | After Competition Groups | 12.6659 | 137291.3024 | 0.13729 | 8670.6165 | 0.0014608 | 41 | Commercial_2033_SC A_GWh_After Competition Groups_41 | Vertical Night Covers | 0.1461% | 0.13729 | 12.6659 | Commercial_2033_SC A_GWh_After Competition Groups_Vertical Night Covers
Commercial | Com ¦ Outside Air Economizer | 2033 | SC A | GWh | After Competition Groups | 12.0018 | 118766.2465 | 0.11877 | 8670.6165 | 0.0013842 | 42 | Commercial_2033_SC A_GWh_After Competition Groups_42 | Outside Air Economizer | 0.1384% | 0.11877 | 12.0018 | Commercial_2033_SC A_GWh_After Competition Groups_Outside Air Economizer
Commercial | Com ¦ Duct Insulation, R8 | 2033 | SC A | GWh | After Competition Groups | 11.481 | 315383.7174 | 0.31538 | 8670.6165 | 0.0013241 | 43 | Commercial_2033_SC A_GWh_After Competition Groups_43 | Duct Insulation, R8 | 0.1324% | 0.31538 | 11.481 | Commercial_2033_SC A_GWh_After Competition Groups_Duct Insulation, R8
Commercial | Com ¦ Water Source Heat Pump (4 ton) | 2033 | SC A | GWh | After Competition Groups | 11.2663 | 377784.0806 | 0.37778 | 8670.6165 | 0.0012994 | 44 | Commercial_2033_SC A_GWh_After Competition Groups_44 | Water Source Heat Pump (4 ton) | 0.1299% | 0.37778 | 11.2663 | Commercial_2033_SC A_GWh_After Competition Groups_Water Source Heat Pump (4 ton)
Commercial | Com ¦ Water Heating (DHW) Pipe Insulation (Add 3/4\ Foam)" | 2033 | SC A | GWh | After Competition Groups | 11.1859 | 246540.9952 | 0.24654 | 8670.6165 | 0.0012901 | 45 | Commercial_2033_SC A_GWh_After Competition Groups_45 | Water Heating (DHW) Pipe Insulation (Add 3/4\ Foam)" | 0.129% | 0.24654 | 11.1859 | Commercial_2033_SC A_GWh_After Competition Groups_Water Heating (DHW) Pipe Insulation (Add 3/4\ Foam)"
Commercial | Com ¦ ENERGY STAR Fryer (84% eff) | 2033 | SC A | GWh | After Competition Groups | 10.607 | 156968.7279 | 0.15697 | 8670.6165 | 0.0012233 | 46 | Commercial_2033_SC A_GWh_After Competition Groups_46 | ENERGY STAR Fryer (84% eff) | 0.1223% | 0.15697 | 10.607 | Commercial_2033_SC A_GWh_After Competition Groups_ENERGY STAR Fryer (84% eff)
Commercial | Com ¦ Suction Pipe Insulation Freezer/Refrigerator | 2033 | SC A | GWh | After Competition Groups | 6.8542 | 139327.9876 | 0.13933 | 8670.6165 | 0.00079051 | 47 | Commercial_2033_SC A_GWh_After Competition Groups_47 | Suction Pipe Insulation Freezer/Refrigerator | 0.07905% | 0.13933 | 6.8542 | Commercial_2033_SC A_GWh_After Competition Groups_Suction Pipe Insulation Freezer/Refrigerator
Commercial | Com ¦ ENERGY STAR Dishwasher | 2033 | SC A | GWh | After Competition Groups | 5.3395 | 37150.9596 | 0.037151 | 8670.6165 | 0.00061582 | 48 | Commercial_2033_SC A_GWh_After Competition Groups_48 | ENERGY STAR Dishwasher | 0.06158% | 0.037151 | 5.3395 | Commercial_2033_SC A_GWh_After Competition Groups_ENERGY STAR Dishwasher
Commercial | Com ¦ ENERGY STAR Steam Cookers | 2033 | SC A | GWh | After Competition Groups | 5.0665 | 82106.1024 | 0.082106 | 8670.6165 | 0.00058433 | 49 | Commercial_2033_SC A_GWh_After Competition Groups_49 | ENERGY STAR Steam Cookers | 0.05843% | 0.082106 | 5.0665 | Commercial_2033_SC A_GWh_After Competition Groups_ENERGY STAR Steam Cookers
Commercial | Com ¦ Condensing Make Up Air Unit | 2033 | SC A | GWh | After Competition Groups | 3.4354 | 141859.0173 | 0.14186 | 8670.6165 | 0.00039621 | 50 | Commercial_2033_SC A_GWh_After Competition Groups_50 | Condensing Make Up Air Unit | 0.03962% | 0.14186 | 3.4354 | Commercial_2033_SC A_GWh_After Competition Groups_Condensing Make Up Air Unit
Commercial | Com ¦ Ozone Laundry Treatment | 2033 | SC A | GWh | After Competition Groups | 2.933 | 80531.2484 | 0.080531 | 8670.6165 | 0.00033827 | 51 | Commercial_2033_SC A_GWh_After Competition Groups_51 | Ozone Laundry Treatment | 0.03383% | 0.080531 | 2.933 | Commercial_2033_SC A_GWh_After Competition Groups_Ozone Laundry Treatment
Commercial | Com ¦ Thermostat Setback | 2033 | SC A | GWh | After Competition Groups | 2.3606 | 0 | 0 | 8670.6165 | 0.00027225 | 52 | Commercial_2033_SC A_GWh_After Competition Groups_52 | Thermostat Setback | 0.02722% | 0 | 2.3606 | Commercial_2033_SC A_GWh_After Competition Groups_Thermostat Setback
Commercial | Com ¦ Demand controlled Circulating Systems | 2033 | SC A | GWh | After Competition Groups | 2.2799 | 0 | 0 | 8670.6165 | 0.00026294 | 53 | Commercial_2033_SC A_GWh_After Competition Groups_53 | Demand controlled Circulating Systems | 0.02629% | 0 | 2.2799 | Commercial_2033_SC A_GWh_After Competition Groups_Demand controlled Circulating Systems
Commercial | Com ¦ ECM MOTORS FOR HVAC APPLICATION (FAN-POWERED VAV BOX) | 2033 | SC A | GWh | After Competition Groups | 1.722 | 39817.277 | 0.039817 | 8670.6165 | 0.00019861 | 54 | Commercial_2033_SC A_GWh_After Competition Groups_54 | ECM MOTORS FOR HVAC APPLICATION (FAN-POWERED VAV BOX) | 0.01986% | 0.039817 | 1.722 | Commercial_2033_SC A_GWh_After Competition Groups_ECM MOTORS FOR HVAC APPLICATION (FAN-POWERED VAV BOX)
Commercial | Com ¦ CEE Tier 2/Energy Star Clothes Washers | 2033 | SC A | GWh | After Competition Groups | 1.0511 | 11634.2729 | 0.011634 | 8670.6165 | 0.00012123 | 55 | Commercial_2033_SC A_GWh_After Competition Groups_55 | CEE Tier 2/Energy Star Clothes Washers | 0.01212% | 0.011634 | 1.0511 | Commercial_2033_SC A_GWh_After Competition Groups_CEE Tier 2/Energy Star Clothes Washers
Commercial | Com ¦ Solar Water Preheat (Pools/DHW) | 2033 | SC A | GWh | After Competition Groups | 1.0085 | 3893.5062 | 0.0038935 | 8670.6165 | 0.00011631 | 56 | Commercial_2033_SC A_GWh_After Competition Groups_56 | Solar Water Preheat (Pools/DHW) | 0.01163% | 0.0038935 | 1.0085 | Commercial_2033_SC A_GWh_After Competition Groups_Solar Water Preheat (Pools/DHW)
Commercial | Com ¦ Notched V belts for HVAC Systems | 2033 | SC A | GWh | After Competition Groups | 0.947 | 16433.8948 | 0.016434 | 8670.6165 | 0.00010922 | 57 | Commercial_2033_SC A_GWh_After Competition Groups_57 | Notched V belts for HVAC Systems | 0.01092% | 0.016434 | 0.947 | Commercial_2033_SC A_GWh_After Competition Groups_Notched V belts for HVAC Systems
Commercial | Com ¦ Auto Off Time Switch or Time Clock control | 2033 | SC A | GWh | After Competition Groups | 0.72272 | 90.7605 | 9.0761e-05 | 8670.6165 | 8.3353e-05 | 58 | Commercial_2033_SC A_GWh_After Competition Groups_58 | Auto Off Time Switch or Time Clock control | 0.008335% | 9.0761e-05 | 0.72272 | Commercial_2033_SC A_GWh_After Competition Groups_Auto Off Time Switch or Time Clock control
Commercial | COM ¦ Ductless Mini-Split Heat Pumps | 2033 | SC A | GWh | After Competition Groups | 0.70218 | 232.8751 | 0.00023288 | 8670.6165 | 8.0984e-05 | 59 | Commercial_2033_SC A_GWh_After Competition Groups_59 | Ductless Mini-Split Heat Pumps | 0.008098% | 0.00023288 | 0.70218 | Commercial_2033_SC A_GWh_After Competition Groups_Ductless Mini-Split Heat Pumps
Commercial | Com ¦ PTAC (12 EER/10,000 BTU) | 2033 | SC A | GWh | After Competition Groups | 0.57745 | 14385.4372 | 0.014385 | 8670.6165 | 6.6599e-05 | 60 | Commercial_2033_SC A_GWh_After Competition Groups_60 | PTAC (12 EER/10,000 BTU) | 0.00666% | 0.014385 | 0.57745 | Commercial_2033_SC A_GWh_After Competition Groups_PTAC (12 EER/10,000 BTU)
Commercial | Com ¦ Low Flow Pre-Rinse Spray Nozzle | 2033 | SC A | GWh | After Competition Groups | 0.52724 | 2362.2955 | 0.0023623 | 8670.6165 | 6.0807e-05 | 61 | Commercial_2033_SC A_GWh_After Competition Groups_61 | Low Flow Pre-Rinse Spray Nozzle | 0.006081% | 0.0023623 | 0.52724 | Commercial_2033_SC A_GWh_After Competition Groups_Low Flow Pre-Rinse Spray Nozzle
Commercial | Com ¦ LED RECESSED DOWNLIGHTS | 2033 | SC A | GWh | After Competition Groups | 0.39151 | 18693.2737 | 0.018693 | 8670.6165 | 4.5153e-05 | 62 | Commercial_2033_SC A_GWh_After Competition Groups_62 | LED RECESSED DOWNLIGHTS | 0.004515% | 0.018693 | 0.39151 | Commercial_2033_SC A_GWh_After Competition Groups_LED RECESSED DOWNLIGHTS
Commercial | Com ¦ HVAC Optimization | 2033 | SC A | GWh | After Competition Groups | 0.34021 | 210.19 | 0.00021019 | 8670.6165 | 3.9237e-05 | 63 | Commercial_2033_SC A_GWh_After Competition Groups_63 | HVAC Optimization | 0.003924% | 0.00021019 | 0.34021 | Commercial_2033_SC A_GWh_After Competition Groups_HVAC Optimization
Commercial | Com ¦ Commercial Hot Food Holding Cabinets | 2033 | SC A | GWh | After Competition Groups | 0.31249 | 3583.1392 | 0.0035831 | 8670.6165 | 3.604e-05 | 64 | Commercial_2033_SC A_GWh_After Competition Groups_64 | Commercial Hot Food Holding Cabinets | 0.003604% | 0.0035831 | 0.31249 | Commercial_2033_SC A_GWh_After Competition Groups_Commercial Hot Food Holding Cabinets
Commercial | Com ¦ High Efficiency Small Instantaneous Water Heater | 2033 | SC A | GWh | After Competition Groups | 0.25543 | 16277.1494 | 0.016277 | 8670.6165 | 2.9459e-05 | 65 | Commercial_2033_SC A_GWh_After Competition Groups_65 | High Efficiency Small Instantaneous Water Heater | 0.002946% | 0.016277 | 0.25543 | Commercial_2033_SC A_GWh_After Competition Groups_High Efficiency Small Instantaneous Water Heater
Commercial | Com ¦ Air Curtains | 2033 | SC A | GWh | After Competition Groups | 0.17559 | 4705.7045 | 0.0047057 | 8670.6165 | 2.0251e-05 | 66 | Commercial_2033_SC A_GWh_After Competition Groups_66 | Air Curtains | 0.002025% | 0.0047057 | 0.17559 | Commercial_2033_SC A_GWh_After Competition Groups_Air Curtains
Commercial | Com ¦ Wall Insulation | 2033 | SC A | GWh | After Competition Groups | 0.10313 | 46.8704 | 4.687e-05 | 8670.6165 | 1.1894e-05 | 67 | Commercial_2033_SC A_GWh_After Competition Groups_67 | Wall Insulation | 0.001189% | 4.687e-05 | 0.10313 | Commercial_2033_SC A_GWh_After Competition Groups_Wall Insulation
Commercial | Com ¦ Efficient compressor motor | 2033 | SC A | GWh | After Competition Groups | 0.096027 | 14611.6143 | 0.014612 | 8670.6165 | 1.1075e-05 | 68 | Commercial_2033_SC A_GWh_After Competition Groups_68 | Efficient compressor motor | 0.001107% | 0.014612 | 0.096027 | Commercial_2033_SC A_GWh_After Competition Groups_Efficient compressor motor
Commercial | Com ¦ Energy Recovery Ventilation and Ventilation (Enhanced) | 2033 | SC A | GWh | After Competition Groups | 0.090321 | 0 | 0 | 8670.6165 | 1.0417e-05 | 69 | Commercial_2033_SC A_GWh_After Competition Groups_69 | Energy Recovery Ventilation and Ventilation (Enhanced) | 0.001042% | 0 | 0.090321 | Commercial_2033_SC A_GWh_After Competition Groups_Energy Recovery Ventilation and Ventilation (Enhanced)
Commercial | Com ¦ Room AC (w/ louvered sides) 14 SEER from 12 SEER code | 2033 | SC A | GWh | After Competition Groups | 0.033391 | 1081.5918 | 0.0010816 | 8670.6165 | 3.8511e-06 | 70 | Commercial_2033_SC A_GWh_After Competition Groups_70 | Room AC (w/ louvered sides) 14 SEER from 12 SEER code | 0.0003851% | 0.0010816 | 0.033391 | Commercial_2033_SC A_GWh_After Competition Groups_Room AC (w/ louvered sides) 14 SEER from 12 SEER code
Commercial | Com ¦ VSD Air Compressor | 2033 | SC A | GWh | After Competition Groups | 0.032929 | 572.3872 | 0.00057239 | 8670.6165 | 3.7978e-06 | 71 | Commercial_2033_SC A_GWh_After Competition Groups_71 | VSD Air Compressor | 0.0003798% | 0.00057239 | 0.032929 | Commercial_2033_SC A_GWh_After Competition Groups_VSD Air Compressor
Commercial | Com ¦ EC Plug Fan for Data Center (under cabinet) | 2033 | SC A | GWh | After Competition Groups | 0.029541 | 1390.6209 | 0.0013906 | 8670.6165 | 3.407e-06 | 72 | Commercial_2033_SC A_GWh_After Competition Groups_72 | EC Plug Fan for Data Center (under cabinet) | 0.0003407% | 0.0013906 | 0.029541 | Commercial_2033_SC A_GWh_After Competition Groups_EC Plug Fan for Data Center (under cabinet)
Commercial | Com ¦ LLLC - Low Impact Application | 2033 | SC A | GWh | After Competition Groups | 0.024486 | 0.78599 | 7.8599e-07 | 8670.6165 | 2.824e-06 | 73 | Commercial_2033_SC A_GWh_After Competition Groups_73 | LLLC - Low Impact Application | 0.0002824% | 7.8599e-07 | 0.024486 | Commercial_2033_SC A_GWh_After Competition Groups_LLLC - Low Impact Application
Commercial | Com ¦ LLLC - High Impact Application | 2033 | SC A | GWh | After Competition Groups | 0.022963 | 0.094826 | 9.4826e-08 | 8670.6165 | 2.6484e-06 | 74 | Commercial_2033_SC A_GWh_After Competition Groups_74 | LLLC - High Impact Application | 0.0002648% | 9.4826e-08 | 0.022963 | Commercial_2033_SC A_GWh_After Competition Groups_LLLC - High Impact Application
Commercial | Com ¦ High Efficiency Chiller (avg of water and air cooled) | 2033 | SC A | GWh | After Competition Groups | 0.0055826 | 107.3144 | 0.00010731 | 8670.6165 | 6.4385e-07 | 75 | Commercial_2033_SC A_GWh_After Competition Groups_75 | High Efficiency Chiller (avg of water and air cooled) | 6.439e-05% | 0.00010731 | 0.0055826 | Commercial_2033_SC A_GWh_After Competition Groups_High Efficiency Chiller (avg of water and air cooled)
Commercial | Com ¦ Electric Convection Combination Ovens | 2033 | SC A | GWh | After Competition Groups | 0.0031278 | 3.5073 | 3.5073e-06 | 8670.6165 | 3.6074e-07 | 76 | Commercial_2033_SC A_GWh_After Competition Groups_76 | Electric Convection Combination Ovens | 3.607e-05% | 3.5073e-06 | 0.0031278 | Commercial_2033_SC A_GWh_After Competition Groups_Electric Convection Combination Ovens
Commercial | Com ¦ Networked/Connected - High Impact Application | 2033 | SC A | GWh | After Competition Groups | 0.00054829 | 4.6814e-06 | 4.6814e-12 | 8670.6165 | 6.3236e-08 | 77 | Commercial_2033_SC A_GWh_After Competition Groups_77 | Networked/Connected - High Impact Application | 6.324e-06% | 4.6814e-12 | 0.00054829 | Commercial_2033_SC A_GWh_After Competition Groups_Networked/Connected - High Impact Application
Commercial | Com ¦ Networked/Connected - Low Impact Application | 2033 | SC A | GWh | After Competition Groups | 2.5191e-05 | 0.00014675 | 1.4675e-10 | 8670.6165 | 2.9054e-09 | 78 | Commercial_2033_SC A_GWh_After Competition Groups_78 | Networked/Connected - Low Impact Application | 2.905e-07% | 1.4675e-10 | 2.5191e-05 | Commercial_2033_SC A_GWh_After Competition Groups_Networked/Connected - Low Impact Application
Commercial | Com ¦ Indoor Daylight Sensors/Photocell Dimming Control | 2033 | SC A | GWh | After Competition Groups | 0 | 0 | 0 | 8670.6165 | 0 | 79 | Commercial_2033_SC A_GWh_After Competition Groups_79 | Indoor Daylight Sensors/Photocell Dimming Control | 0% | 0 | 0 | Commercial_2033_SC A_GWh_After Competition Groups_Indoor Daylight Sensors/Photocell Dimming Control
Commercial | Com ¦ Variable Refrigerant Flow Heat Pump | 2033 | SC A | GWh | After Competition Groups | 0 | 0 | 0 | 8670.6165 | 0 | 80 | Commercial_2033_SC A_GWh_After Competition Groups_80 | Variable Refrigerant Flow Heat Pump | 0% | 0 | 0 | Commercial_2033_SC A_GWh_After Competition Groups_Variable Refrigerant Flow Heat Pump
Commercial | Com ¦ Building Recommissioning, Operations and Maintenance (O&M) Improvements | 2033 | SC B | GWh | After Competition Groups | 1145.4915 | 5733778.4881 | 5.7338 | 11358.1811 | 0.10085 | 1 | Commercial_2033_SC B_GWh_After Competition Groups_1 | Building Recommissioning, Operations and Maintenance (O&M) Improvements | 10.09% | 5.7338 | 1145.4915 | Commercial_2033_SC B_GWh_After Competition Groups_Building Recommissioning, Operations and Maintenance (O&M) Improvements
Commercial | Com ¦ LED Low/High Bay | 2033 | SC B | GWh | After Competition Groups | 1090.7805 | 50404450.0302 | 50.4045 | 11358.1811 | 0.096035 | 2 | Commercial_2033_SC B_GWh_After Competition Groups_2 | LED Low/High Bay | 9.603% | 50.4045 | 1090.7805 | Commercial_2033_SC B_GWh_After Competition Groups_LED Low/High Bay
Commercial | Com ¦ LED Troffer/Surface/Suspended | 2033 | SC B | GWh | After Competition Groups | 965.8476 | 29070047.4422 | 29.07 | 11358.1811 | 0.085035 | 3 | Commercial_2033_SC B_GWh_After Competition Groups_3 | LED Troffer/Surface/Suspended | 8.504% | 29.07 | 965.8476 | Commercial_2033_SC B_GWh_After Competition Groups_LED Troffer/Surface/Suspended
Commercial | Com ¦ ENERGY STAR LED LAMPS (REFLECTOR LAMPs/MR16/PAR 16) | 2033 | SC B | GWh | After Competition Groups | 931.8245 | 1466744.6978 | 1.4667 | 11358.1811 | 0.08204 | 4 | Commercial_2033_SC B_GWh_After Competition Groups_4 | ENERGY STAR LED LAMPS (REFLECTOR LAMPs/MR16/PAR 16) | 8.204% | 1.4667 | 931.8245 | Commercial_2033_SC B_GWh_After Competition Groups_ENERGY STAR LED LAMPS (REFLECTOR LAMPs/MR16/PAR 16)
Commercial | Com ¦ Education and Capacity Building/Energy Behavior | 2033 | SC B | GWh | After Competition Groups | 621.4997 | 6685964.7152 | 6.686 | 11358.1811 | 0.054718 | 5 | Commercial_2033_SC B_GWh_After Competition Groups_5 | Education and Capacity Building/Energy Behavior | 5.472% | 6.686 | 621.4997 | Commercial_2033_SC B_GWh_After Competition Groups_Education and Capacity Building/Energy Behavior
Commercial | Com ¦ LED EXTERIOR AREA LIGHTS - LED fixture (200W) | 2033 | SC B | GWh | After Competition Groups | 611.5373 | 505355.5013 | 0.50536 | 11358.1811 | 0.053841 | 6 | Commercial_2033_SC B_GWh_After Competition Groups_6 | LED EXTERIOR AREA LIGHTS - LED fixture (200W) | 5.384% | 0.50536 | 611.5373 | Commercial_2033_SC B_GWh_After Competition Groups_LED EXTERIOR AREA LIGHTS - LED fixture (200W)
Commercial | Com ¦ LED parking lot fixture | 2033 | SC B | GWh | After Competition Groups | 584.8138 | 3045260.6361 | 3.0453 | 11358.1811 | 0.051488 | 7 | Commercial_2033_SC B_GWh_After Competition Groups_7 | LED parking lot fixture | 5.149% | 3.0453 | 584.8138 | Commercial_2033_SC B_GWh_After Competition Groups_LED parking lot fixture
Commercial | Com ¦ LED Replacement Lamp (Tube) | 2033 | SC B | GWh | After Competition Groups | 571.9977 | 0 | 0 | 11358.1811 | 0.05036 | 8 | Commercial_2033_SC B_GWh_After Competition Groups_8 | LED Replacement Lamp (Tube) | 5.036% | 0 | 571.9977 | Commercial_2033_SC B_GWh_After Competition Groups_LED Replacement Lamp (Tube)
Commercial | Com ¦ Furnace Tune-Up | 2033 | SC B | GWh | After Competition Groups | 571.6737 | 49225.9983 | 0.049226 | 11358.1811 | 0.050331 | 9 | Commercial_2033_SC B_GWh_After Competition Groups_9 | Furnace Tune-Up | 5.033% | 0.049226 | 571.6737 | Commercial_2033_SC B_GWh_After Competition Groups_Furnace Tune-Up
Commercial | Com ¦ LED street light fixture | 2033 | SC B | GWh | After Competition Groups | 369.0178 | 6074698.126 | 6.0747 | 11358.1811 | 0.032489 | 10 | Commercial_2033_SC B_GWh_After Competition Groups_10 | LED street light fixture | 3.249% | 6.0747 | 369.0178 | Commercial_2033_SC B_GWh_After Competition Groups_LED street light fixture
Commercial | Com ¦ Refrigerated Display Case Doors | 2033 | SC B | GWh | After Competition Groups | 271.6419 | 14600711.3082 | 14.6007 | 11358.1811 | 0.023916 | 11 | Commercial_2033_SC B_GWh_After Competition Groups_11 | Refrigerated Display Case Doors | 2.392% | 14.6007 | 271.6419 | Commercial_2033_SC B_GWh_After Competition Groups_Refrigerated Display Case Doors
Commercial | Com ¦ Demand Control Ventilation | 2033 | SC B | GWh | After Competition Groups | 254.6778 | 3302049.8917 | 3.302 | 11358.1811 | 0.022422 | 12 | Commercial_2033_SC B_GWh_After Competition Groups_12 | Demand Control Ventilation | 2.242% | 3.302 | 254.6778 | Commercial_2033_SC B_GWh_After Competition Groups_Demand Control Ventilation
Commercial | Com ¦ Reach-in Shaded Pole to ECM/PSC Evaporator Fan Motor | 2033 | SC B | GWh | After Competition Groups | 248.2711 | 2414736.9719 | 2.4147 | 11358.1811 | 0.021858 | 13 | Commercial_2033_SC B_GWh_After Competition Groups_13 | Reach-in Shaded Pole to ECM/PSC Evaporator Fan Motor | 2.186% | 2.4147 | 248.2711 | Commercial_2033_SC B_GWh_After Competition Groups_Reach-in Shaded Pole to ECM/PSC Evaporator Fan Motor
Commercial | Com ¦ High Efficiency Air Source Heat Pump | 2033 | SC B | GWh | After Competition Groups | 247.0273 | 1332799.3491 | 1.3328 | 11358.1811 | 0.021749 | 14 | Commercial_2033_SC B_GWh_After Competition Groups_14 | High Efficiency Air Source Heat Pump | 2.175% | 1.3328 | 247.0273 | Commercial_2033_SC B_GWh_After Competition Groups_High Efficiency Air Source Heat Pump
Commercial | Com ¦ Data Center Storage/Server Virtualization | 2033 | SC B | GWh | After Competition Groups | 241.7898 | 0 | 0 | 11358.1811 | 0.021288 | 15 | Commercial_2033_SC B_GWh_After Competition Groups_15 | Data Center Storage/Server Virtualization | 2.129% | 0 | 241.7898 | Commercial_2033_SC B_GWh_After Competition Groups_Data Center Storage/Server Virtualization
Commercial | Com ¦ Strip Curtains | 2033 | SC B | GWh | After Competition Groups | 238.8403 | 125344.1449 | 0.12534 | 11358.1811 | 0.021028 | 16 | Commercial_2033_SC B_GWh_After Competition Groups_16 | Strip Curtains | 2.103% | 0.12534 | 238.8403 | Commercial_2033_SC B_GWh_After Competition Groups_Strip Curtains
Commercial | Com ¦ Advanced BAS/Controllers | 2033 | SC B | GWh | After Competition Groups | 213.4641 | 1310636.9553 | 1.3106 | 11358.1811 | 0.018794 | 17 | Commercial_2033_SC B_GWh_After Competition Groups_17 | Advanced BAS/Controllers | 1.879% | 1.3106 | 213.4641 | Commercial_2033_SC B_GWh_After Competition Groups_Advanced BAS/Controllers
Commercial | Com ¦ Variable Frequency Drive (VFD) | 2033 | SC B | GWh | After Competition Groups | 189.7613 | 812590.0975 | 0.81259 | 11358.1811 | 0.016707 | 18 | Commercial_2033_SC B_GWh_After Competition Groups_18 | Variable Frequency Drive (VFD) | 1.671% | 0.81259 | 189.7613 | Commercial_2033_SC B_GWh_After Competition Groups_Variable Frequency Drive (VFD)
Commercial | Com ¦ Centrally controlled desktop PC/NETWORK PC POWER MANAGEMENT SOFTWARE | 2033 | SC B | GWh | After Competition Groups | 177.6935 | 610835.6503 | 0.61084 | 11358.1811 | 0.015645 | 19 | Commercial_2033_SC B_GWh_After Competition Groups_19 | Centrally controlled desktop PC/NETWORK PC POWER MANAGEMENT SOFTWARE | 1.564% | 0.61084 | 177.6935 | Commercial_2033_SC B_GWh_After Competition Groups_Centrally controlled desktop PC/NETWORK PC POWER MANAGEMENT SOFTWARE
Commercial | Com ¦ VFD on Pumps | 2033 | SC B | GWh | After Competition Groups | 177.4852 | 826828.3082 | 0.82683 | 11358.1811 | 0.015626 | 20 | Commercial_2033_SC B_GWh_After Competition Groups_20 | VFD on Pumps | 1.563% | 0.82683 | 177.4852 | Commercial_2033_SC B_GWh_After Competition Groups_VFD on Pumps
Commercial | Com ¦ LED or Equivalent Sign Lighting | 2033 | SC B | GWh | After Competition Groups | 164.8638 | 4351856.4028 | 4.3519 | 11358.1811 | 0.014515 | 21 | Commercial_2033_SC B_GWh_After Competition Groups_21 | LED or Equivalent Sign Lighting | 1.451% | 4.3519 | 164.8638 | Commercial_2033_SC B_GWh_After Competition Groups_LED or Equivalent Sign Lighting
Commercial | Com ¦ Air Handler with Dedicated Outdoor Air Systems | 2033 | SC B | GWh | After Competition Groups | 144.2591 | 0 | 0 | 11358.1811 | 0.012701 | 22 | Commercial_2033_SC B_GWh_After Competition Groups_22 | Air Handler with Dedicated Outdoor Air Systems | 1.27% | 0 | 144.2591 | Commercial_2033_SC B_GWh_After Competition Groups_Air Handler with Dedicated Outdoor Air Systems
Commercial | Com ¦ Adaptive Thermostats | 2033 | SC B | GWh | After Competition Groups | 137.8283 | 2285995.0026 | 2.286 | 11358.1811 | 0.012135 | 23 | Commercial_2033_SC B_GWh_After Competition Groups_23 | Adaptive Thermostats | 1.213% | 2.286 | 137.8283 | Commercial_2033_SC B_GWh_After Competition Groups_Adaptive Thermostats
Commercial | Com ¦ Unitary Air-Conditioning Unit | 2033 | SC B | GWh | After Competition Groups | 115.1861 | 12328503.3513 | 12.3285 | 11358.1811 | 0.010141 | 24 | Commercial_2033_SC B_GWh_After Competition Groups_24 | Unitary Air-Conditioning Unit | 1.014% | 12.3285 | 115.1861 | Commercial_2033_SC B_GWh_After Competition Groups_Unitary Air-Conditioning Unit
Commercial | Com ¦ ENERGY STAR LED LAMPS (General Service Lamps) | 2033 | SC B | GWh | After Competition Groups | 112.1465 | 223360.8744 | 0.22336 | 11358.1811 | 0.0098736 | 25 | Commercial_2033_SC B_GWh_After Competition Groups_25 | ENERGY STAR LED LAMPS (General Service Lamps) | 0.9874% | 0.22336 | 112.1465 | Commercial_2033_SC B_GWh_After Competition Groups_ENERGY STAR LED LAMPS (General Service Lamps)
Commercial | Com ¦ Door Gasket Freezer/Refrigerator | 2033 | SC B | GWh | After Competition Groups | 93.206 | 1286258.0678 | 1.2863 | 11358.1811 | 0.0082061 | 26 | Commercial_2033_SC B_GWh_After Competition Groups_26 | Door Gasket Freezer/Refrigerator | 0.8206% | 1.2863 | 93.206 | Commercial_2033_SC B_GWh_After Competition Groups_Door Gasket Freezer/Refrigerator
Commercial | Com ¦ ECM MOTORS FOR EVAPORATOR FANS for refrigeration (WALK-IN) | 2033 | SC B | GWh | After Competition Groups | 89.5027 | 507694.6117 | 0.50769 | 11358.1811 | 0.00788 | 27 | Commercial_2033_SC B_GWh_After Competition Groups_27 | ECM MOTORS FOR EVAPORATOR FANS for refrigeration (WALK-IN) | 0.788% | 0.50769 | 89.5027 | Commercial_2033_SC B_GWh_After Competition Groups_ECM MOTORS FOR EVAPORATOR FANS for refrigeration (WALK-IN)
Commercial | Com ¦ Condensing Unit Heaters or other Efficient Unit Heating System | 2033 | SC B | GWh | After Competition Groups | 86.0116 | 14794.7698 | 0.014795 | 11358.1811 | 0.0075727 | 28 | Commercial_2033_SC B_GWh_After Competition Groups_28 | Condensing Unit Heaters or other Efficient Unit Heating System | 0.7573% | 0.014795 | 86.0116 | Commercial_2033_SC B_GWh_After Competition Groups_Condensing Unit Heaters or other Efficient Unit Heating System
Commercial | Com ¦ Demand Control Kitchen Ventilation | 2033 | SC B | GWh | After Competition Groups | 81.2727 | 268595.7715 | 0.2686 | 11358.1811 | 0.0071554 | 29 | Commercial_2033_SC B_GWh_After Competition Groups_29 | Demand Control Kitchen Ventilation | 0.7155% | 0.2686 | 81.2727 | Commercial_2033_SC B_GWh_After Competition Groups_Demand Control Kitchen Ventilation
Commercial | Com ¦ Freezer Case Light Sensor | 2033 | SC B | GWh | After Competition Groups | 73.6468 | 1127848.0391 | 1.1278 | 11358.1811 | 0.006484 | 30 | Commercial_2033_SC B_GWh_After Competition Groups_30 | Freezer Case Light Sensor | 0.6484% | 1.1278 | 73.6468 | Commercial_2033_SC B_GWh_After Competition Groups_Freezer Case Light Sensor
Commercial | Com ¦ Evaporator Fan Controls | 2033 | SC B | GWh | After Competition Groups | 71.8401 | 80350.8685 | 0.080351 | 11358.1811 | 0.006325 | 31 | Commercial_2033_SC B_GWh_After Competition Groups_31 | Evaporator Fan Controls | 0.6325% | 0.080351 | 71.8401 | Commercial_2033_SC B_GWh_After Competition Groups_Evaporator Fan Controls
Commercial | Com ¦ Refrigerated Display Case LED | 2033 | SC B | GWh | After Competition Groups | 69.9899 | 1783671.4492 | 1.7837 | 11358.1811 | 0.0061621 | 32 | Commercial_2033_SC B_GWh_After Competition Groups_32 | Refrigerated Display Case LED | 0.6162% | 1.7837 | 69.9899 | Commercial_2033_SC B_GWh_After Competition Groups_Refrigerated Display Case LED
Commercial | Com ¦ BEVERAGE VENDING MACHINE CONTROLS | 2033 | SC B | GWh | After Competition Groups | 34.0474 | 299772.3152 | 0.29977 | 11358.1811 | 0.0029976 | 33 | Commercial_2033_SC B_GWh_After Competition Groups_33 | BEVERAGE VENDING MACHINE CONTROLS | 0.2998% | 0.29977 | 34.0474 | Commercial_2033_SC B_GWh_After Competition Groups_BEVERAGE VENDING MACHINE CONTROLS
Commercial | Com ¦ Elec Storage WH 2.30 Et | 2033 | SC B | GWh | After Competition Groups | 31.0258 | 324923.4692 | 0.32492 | 11358.1811 | 0.0027316 | 34 | Commercial_2033_SC B_GWh_After Competition Groups_34 | Elec Storage WH 2.30 Et | 0.2732% | 0.32492 | 31.0258 | Commercial_2033_SC B_GWh_After Competition Groups_Elec Storage WH 2.30 Et
Commercial | Com ¦ Occupancy Sensors | 2033 | SC B | GWh | After Competition Groups | 30.1061 | 7222.0702 | 0.0072221 | 11358.1811 | 0.0026506 | 35 | Commercial_2033_SC B_GWh_After Competition Groups_35 | Occupancy Sensors | 0.2651% | 0.0072221 | 30.1061 | Commercial_2033_SC B_GWh_After Competition Groups_Occupancy Sensors
Commercial | Com ¦ ENERGY STAR Griddle (74% eff) | 2033 | SC B | GWh | After Competition Groups | 28.9596 | 223425.1805 | 0.22343 | 11358.1811 | 0.0025497 | 36 | Commercial_2033_SC B_GWh_After Competition Groups_36 | ENERGY STAR Griddle (74% eff) | 0.255% | 0.22343 | 28.9596 | Commercial_2033_SC B_GWh_After Competition Groups_ENERGY STAR Griddle (74% eff)
Commercial | Com ¦ Chilled Water Optimization | 2033 | SC B | GWh | After Competition Groups | 27.9302 | 1785971.5384 | 1.786 | 11358.1811 | 0.002459 | 37 | Commercial_2033_SC B_GWh_After Competition Groups_37 | Chilled Water Optimization | 0.2459% | 1.786 | 27.9302 | Commercial_2033_SC B_GWh_After Competition Groups_Chilled Water Optimization
Commercial | Com ¦ Temperature Adjustment in Commercial Freezers | 2033 | SC B | GWh | After Competition Groups | 27.4791 | 0 | 0 | 11358.1811 | 0.0024193 | 38 | Commercial_2033_SC B_GWh_After Competition Groups_38 | Temperature Adjustment in Commercial Freezers | 0.2419% | 0 | 27.4791 | Commercial_2033_SC B_GWh_After Competition Groups_Temperature Adjustment in Commercial Freezers
Commercial | Com ¦ CO Sensors for parking garage exhaust fans | 2033 | SC B | GWh | After Competition Groups | 26.1297 | 568773.7638 | 0.56877 | 11358.1811 | 0.0023005 | 39 | Commercial_2033_SC B_GWh_After Competition Groups_39 | CO Sensors for parking garage exhaust fans | 0.2301% | 0.56877 | 26.1297 | Commercial_2033_SC B_GWh_After Competition Groups_CO Sensors for parking garage exhaust fans
Commercial | Com ¦ Energy Efficient Laboratory Fume Hood | 2033 | SC B | GWh | After Competition Groups | 23.9629 | 263862.3763 | 0.26386 | 11358.1811 | 0.0021097 | 40 | Commercial_2033_SC B_GWh_After Competition Groups_40 | Energy Efficient Laboratory Fume Hood | 0.211% | 0.26386 | 23.9629 | Commercial_2033_SC B_GWh_After Competition Groups_Energy Efficient Laboratory Fume Hood
Commercial | Com ¦ Vertical Night Covers | 2033 | SC B | GWh | After Competition Groups | 21.3099 | 77941.9432 | 0.077942 | 11358.1811 | 0.0018762 | 41 | Commercial_2033_SC B_GWh_After Competition Groups_41 | Vertical Night Covers | 0.1876% | 0.077942 | 21.3099 | Commercial_2033_SC B_GWh_After Competition Groups_Vertical Night Covers
Commercial | Com ¦ Water Source Heat Pump (4 ton) | 2033 | SC B | GWh | After Competition Groups | 20.9978 | 1512969.1836 | 1.513 | 11358.1811 | 0.0018487 | 42 | Commercial_2033_SC B_GWh_After Competition Groups_42 | Water Source Heat Pump (4 ton) | 0.1849% | 1.513 | 20.9978 | Commercial_2033_SC B_GWh_After Competition Groups_Water Source Heat Pump (4 ton)
Commercial | Com ¦ Duct Insulation, R8 | 2033 | SC B | GWh | After Competition Groups | 19.0697 | 149318.3069 | 0.14932 | 11358.1811 | 0.0016789 | 43 | Commercial_2033_SC B_GWh_After Competition Groups_43 | Duct Insulation, R8 | 0.1679% | 0.14932 | 19.0697 | Commercial_2033_SC B_GWh_After Competition Groups_Duct Insulation, R8
Commercial | Com ¦ Water Heating (DHW) Pipe Insulation (Add 3/4\ Foam)" | 2033 | SC B | GWh | After Competition Groups | 18.3708 | 107670.6143 | 0.10767 | 11358.1811 | 0.0016174 | 44 | Commercial_2033_SC B_GWh_After Competition Groups_44 | Water Heating (DHW) Pipe Insulation (Add 3/4\ Foam)" | 0.1617% | 0.10767 | 18.3708 | Commercial_2033_SC B_GWh_After Competition Groups_Water Heating (DHW) Pipe Insulation (Add 3/4\ Foam)"
Commercial | Com ¦ Outside Air Economizer | 2033 | SC B | GWh | After Competition Groups | 17.0363 | 78928.4918 | 0.078928 | 11358.1811 | 0.0014999 | 45 | Commercial_2033_SC B_GWh_After Competition Groups_45 | Outside Air Economizer | 0.15% | 0.078928 | 17.0363 | Commercial_2033_SC B_GWh_After Competition Groups_Outside Air Economizer
Commercial | Com ¦ Suction Pipe Insulation Freezer/Refrigerator | 2033 | SC B | GWh | After Competition Groups | 11.6525 | 76618.9744 | 0.076619 | 11358.1811 | 0.0010259 | 46 | Commercial_2033_SC B_GWh_After Competition Groups_46 | Suction Pipe Insulation Freezer/Refrigerator | 0.1026% | 0.076619 | 11.6525 | Commercial_2033_SC B_GWh_After Competition Groups_Suction Pipe Insulation Freezer/Refrigerator
Commercial | Com ¦ ENERGY STAR Fryer (84% eff) | 2033 | SC B | GWh | After Competition Groups | 10.6069 | 156952.2301 | 0.15695 | 11358.1811 | 0.00093386 | 47 | Commercial_2033_SC B_GWh_After Competition Groups_47 | ENERGY STAR Fryer (84% eff) | 0.09339% | 0.15695 | 10.6069 | Commercial_2033_SC B_GWh_After Competition Groups_ENERGY STAR Fryer (84% eff)
Commercial | Com ¦ Condensing Make Up Air Unit | 2033 | SC B | GWh | After Competition Groups | 6.6047 | 693781.7924 | 0.69378 | 11358.1811 | 0.00058149 | 48 | Commercial_2033_SC B_GWh_After Competition Groups_48 | Condensing Make Up Air Unit | 0.05815% | 0.69378 | 6.6047 | Commercial_2033_SC B_GWh_After Competition Groups_Condensing Make Up Air Unit
Commercial | Com ¦ ENERGY STAR Dishwasher | 2033 | SC B | GWh | After Competition Groups | 6.2854 | 37146.905 | 0.037147 | 11358.1811 | 0.00055338 | 49 | Commercial_2033_SC B_GWh_After Competition Groups_49 | ENERGY STAR Dishwasher | 0.05534% | 0.037147 | 6.2854 | Commercial_2033_SC B_GWh_After Competition Groups_ENERGY STAR Dishwasher
Commercial | Com ¦ Ozone Laundry Treatment | 2033 | SC B | GWh | After Competition Groups | 5.8755 | 147007.3735 | 0.14701 | 11358.1811 | 0.00051729 | 50 | Commercial_2033_SC B_GWh_After Competition Groups_50 | Ozone Laundry Treatment | 0.05173% | 0.14701 | 5.8755 | Commercial_2033_SC B_GWh_After Competition Groups_Ozone Laundry Treatment
Commercial | Com ¦ ENERGY STAR Steam Cookers | 2033 | SC B | GWh | After Competition Groups | 5.0665 | 82097.0716 | 0.082097 | 11358.1811 | 0.00044606 | 51 | Commercial_2033_SC B_GWh_After Competition Groups_51 | ENERGY STAR Steam Cookers | 0.04461% | 0.082097 | 5.0665 | Commercial_2033_SC B_GWh_After Competition Groups_ENERGY STAR Steam Cookers
Commercial | Com ¦ Demand controlled Circulating Systems | 2033 | SC B | GWh | After Competition Groups | 3.9571 | 0 | 0 | 11358.1811 | 0.00034839 | 52 | Commercial_2033_SC B_GWh_After Competition Groups_52 | Demand controlled Circulating Systems | 0.03484% | 0 | 3.9571 | Commercial_2033_SC B_GWh_After Competition Groups_Demand controlled Circulating Systems
Commercial | Com ¦ ECM MOTORS FOR HVAC APPLICATION (FAN-POWERED VAV BOX) | 2033 | SC B | GWh | After Competition Groups | 2.571 | 30469.8698 | 0.03047 | 11358.1811 | 0.00022636 | 53 | Commercial_2033_SC B_GWh_After Competition Groups_53 | ECM MOTORS FOR HVAC APPLICATION (FAN-POWERED VAV BOX) | 0.02264% | 0.03047 | 2.571 | Commercial_2033_SC B_GWh_After Competition Groups_ECM MOTORS FOR HVAC APPLICATION (FAN-POWERED VAV BOX)
Commercial | Com ¦ Thermostat Setback | 2033 | SC B | GWh | After Competition Groups | 2.3768 | 0 | 0 | 11358.1811 | 0.00020926 | 54 | Commercial_2033_SC B_GWh_After Competition Groups_54 | Thermostat Setback | 0.02093% | 0 | 2.3768 | Commercial_2033_SC B_GWh_After Competition Groups_Thermostat Setback
Commercial | Com ¦ Solar Water Preheat (Pools/DHW) | 2033 | SC B | GWh | After Competition Groups | 1.9575 | 5370.6527 | 0.0053707 | 11358.1811 | 0.00017234 | 55 | Commercial_2033_SC B_GWh_After Competition Groups_55 | Solar Water Preheat (Pools/DHW) | 0.01723% | 0.0053707 | 1.9575 | Commercial_2033_SC B_GWh_After Competition Groups_Solar Water Preheat (Pools/DHW)
Commercial | Com ¦ Notched V belts for HVAC Systems | 2033 | SC B | GWh | After Competition Groups | 1.4884 | 30069.4176 | 0.030069 | 11358.1811 | 0.00013105 | 56 | Commercial_2033_SC B_GWh_After Competition Groups_56 | Notched V belts for HVAC Systems | 0.0131% | 0.030069 | 1.4884 | Commercial_2033_SC B_GWh_After Competition Groups_Notched V belts for HVAC Systems
Commercial | Com ¦ CEE Tier 2/Energy Star Clothes Washers | 2033 | SC B | GWh | After Competition Groups | 1.2089 | 17270.9801 | 0.017271 | 11358.1811 | 0.00010644 | 57 | Commercial_2033_SC B_GWh_After Competition Groups_57 | CEE Tier 2/Energy Star Clothes Washers | 0.01064% | 0.017271 | 1.2089 | Commercial_2033_SC B_GWh_After Competition Groups_CEE Tier 2/Energy Star Clothes Washers
Commercial | Com ¦ PTAC (12 EER/10,000 BTU) | 2033 | SC B | GWh | After Competition Groups | 1.1954 | 38323.0525 | 0.038323 | 11358.1811 | 0.00010524 | 58 | Commercial_2033_SC B_GWh_After Competition Groups_58 | PTAC (12 EER/10,000 BTU) | 0.01052% | 0.038323 | 1.1954 | Commercial_2033_SC B_GWh_After Competition Groups_PTAC (12 EER/10,000 BTU)
Commercial | Com ¦ Auto Off Time Switch or Time Clock control | 2033 | SC B | GWh | After Competition Groups | 1.1845 | 65.2567 | 6.5257e-05 | 11358.1811 | 0.00010428 | 59 | Commercial_2033_SC B_GWh_After Competition Groups_59 | Auto Off Time Switch or Time Clock control | 0.01043% | 6.5257e-05 | 1.1845 | Commercial_2033_SC B_GWh_After Competition Groups_Auto Off Time Switch or Time Clock control
Commercial | COM ¦ Ductless Mini-Split Heat Pumps | 2033 | SC B | GWh | After Competition Groups | 0.91064 | 248.3951 | 0.0002484 | 11358.1811 | 8.0175e-05 | 60 | Commercial_2033_SC B_GWh_After Competition Groups_60 | Ductless Mini-Split Heat Pumps | 0.008017% | 0.0002484 | 0.91064 | Commercial_2033_SC B_GWh_After Competition Groups_Ductless Mini-Split Heat Pumps
Commercial | Com ¦ Efficient compressor motor | 2033 | SC B | GWh | After Competition Groups | 0.6948 | 303507.911 | 0.30351 | 11358.1811 | 6.1172e-05 | 61 | Commercial_2033_SC B_GWh_After Competition Groups_61 | Efficient compressor motor | 0.006117% | 0.30351 | 0.6948 | Commercial_2033_SC B_GWh_After Competition Groups_Efficient compressor motor
Commercial | Com ¦ High Efficiency Small Instantaneous Water Heater | 2033 | SC B | GWh | After Competition Groups | 0.64954 | 39251.0671 | 0.039251 | 11358.1811 | 5.7187e-05 | 62 | Commercial_2033_SC B_GWh_After Competition Groups_62 | High Efficiency Small Instantaneous Water Heater | 0.005719% | 0.039251 | 0.64954 | Commercial_2033_SC B_GWh_After Competition Groups_High Efficiency Small Instantaneous Water Heater
Commercial | Com ¦ Low Flow Pre-Rinse Spray Nozzle | 2033 | SC B | GWh | After Competition Groups | 0.63003 | 1783.6944 | 0.0017837 | 11358.1811 | 5.547e-05 | 63 | Commercial_2033_SC B_GWh_After Competition Groups_63 | Low Flow Pre-Rinse Spray Nozzle | 0.005547% | 0.0017837 | 0.63003 | Commercial_2033_SC B_GWh_After Competition Groups_Low Flow Pre-Rinse Spray Nozzle
Commercial | Com ¦ LED RECESSED DOWNLIGHTS | 2033 | SC B | GWh | After Competition Groups | 0.42879 | 42072.6208 | 0.042073 | 11358.1811 | 3.7752e-05 | 64 | Commercial_2033_SC B_GWh_After Competition Groups_64 | LED RECESSED DOWNLIGHTS | 0.003775% | 0.042073 | 0.42879 | Commercial_2033_SC B_GWh_After Competition Groups_LED RECESSED DOWNLIGHTS
Commercial | Com ¦ Commercial Hot Food Holding Cabinets | 2033 | SC B | GWh | After Competition Groups | 0.41405 | 3781.1219 | 0.0037811 | 11358.1811 | 3.6454e-05 | 65 | Commercial_2033_SC B_GWh_After Competition Groups_65 | Commercial Hot Food Holding Cabinets | 0.003645% | 0.0037811 | 0.41405 | Commercial_2033_SC B_GWh_After Competition Groups_Commercial Hot Food Holding Cabinets
Commercial | Com ¦ HVAC Optimization | 2033 | SC B | GWh | After Competition Groups | 0.34021 | 210.1688 | 0.00021017 | 11358.1811 | 2.9953e-05 | 66 | Commercial_2033_SC B_GWh_After Competition Groups_66 | HVAC Optimization | 0.002995% | 0.00021017 | 0.34021 | Commercial_2033_SC B_GWh_After Competition Groups_HVAC Optimization
Commercial | Com ¦ Energy Recovery Ventilation and Ventilation (Enhanced) | 2033 | SC B | GWh | After Competition Groups | 0.31943 | 0 | 0 | 11358.1811 | 2.8124e-05 | 67 | Commercial_2033_SC B_GWh_After Competition Groups_67 | Energy Recovery Ventilation and Ventilation (Enhanced) | 0.002812% | 0 | 0.31943 | Commercial_2033_SC B_GWh_After Competition Groups_Energy Recovery Ventilation and Ventilation (Enhanced)
Commercial | Com ¦ Wall Insulation | 2033 | SC B | GWh | After Competition Groups | 0.17438 | 288.4804 | 0.00028848 | 11358.1811 | 1.5353e-05 | 68 | Commercial_2033_SC B_GWh_After Competition Groups_68 | Wall Insulation | 0.001535% | 0.00028848 | 0.17438 | Commercial_2033_SC B_GWh_After Competition Groups_Wall Insulation
Commercial | Com ¦ Room AC (w/ louvered sides) 14 SEER from 12 SEER code | 2033 | SC B | GWh | After Competition Groups | 0.08527 | 6148.335 | 0.0061483 | 11358.1811 | 7.5073e-06 | 69 | Commercial_2033_SC B_GWh_After Competition Groups_69 | Room AC (w/ louvered sides) 14 SEER from 12 SEER code | 0.0007507% | 0.0061483 | 0.08527 | Commercial_2033_SC B_GWh_After Competition Groups_Room AC (w/ louvered sides) 14 SEER from 12 SEER code
Commercial | Com ¦ Air Curtains | 2033 | SC B | GWh | After Competition Groups | 0.052201 | 4805.2529 | 0.0048053 | 11358.1811 | 4.5959e-06 | 70 | Commercial_2033_SC B_GWh_After Competition Groups_70 | Air Curtains | 0.0004596% | 0.0048053 | 0.052201 | Commercial_2033_SC B_GWh_After Competition Groups_Air Curtains
Commercial | Com ¦ High Efficiency Chiller (avg of water and air cooled) | 2033 | SC B | GWh | After Competition Groups | 0.050013 | 8344.8008 | 0.0083448 | 11358.1811 | 4.4033e-06 | 71 | Commercial_2033_SC B_GWh_After Competition Groups_71 | High Efficiency Chiller (avg of water and air cooled) | 0.0004403% | 0.0083448 | 0.050013 | Commercial_2033_SC B_GWh_After Competition Groups_High Efficiency Chiller (avg of water and air cooled)
Commercial | Com ¦ EC Plug Fan for Data Center (under cabinet) | 2033 | SC B | GWh | After Competition Groups | 0.043925 | 2240.8019 | 0.0022408 | 11358.1811 | 3.8672e-06 | 72 | Commercial_2033_SC B_GWh_After Competition Groups_72 | EC Plug Fan for Data Center (under cabinet) | 0.0003867% | 0.0022408 | 0.043925 | Commercial_2033_SC B_GWh_After Competition Groups_EC Plug Fan for Data Center (under cabinet)
Commercial | Com ¦ VSD Air Compressor | 2033 | SC B | GWh | After Competition Groups | 0.037791 | 569.7419 | 0.00056974 | 11358.1811 | 3.3272e-06 | 73 | Commercial_2033_SC B_GWh_After Competition Groups_73 | VSD Air Compressor | 0.0003327% | 0.00056974 | 0.037791 | Commercial_2033_SC B_GWh_After Competition Groups_VSD Air Compressor
Commercial | Com ¦ Electric Convection Combination Ovens | 2033 | SC B | GWh | After Competition Groups | 0.0033395 | 3.4253 | 3.4253e-06 | 11358.1811 | 2.9401e-07 | 74 | Commercial_2033_SC B_GWh_After Competition Groups_74 | Electric Convection Combination Ovens | 2.94e-05% | 3.4253e-06 | 0.0033395 | Commercial_2033_SC B_GWh_After Competition Groups_Electric Convection Combination Ovens
Commercial | Com ¦ LLLC - Low Impact Application | 2033 | SC B | GWh | After Competition Groups | 2.9544e-18 | 1.1128e-14 | 1.1128e-20 | 11358.1811 | 2.6011e-22 | 75 | Commercial_2033_SC B_GWh_After Competition Groups_75 | LLLC - Low Impact Application | 2.601e-20% | 1.1128e-20 | 2.9544e-18 | Commercial_2033_SC B_GWh_After Competition Groups_LLLC - Low Impact Application
Commercial | Com ¦ LLLC - High Impact Application | 2033 | SC B | GWh | After Competition Groups | 1.0776e-18 | 8.1842e-15 | 8.1842e-21 | 11358.1811 | 9.4873e-23 | 76 | Commercial_2033_SC B_GWh_After Competition Groups_76 | LLLC - High Impact Application | 9.487e-21% | 8.1842e-21 | 1.0776e-18 | Commercial_2033_SC B_GWh_After Competition Groups_LLLC - High Impact Application
Commercial | Com ¦ Networked/Connected - High Impact Application | 2033 | SC B | GWh | After Competition Groups | 1.3951e-20 | 1.5124e-16 | 1.5124e-22 | 11358.1811 | 1.2283e-24 | 77 | Commercial_2033_SC B_GWh_After Competition Groups_77 | Networked/Connected - High Impact Application | 1.228e-22% | 1.5124e-22 | 1.3951e-20 | Commercial_2033_SC B_GWh_After Competition Groups_Networked/Connected - High Impact Application
Commercial | Com ¦ Networked/Connected - Low Impact Application | 2033 | SC B | GWh | After Competition Groups | 8.003e-21 | 1.1017e-16 | 1.1017e-22 | 11358.1811 | 7.0461e-25 | 78 | Commercial_2033_SC B_GWh_After Competition Groups_78 | Networked/Connected - Low Impact Application | 7.046e-23% | 1.1017e-22 | 8.003e-21 | Commercial_2033_SC B_GWh_After Competition Groups_Networked/Connected - Low Impact Application
Commercial | Com ¦ Indoor Daylight Sensors/Photocell Dimming Control | 2033 | SC B | GWh | After Competition Groups | 0 | 0 | 0 | 11358.1811 | 0 | 79 | Commercial_2033_SC B_GWh_After Competition Groups_79 | Indoor Daylight Sensors/Photocell Dimming Control | 0% | 0 | 0 | Commercial_2033_SC B_GWh_After Competition Groups_Indoor Daylight Sensors/Photocell Dimming Control
Commercial | Com ¦ Variable Refrigerant Flow Heat Pump | 2033 | SC B | GWh | After Competition Groups | 0 | 0 | 0 | 11358.1811 | 0 | 80 | Commercial_2033_SC B_GWh_After Competition Groups_80 | Variable Refrigerant Flow Heat Pump | 0% | 0 | 0 | Commercial_2033_SC B_GWh_After Competition Groups_Variable Refrigerant Flow Heat Pump
Commercial | Com ¦ LED Low/High Bay | 2033 | SC C | GWh | After Competition Groups | 1089.6647 | 49919824.4051 | 49.9198 | 9040.5907 | 0.12053 | 1 | Commercial_2033_SC C_GWh_After Competition Groups_1 | LED Low/High Bay | 12.05% | 49.9198 | 1089.6647 | Commercial_2033_SC C_GWh_After Competition Groups_LED Low/High Bay
Commercial | Com ¦ LED Troffer/Surface/Suspended | 2033 | SC C | GWh | After Competition Groups | 964.82 | 29149704.335 | 29.1497 | 9040.5907 | 0.10672 | 2 | Commercial_2033_SC C_GWh_After Competition Groups_2 | LED Troffer/Surface/Suspended | 10.67% | 29.1497 | 964.82 | Commercial_2033_SC C_GWh_After Competition Groups_LED Troffer/Surface/Suspended
Commercial | Com ¦ ENERGY STAR LED LAMPS (REFLECTOR LAMPs/MR16/PAR 16) | 2033 | SC C | GWh | After Competition Groups | 931.8245 | 1466891.387 | 1.4669 | 9040.5907 | 0.10307 | 3 | Commercial_2033_SC C_GWh_After Competition Groups_3 | ENERGY STAR LED LAMPS (REFLECTOR LAMPs/MR16/PAR 16) | 10.31% | 1.4669 | 931.8245 | Commercial_2033_SC C_GWh_After Competition Groups_ENERGY STAR LED LAMPS (REFLECTOR LAMPs/MR16/PAR 16)
Commercial | Com ¦ LED EXTERIOR AREA LIGHTS - LED fixture (200W) | 2033 | SC C | GWh | After Competition Groups | 610.9614 | 0 | 0 | 9040.5907 | 0.06758 | 4 | Commercial_2033_SC C_GWh_After Competition Groups_4 | LED EXTERIOR AREA LIGHTS - LED fixture (200W) | 6.758% | 0 | 610.9614 | Commercial_2033_SC C_GWh_After Competition Groups_LED EXTERIOR AREA LIGHTS - LED fixture (200W)
Commercial | Com ¦ LED parking lot fixture | 2033 | SC C | GWh | After Competition Groups | 584.8138 | 3045565.1926 | 3.0456 | 9040.5907 | 0.064688 | 5 | Commercial_2033_SC C_GWh_After Competition Groups_5 | LED parking lot fixture | 6.469% | 3.0456 | 584.8138 | Commercial_2033_SC C_GWh_After Competition Groups_LED parking lot fixture
Commercial | Com ¦ LED Replacement Lamp (Tube) | 2033 | SC C | GWh | After Competition Groups | 571.9977 | 0 | 0 | 9040.5907 | 0.06327 | 6 | Commercial_2033_SC C_GWh_After Competition Groups_6 | LED Replacement Lamp (Tube) | 6.327% | 0 | 571.9977 | Commercial_2033_SC C_GWh_After Competition Groups_LED Replacement Lamp (Tube)
Commercial | Com ¦ Building Recommissioning, Operations and Maintenance (O&M) Improvements | 2033 | SC C | GWh | After Competition Groups | 565.2482 | 2571988.2162 | 2.572 | 9040.5907 | 0.062523 | 7 | Commercial_2033_SC C_GWh_After Competition Groups_7 | Building Recommissioning, Operations and Maintenance (O&M) Improvements | 6.252% | 2.572 | 565.2482 | Commercial_2033_SC C_GWh_After Competition Groups_Building Recommissioning, Operations and Maintenance (O&M) Improvements
Commercial | Com ¦ LED street light fixture | 2033 | SC C | GWh | After Competition Groups | 369.0178 | 6075305.6566 | 6.0753 | 9040.5907 | 0.040818 | 8 | Commercial_2033_SC C_GWh_After Competition Groups_8 | LED street light fixture | 4.082% | 6.0753 | 369.0178 | Commercial_2033_SC C_GWh_After Competition Groups_LED street light fixture
Commercial | Com ¦ Furnace Tune-Up | 2033 | SC C | GWh | After Competition Groups | 349.9055 | 115100.9639 | 0.1151 | 9040.5907 | 0.038704 | 9 | Commercial_2033_SC C_GWh_After Competition Groups_9 | Furnace Tune-Up | 3.87% | 0.1151 | 349.9055 | Commercial_2033_SC C_GWh_After Competition Groups_Furnace Tune-Up
Commercial | Com ¦ High Efficiency Air Source Heat Pump | 2033 | SC C | GWh | After Competition Groups | 247.0279 | 1332935.4143 | 1.3329 | 9040.5907 | 0.027324 | 10 | Commercial_2033_SC C_GWh_After Competition Groups_10 | High Efficiency Air Source Heat Pump | 2.732% | 1.3329 | 247.0279 | Commercial_2033_SC C_GWh_After Competition Groups_High Efficiency Air Source Heat Pump
Commercial | Com ¦ Reach-in Shaded Pole to ECM/PSC Evaporator Fan Motor | 2033 | SC C | GWh | After Competition Groups | 231.9482 | 2440517.1509 | 2.4405 | 9040.5907 | 0.025656 | 11 | Commercial_2033_SC C_GWh_After Competition Groups_11 | Reach-in Shaded Pole to ECM/PSC Evaporator Fan Motor | 2.566% | 2.4405 | 231.9482 | Commercial_2033_SC C_GWh_After Competition Groups_Reach-in Shaded Pole to ECM/PSC Evaporator Fan Motor
Commercial | Com ¦ Refrigerated Display Case Doors | 2033 | SC C | GWh | After Competition Groups | 221.1959 | 14059814.0347 | 14.0598 | 9040.5907 | 0.024467 | 12 | Commercial_2033_SC C_GWh_After Competition Groups_12 | Refrigerated Display Case Doors | 2.447% | 14.0598 | 221.1959 | Commercial_2033_SC C_GWh_After Competition Groups_Refrigerated Display Case Doors
Commercial | Com ¦ Data Center Storage/Server Virtualization | 2033 | SC C | GWh | After Competition Groups | 218.4135 | 0 | 0 | 9040.5907 | 0.024159 | 13 | Commercial_2033_SC C_GWh_After Competition Groups_13 | Data Center Storage/Server Virtualization | 2.416% | 0 | 218.4135 | Commercial_2033_SC C_GWh_After Competition Groups_Data Center Storage/Server Virtualization
Commercial | Com ¦ Strip Curtains | 2033 | SC C | GWh | After Competition Groups | 165.9627 | 186050.7389 | 0.18605 | 9040.5907 | 0.018358 | 14 | Commercial_2033_SC C_GWh_After Competition Groups_14 | Strip Curtains | 1.836% | 0.18605 | 165.9627 | Commercial_2033_SC C_GWh_After Competition Groups_Strip Curtains
Commercial | Com ¦ LED or Equivalent Sign Lighting | 2033 | SC C | GWh | After Competition Groups | 164.8638 | 4352291.6319 | 4.3523 | 9040.5907 | 0.018236 | 15 | Commercial_2033_SC C_GWh_After Competition Groups_15 | LED or Equivalent Sign Lighting | 1.824% | 4.3523 | 164.8638 | Commercial_2033_SC C_GWh_After Competition Groups_LED or Equivalent Sign Lighting
Commercial | Com ¦ Demand Control Ventilation | 2033 | SC C | GWh | After Competition Groups | 151.3745 | 3562775.0198 | 3.5628 | 9040.5907 | 0.016744 | 16 | Commercial_2033_SC C_GWh_After Competition Groups_16 | Demand Control Ventilation | 1.674% | 3.5628 | 151.3745 | Commercial_2033_SC C_GWh_After Competition Groups_Demand Control Ventilation
Commercial | Com ¦ Advanced BAS/Controllers | 2033 | SC C | GWh | After Competition Groups | 128.4375 | 592999.2504 | 0.593 | 9040.5907 | 0.014207 | 17 | Commercial_2033_SC C_GWh_After Competition Groups_17 | Advanced BAS/Controllers | 1.421% | 0.593 | 128.4375 | Commercial_2033_SC C_GWh_After Competition Groups_Advanced BAS/Controllers
Commercial | Com ¦ Centrally controlled desktop PC/NETWORK PC POWER MANAGEMENT SOFTWARE | 2033 | SC C | GWh | After Competition Groups | 125.8571 | 857492.687 | 0.85749 | 9040.5907 | 0.013921 | 18 | Commercial_2033_SC C_GWh_After Competition Groups_18 | Centrally controlled desktop PC/NETWORK PC POWER MANAGEMENT SOFTWARE | 1.392% | 0.85749 | 125.8571 | Commercial_2033_SC C_GWh_After Competition Groups_Centrally controlled desktop PC/NETWORK PC POWER MANAGEMENT SOFTWARE
Commercial | Com ¦ Education and Capacity Building/Energy Behavior | 2033 | SC C | GWh | After Competition Groups | 124.2999 | 1337192.943 | 1.3372 | 9040.5907 | 0.013749 | 19 | Commercial_2033_SC C_GWh_After Competition Groups_19 | Education and Capacity Building/Energy Behavior | 1.375% | 1.3372 | 124.2999 | Commercial_2033_SC C_GWh_After Competition Groups_Education and Capacity Building/Energy Behavior
Commercial | Com ¦ Variable Frequency Drive (VFD) | 2033 | SC C | GWh | After Competition Groups | 116.5252 | 1899391.3191 | 1.8994 | 9040.5907 | 0.012889 | 20 | Commercial_2033_SC C_GWh_After Competition Groups_20 | Variable Frequency Drive (VFD) | 1.289% | 1.8994 | 116.5252 | Commercial_2033_SC C_GWh_After Competition Groups_Variable Frequency Drive (VFD)
Commercial | Com ¦ ENERGY STAR LED LAMPS (General Service Lamps) | 2033 | SC C | GWh | After Competition Groups | 112.1465 | 223383.2127 | 0.22338 | 9040.5907 | 0.012405 | 21 | Commercial_2033_SC C_GWh_After Competition Groups_21 | ENERGY STAR LED LAMPS (General Service Lamps) | 1.24% | 0.22338 | 112.1465 | Commercial_2033_SC C_GWh_After Competition Groups_ENERGY STAR LED LAMPS (General Service Lamps)
Commercial | Com ¦ VFD on Pumps | 2033 | SC C | GWh | After Competition Groups | 108.8373 | 1930415.8619 | 1.9304 | 9040.5907 | 0.012039 | 22 | Commercial_2033_SC C_GWh_After Competition Groups_22 | VFD on Pumps | 1.204% | 1.9304 | 108.8373 | Commercial_2033_SC C_GWh_After Competition Groups_VFD on Pumps
Commercial | Com ¦ Adaptive Thermostats | 2033 | SC C | GWh | After Competition Groups | 91.7684 | 3576146.4104 | 3.5761 | 9040.5907 | 0.010151 | 23 | Commercial_2033_SC C_GWh_After Competition Groups_23 | Adaptive Thermostats | 1.015% | 3.5761 | 91.7684 | Commercial_2033_SC C_GWh_After Competition Groups_Adaptive Thermostats
Commercial | Com ¦ Unitary Air-Conditioning Unit | 2033 | SC C | GWh | After Competition Groups | 82.4656 | 11054765.0052 | 11.0548 | 9040.5907 | 0.0091217 | 24 | Commercial_2033_SC C_GWh_After Competition Groups_24 | Unitary Air-Conditioning Unit | 0.9122% | 11.0548 | 82.4656 | Commercial_2033_SC C_GWh_After Competition Groups_Unitary Air-Conditioning Unit
Commercial | Com ¦ Air Handler with Dedicated Outdoor Air Systems | 2033 | SC C | GWh | After Competition Groups | 65.0562 | 0 | 0 | 9040.5907 | 0.007196 | 25 | Commercial_2033_SC C_GWh_After Competition Groups_25 | Air Handler with Dedicated Outdoor Air Systems | 0.7196% | 0 | 65.0562 | Commercial_2033_SC C_GWh_After Competition Groups_Air Handler with Dedicated Outdoor Air Systems
Commercial | Com ¦ Door Gasket Freezer/Refrigerator | 2033 | SC C | GWh | After Competition Groups | 56.4626 | 1503171.484 | 1.5032 | 9040.5907 | 0.0062455 | 26 | Commercial_2033_SC C_GWh_After Competition Groups_26 | Door Gasket Freezer/Refrigerator | 0.6245% | 1.5032 | 56.4626 | Commercial_2033_SC C_GWh_After Competition Groups_Door Gasket Freezer/Refrigerator
Commercial | Com ¦ ECM MOTORS FOR EVAPORATOR FANS for refrigeration (WALK-IN) | 2033 | SC C | GWh | After Competition Groups | 54.4163 | 1155310.3866 | 1.1553 | 9040.5907 | 0.0060191 | 27 | Commercial_2033_SC C_GWh_After Competition Groups_27 | ECM MOTORS FOR EVAPORATOR FANS for refrigeration (WALK-IN) | 0.6019% | 1.1553 | 54.4163 | Commercial_2033_SC C_GWh_After Competition Groups_ECM MOTORS FOR EVAPORATOR FANS for refrigeration (WALK-IN)
Commercial | Com ¦ Demand Control Kitchen Ventilation | 2033 | SC C | GWh | After Competition Groups | 53.8324 | 241060.943 | 0.24106 | 9040.5907 | 0.0059545 | 28 | Commercial_2033_SC C_GWh_After Competition Groups_28 | Demand Control Kitchen Ventilation | 0.5955% | 0.24106 | 53.8324 | Commercial_2033_SC C_GWh_After Competition Groups_Demand Control Kitchen Ventilation
Commercial | Com ¦ Condensing Unit Heaters or other Efficient Unit Heating System | 2033 | SC C | GWh | After Competition Groups | 52.6198 | 34558.5845 | 0.034559 | 9040.5907 | 0.0058204 | 29 | Commercial_2033_SC C_GWh_After Competition Groups_29 | Condensing Unit Heaters or other Efficient Unit Heating System | 0.582% | 0.034559 | 52.6198 | Commercial_2033_SC C_GWh_After Competition Groups_Condensing Unit Heaters or other Efficient Unit Heating System
Commercial | Com ¦ Refrigerated Display Case LED | 2033 | SC C | GWh | After Competition Groups | 50.3496 | 2435113.2468 | 2.4351 | 9040.5907 | 0.0055693 | 30 | Commercial_2033_SC C_GWh_After Competition Groups_30 | Refrigerated Display Case LED | 0.5569% | 2.4351 | 50.3496 | Commercial_2033_SC C_GWh_After Competition Groups_Refrigerated Display Case LED
Commercial | Com ¦ Freezer Case Light Sensor | 2033 | SC C | GWh | After Competition Groups | 44.6805 | 2543810.0164 | 2.5438 | 9040.5907 | 0.0049422 | 31 | Commercial_2033_SC C_GWh_After Competition Groups_31 | Freezer Case Light Sensor | 0.4942% | 2.5438 | 44.6805 | Commercial_2033_SC C_GWh_After Competition Groups_Freezer Case Light Sensor
Commercial | Com ¦ Evaporator Fan Controls | 2033 | SC C | GWh | After Competition Groups | 43.5839 | 181245.265 | 0.18125 | 9040.5907 | 0.0048209 | 32 | Commercial_2033_SC C_GWh_After Competition Groups_32 | Evaporator Fan Controls | 0.4821% | 0.18125 | 43.5839 | Commercial_2033_SC C_GWh_After Competition Groups_Evaporator Fan Controls
Commercial | Com ¦ Occupancy Sensors | 2033 | SC C | GWh | After Competition Groups | 30.1061 | 7222.7938 | 0.0072228 | 9040.5907 | 0.0033301 | 33 | Commercial_2033_SC C_GWh_After Competition Groups_33 | Occupancy Sensors | 0.333% | 0.0072228 | 30.1061 | Commercial_2033_SC C_GWh_After Competition Groups_Occupancy Sensors
Commercial | Com ¦ ENERGY STAR Griddle (74% eff) | 2033 | SC C | GWh | After Competition Groups | 28.9598 | 223448.5148 | 0.22345 | 9040.5907 | 0.0032033 | 34 | Commercial_2033_SC C_GWh_After Competition Groups_34 | ENERGY STAR Griddle (74% eff) | 0.3203% | 0.22345 | 28.9598 | Commercial_2033_SC C_GWh_After Competition Groups_ENERGY STAR Griddle (74% eff)
Commercial | Com ¦ Chilled Water Optimization | 2033 | SC C | GWh | After Competition Groups | 27.9311 | 1786205.0199 | 1.7862 | 9040.5907 | 0.0030895 | 35 | Commercial_2033_SC C_GWh_After Competition Groups_35 | Chilled Water Optimization | 0.309% | 1.7862 | 27.9311 | Commercial_2033_SC C_GWh_After Competition Groups_Chilled Water Optimization
Commercial | Com ¦ BEVERAGE VENDING MACHINE CONTROLS | 2033 | SC C | GWh | After Competition Groups | 20.3042 | 366489.9171 | 0.36649 | 9040.5907 | 0.0022459 | 36 | Commercial_2033_SC C_GWh_After Competition Groups_36 | BEVERAGE VENDING MACHINE CONTROLS | 0.2246% | 0.36649 | 20.3042 | Commercial_2033_SC C_GWh_After Competition Groups_BEVERAGE VENDING MACHINE CONTROLS
Commercial | Com ¦ Elec Storage WH 2.30 Et | 2033 | SC C | GWh | After Competition Groups | 19.2732 | 626314.4097 | 0.62631 | 9040.5907 | 0.0021319 | 37 | Commercial_2033_SC C_GWh_After Competition Groups_37 | Elec Storage WH 2.30 Et | 0.2132% | 0.62631 | 19.2732 | Commercial_2033_SC C_GWh_After Competition Groups_Elec Storage WH 2.30 Et
Commercial | Com ¦ Temperature Adjustment in Commercial Freezers | 2033 | SC C | GWh | After Competition Groups | 16.6825 | 0 | 0 | 9040.5907 | 0.0018453 | 38 | Commercial_2033_SC C_GWh_After Competition Groups_38 | Temperature Adjustment in Commercial Freezers | 0.1845% | 0 | 16.6825 | Commercial_2033_SC C_GWh_After Competition Groups_Temperature Adjustment in Commercial Freezers
Commercial | Com ¦ CO Sensors for parking garage exhaust fans | 2033 | SC C | GWh | After Competition Groups | 16.5728 | 817140.7984 | 0.81714 | 9040.5907 | 0.0018332 | 39 | Commercial_2033_SC C_GWh_After Competition Groups_39 | CO Sensors for parking garage exhaust fans | 0.1833% | 0.81714 | 16.5728 | Commercial_2033_SC C_GWh_After Competition Groups_CO Sensors for parking garage exhaust fans
Commercial | Com ¦ Water Source Heat Pump (4 ton) | 2033 | SC C | GWh | After Competition Groups | 15.0355 | 1357423.4558 | 1.3574 | 9040.5907 | 0.0016631 | 40 | Commercial_2033_SC C_GWh_After Competition Groups_40 | Water Source Heat Pump (4 ton) | 0.1663% | 1.3574 | 15.0355 | Commercial_2033_SC C_GWh_After Competition Groups_Water Source Heat Pump (4 ton)
Commercial | Com ¦ Energy Efficient Laboratory Fume Hood | 2033 | SC C | GWh | After Competition Groups | 14.7651 | 612530.38 | 0.61253 | 9040.5907 | 0.0016332 | 41 | Commercial_2033_SC C_GWh_After Competition Groups_41 | Energy Efficient Laboratory Fume Hood | 0.1633% | 0.61253 | 14.7651 | Commercial_2033_SC C_GWh_After Competition Groups_Energy Efficient Laboratory Fume Hood
Commercial | Com ¦ Vertical Night Covers | 2033 | SC C | GWh | After Competition Groups | 12.9283 | 175808.7597 | 0.17581 | 9040.5907 | 0.00143 | 42 | Commercial_2033_SC C_GWh_After Competition Groups_42 | Vertical Night Covers | 0.143% | 0.17581 | 12.9283 | Commercial_2033_SC C_GWh_After Competition Groups_Vertical Night Covers
Commercial | Com ¦ Outside Air Economizer | 2033 | SC C | GWh | After Competition Groups | 12.0018 | 118766.2465 | 0.11877 | 9040.5907 | 0.0013275 | 43 | Commercial_2033_SC C_GWh_After Competition Groups_43 | Outside Air Economizer | 0.1328% | 0.11877 | 12.0018 | Commercial_2033_SC C_GWh_After Competition Groups_Outside Air Economizer
Commercial | Com ¦ Duct Insulation, R8 | 2033 | SC C | GWh | After Competition Groups | 11.7009 | 353957.5491 | 0.35396 | 9040.5907 | 0.0012943 | 44 | Commercial_2033_SC C_GWh_After Competition Groups_44 | Duct Insulation, R8 | 0.1294% | 0.35396 | 11.7009 | Commercial_2033_SC C_GWh_After Competition Groups_Duct Insulation, R8
Commercial | Com ¦ Water Heating (DHW) Pipe Insulation (Add 3/4\ Foam)" | 2033 | SC C | GWh | After Competition Groups | 11.1859 | 246540.9952 | 0.24654 | 9040.5907 | 0.0012373 | 45 | Commercial_2033_SC C_GWh_After Competition Groups_45 | Water Heating (DHW) Pipe Insulation (Add 3/4\ Foam)" | 0.1237% | 0.24654 | 11.1859 | Commercial_2033_SC C_GWh_After Competition Groups_Water Heating (DHW) Pipe Insulation (Add 3/4\ Foam)"
Commercial | Com ¦ ENERGY STAR Fryer (84% eff) | 2033 | SC C | GWh | After Competition Groups | 10.607 | 156968.7279 | 0.15697 | 9040.5907 | 0.0011733 | 46 | Commercial_2033_SC C_GWh_After Competition Groups_46 | ENERGY STAR Fryer (84% eff) | 0.1173% | 0.15697 | 10.607 | Commercial_2033_SC C_GWh_After Competition Groups_ENERGY STAR Fryer (84% eff)
Commercial | Com ¦ Suction Pipe Insulation Freezer/Refrigerator | 2033 | SC C | GWh | After Competition Groups | 7.0775 | 173551.7524 | 0.17355 | 9040.5907 | 0.00078285 | 47 | Commercial_2033_SC C_GWh_After Competition Groups_47 | Suction Pipe Insulation Freezer/Refrigerator | 0.07829% | 0.17355 | 7.0775 | Commercial_2033_SC C_GWh_After Competition Groups_Suction Pipe Insulation Freezer/Refrigerator
Commercial | Com ¦ ENERGY STAR Dishwasher | 2033 | SC C | GWh | After Competition Groups | 5.8116 | 37150.9596 | 0.037151 | 9040.5907 | 0.00064284 | 48 | Commercial_2033_SC C_GWh_After Competition Groups_48 | ENERGY STAR Dishwasher | 0.06428% | 0.037151 | 5.8116 | Commercial_2033_SC C_GWh_After Competition Groups_ENERGY STAR Dishwasher
Commercial | Com ¦ Condensing Make Up Air Unit | 2033 | SC C | GWh | After Competition Groups | 5.1405 | 639825.885 | 0.63983 | 9040.5907 | 0.0005686 | 49 | Commercial_2033_SC C_GWh_After Competition Groups_49 | Condensing Make Up Air Unit | 0.05686% | 0.63983 | 5.1405 | Commercial_2033_SC C_GWh_After Competition Groups_Condensing Make Up Air Unit
Commercial | Com ¦ ENERGY STAR Steam Cookers | 2033 | SC C | GWh | After Competition Groups | 5.0665 | 82106.1024 | 0.082106 | 9040.5907 | 0.00056042 | 50 | Commercial_2033_SC C_GWh_After Competition Groups_50 | ENERGY STAR Steam Cookers | 0.05604% | 0.082106 | 5.0665 | Commercial_2033_SC C_GWh_After Competition Groups_ENERGY STAR Steam Cookers
Commercial | Com ¦ Ozone Laundry Treatment | 2033 | SC C | GWh | After Competition Groups | 3.6886 | 221792.6547 | 0.22179 | 9040.5907 | 0.000408 | 51 | Commercial_2033_SC C_GWh_After Competition Groups_51 | Ozone Laundry Treatment | 0.0408% | 0.22179 | 3.6886 | Commercial_2033_SC C_GWh_After Competition Groups_Ozone Laundry Treatment
Commercial | Com ¦ Demand controlled Circulating Systems | 2033 | SC C | GWh | After Competition Groups | 2.379 | 0 | 0 | 9040.5907 | 0.00026314 | 52 | Commercial_2033_SC C_GWh_After Competition Groups_52 | Demand controlled Circulating Systems | 0.02631% | 0 | 2.379 | Commercial_2033_SC C_GWh_After Competition Groups_Demand controlled Circulating Systems
Commercial | Com ¦ Thermostat Setback | 2033 | SC C | GWh | After Competition Groups | 2.3606 | 0 | 0 | 9040.5907 | 0.00026111 | 53 | Commercial_2033_SC C_GWh_After Competition Groups_53 | Thermostat Setback | 0.02611% | 0 | 2.3606 | Commercial_2033_SC C_GWh_After Competition Groups_Thermostat Setback
Commercial | Com ¦ ECM MOTORS FOR HVAC APPLICATION (FAN-POWERED VAV BOX) | 2033 | SC C | GWh | After Competition Groups | 1.738 | 44308.8261 | 0.044309 | 9040.5907 | 0.00019224 | 54 | Commercial_2033_SC C_GWh_After Competition Groups_54 | ECM MOTORS FOR HVAC APPLICATION (FAN-POWERED VAV BOX) | 0.01922% | 0.044309 | 1.738 | Commercial_2033_SC C_GWh_After Competition Groups_ECM MOTORS FOR HVAC APPLICATION (FAN-POWERED VAV BOX)
Commercial | Com ¦ CEE Tier 2/Energy Star Clothes Washers | 2033 | SC C | GWh | After Competition Groups | 1.0807 | 18775.202 | 0.018775 | 9040.5907 | 0.00011954 | 55 | Commercial_2033_SC C_GWh_After Competition Groups_55 | CEE Tier 2/Energy Star Clothes Washers | 0.01195% | 0.018775 | 1.0807 | Commercial_2033_SC C_GWh_After Competition Groups_CEE Tier 2/Energy Star Clothes Washers
Commercial | Com ¦ Solar Water Preheat (Pools/DHW) | 2033 | SC C | GWh | After Competition Groups | 1.0085 | 3893.5062 | 0.0038935 | 9040.5907 | 0.00011155 | 56 | Commercial_2033_SC C_GWh_After Competition Groups_56 | Solar Water Preheat (Pools/DHW) | 0.01115% | 0.0038935 | 1.0085 | Commercial_2033_SC C_GWh_After Competition Groups_Solar Water Preheat (Pools/DHW)
Commercial | Com ¦ Notched V belts for HVAC Systems | 2033 | SC C | GWh | After Competition Groups | 0.97951 | 35679.0226 | 0.035679 | 9040.5907 | 0.00010835 | 57 | Commercial_2033_SC C_GWh_After Competition Groups_57 | Notched V belts for HVAC Systems | 0.01083% | 0.035679 | 0.97951 | Commercial_2033_SC C_GWh_After Competition Groups_Notched V belts for HVAC Systems
Commercial | Com ¦ Auto Off Time Switch or Time Clock control | 2033 | SC C | GWh | After Competition Groups | 0.72272 | 90.7605 | 9.0761e-05 | 9040.5907 | 7.9942e-05 | 58 | Commercial_2033_SC C_GWh_After Competition Groups_58 | Auto Off Time Switch or Time Clock control | 0.007994% | 9.0761e-05 | 0.72272 | Commercial_2033_SC C_GWh_After Competition Groups_Auto Off Time Switch or Time Clock control
Commercial | COM ¦ Ductless Mini-Split Heat Pumps | 2033 | SC C | GWh | After Competition Groups | 0.70218 | 232.8751 | 0.00023288 | 9040.5907 | 7.767e-05 | 59 | Commercial_2033_SC C_GWh_After Competition Groups_59 | Ductless Mini-Split Heat Pumps | 0.007767% | 0.00023288 | 0.70218 | Commercial_2033_SC C_GWh_After Competition Groups_Ductless Mini-Split Heat Pumps
Commercial | Com ¦ LLLC - High Impact Application | 2033 | SC C | GWh | After Competition Groups | 0.65423 | 3.0005 | 3.0005e-06 | 9040.5907 | 7.2366e-05 | 60 | Commercial_2033_SC C_GWh_After Competition Groups_60 | LLLC - High Impact Application | 0.007237% | 3.0005e-06 | 0.65423 | Commercial_2033_SC C_GWh_After Competition Groups_LLLC - High Impact Application
Commercial | Com ¦ PTAC (12 EER/10,000 BTU) | 2033 | SC C | GWh | After Competition Groups | 0.61713 | 31821.2923 | 0.031821 | 9040.5907 | 6.8262e-05 | 61 | Commercial_2033_SC C_GWh_After Competition Groups_61 | PTAC (12 EER/10,000 BTU) | 0.006826% | 0.031821 | 0.61713 | Commercial_2033_SC C_GWh_After Competition Groups_PTAC (12 EER/10,000 BTU)
Commercial | Com ¦ Low Flow Pre-Rinse Spray Nozzle | 2033 | SC C | GWh | After Competition Groups | 0.52724 | 2362.2955 | 0.0023623 | 9040.5907 | 5.8319e-05 | 62 | Commercial_2033_SC C_GWh_After Competition Groups_62 | Low Flow Pre-Rinse Spray Nozzle | 0.005832% | 0.0023623 | 0.52724 | Commercial_2033_SC C_GWh_After Competition Groups_Low Flow Pre-Rinse Spray Nozzle
Commercial | Com ¦ LED RECESSED DOWNLIGHTS | 2033 | SC C | GWh | After Competition Groups | 0.42879 | 42076.8284 | 0.042077 | 9040.5907 | 4.743e-05 | 63 | Commercial_2033_SC C_GWh_After Competition Groups_63 | LED RECESSED DOWNLIGHTS | 0.004743% | 0.042077 | 0.42879 | Commercial_2033_SC C_GWh_After Competition Groups_LED RECESSED DOWNLIGHTS
Commercial | Com ¦ LLLC - Low Impact Application | 2033 | SC C | GWh | After Competition Groups | 0.39841 | 11.4967 | 1.1497e-05 | 9040.5907 | 4.4069e-05 | 64 | Commercial_2033_SC C_GWh_After Competition Groups_64 | LLLC - Low Impact Application | 0.004407% | 1.1497e-05 | 0.39841 | Commercial_2033_SC C_GWh_After Competition Groups_LLLC - Low Impact Application
Commercial | Com ¦ HVAC Optimization | 2033 | SC C | GWh | After Competition Groups | 0.34021 | 210.19 | 0.00021019 | 9040.5907 | 3.7632e-05 | 65 | Commercial_2033_SC C_GWh_After Competition Groups_65 | HVAC Optimization | 0.003763% | 0.00021019 | 0.34021 | Commercial_2033_SC C_GWh_After Competition Groups_HVAC Optimization
Commercial | Com ¦ Commercial Hot Food Holding Cabinets | 2033 | SC C | GWh | After Competition Groups | 0.31249 | 3583.1392 | 0.0035831 | 9040.5907 | 3.4565e-05 | 66 | Commercial_2033_SC C_GWh_After Competition Groups_66 | Commercial Hot Food Holding Cabinets | 0.003456% | 0.0035831 | 0.31249 | Commercial_2033_SC C_GWh_After Competition Groups_Commercial Hot Food Holding Cabinets
Commercial | Com ¦ High Efficiency Small Instantaneous Water Heater | 2033 | SC C | GWh | After Competition Groups | 0.27974 | 31983.6791 | 0.031984 | 9040.5907 | 3.0943e-05 | 67 | Commercial_2033_SC C_GWh_After Competition Groups_67 | High Efficiency Small Instantaneous Water Heater | 0.003094% | 0.031984 | 0.27974 | Commercial_2033_SC C_GWh_After Competition Groups_High Efficiency Small Instantaneous Water Heater
Commercial | Com ¦ Efficient compressor motor | 2033 | SC C | GWh | After Competition Groups | 0.26037 | 117365.6692 | 0.11737 | 9040.5907 | 2.88e-05 | 68 | Commercial_2033_SC C_GWh_After Competition Groups_68 | Efficient compressor motor | 0.00288% | 0.11737 | 0.26037 | Commercial_2033_SC C_GWh_After Competition Groups_Efficient compressor motor
Commercial | Com ¦ Air Curtains | 2033 | SC C | GWh | After Competition Groups | 0.18695 | 7034.207 | 0.0070342 | 9040.5907 | 2.0679e-05 | 69 | Commercial_2033_SC C_GWh_After Competition Groups_69 | Air Curtains | 0.002068% | 0.0070342 | 0.18695 | Commercial_2033_SC C_GWh_After Competition Groups_Air Curtains
Commercial | Com ¦ Energy Recovery Ventilation and Ventilation (Enhanced) | 2033 | SC C | GWh | After Competition Groups | 0.125 | 0 | 0 | 9040.5907 | 1.3827e-05 | 70 | Commercial_2033_SC C_GWh_After Competition Groups_70 | Energy Recovery Ventilation and Ventilation (Enhanced) | 0.001383% | 0 | 0.125 | Commercial_2033_SC C_GWh_After Competition Groups_Energy Recovery Ventilation and Ventilation (Enhanced)
Commercial | Com ¦ Wall Insulation | 2033 | SC C | GWh | After Competition Groups | 0.10703 | 457.3179 | 0.00045732 | 9040.5907 | 1.1839e-05 | 71 | Commercial_2033_SC C_GWh_After Competition Groups_71 | Wall Insulation | 0.001184% | 0.00045732 | 0.10703 | Commercial_2033_SC C_GWh_After Competition Groups_Wall Insulation
Commercial | Com ¦ High Efficiency Chiller (avg of water and air cooled) | 2033 | SC C | GWh | After Competition Groups | 0.050017 | 8346.4071 | 0.0083464 | 9040.5907 | 5.5325e-06 | 72 | Commercial_2033_SC C_GWh_After Competition Groups_72 | High Efficiency Chiller (avg of water and air cooled) | 0.0005533% | 0.0083464 | 0.050017 | Commercial_2033_SC C_GWh_After Competition Groups_High Efficiency Chiller (avg of water and air cooled)
Commercial | Com ¦ Room AC (w/ louvered sides) 14 SEER from 12 SEER code | 2033 | SC C | GWh | After Competition Groups | 0.045352 | 4828.8165 | 0.0048288 | 9040.5907 | 5.0165e-06 | 73 | Commercial_2033_SC C_GWh_After Competition Groups_73 | Room AC (w/ louvered sides) 14 SEER from 12 SEER code | 0.0005017% | 0.0048288 | 0.045352 | Commercial_2033_SC C_GWh_After Competition Groups_Room AC (w/ louvered sides) 14 SEER from 12 SEER code
Commercial | Com ¦ VSD Air Compressor | 2033 | SC C | GWh | After Competition Groups | 0.032929 | 572.3872 | 0.00057239 | 9040.5907 | 3.6424e-06 | 74 | Commercial_2033_SC C_GWh_After Competition Groups_74 | VSD Air Compressor | 0.0003642% | 0.00057239 | 0.032929 | Commercial_2033_SC C_GWh_After Competition Groups_VSD Air Compressor
Commercial | Com ¦ EC Plug Fan for Data Center (under cabinet) | 2033 | SC C | GWh | After Competition Groups | 0.030769 | 1782.6124 | 0.0017826 | 9040.5907 | 3.4034e-06 | 75 | Commercial_2033_SC C_GWh_After Competition Groups_75 | EC Plug Fan for Data Center (under cabinet) | 0.0003403% | 0.0017826 | 0.030769 | Commercial_2033_SC C_GWh_After Competition Groups_EC Plug Fan for Data Center (under cabinet)
Commercial | Com ¦ Electric Convection Combination Ovens | 2033 | SC C | GWh | After Competition Groups | 0.0031278 | 3.5073 | 3.5073e-06 | 9040.5907 | 3.4598e-07 | 76 | Commercial_2033_SC C_GWh_After Competition Groups_76 | Electric Convection Combination Ovens | 3.46e-05% | 3.5073e-06 | 0.0031278 | Commercial_2033_SC C_GWh_After Competition Groups_Electric Convection Combination Ovens
Commercial | Com ¦ Networked/Connected - High Impact Application | 2033 | SC C | GWh | After Competition Groups | 0.0021945 | 3.7669e-05 | 3.7669e-11 | 9040.5907 | 2.4273e-07 | 77 | Commercial_2033_SC C_GWh_After Competition Groups_77 | Networked/Connected - High Impact Application | 2.427e-05% | 3.7669e-11 | 0.0021945 | Commercial_2033_SC C_GWh_After Competition Groups_Networked/Connected - High Impact Application
Commercial | Com ¦ Networked/Connected - Low Impact Application | 2033 | SC C | GWh | After Competition Groups | 0.00010724 | 0.0013681 | 1.3681e-09 | 9040.5907 | 1.1862e-08 | 78 | Commercial_2033_SC C_GWh_After Competition Groups_78 | Networked/Connected - Low Impact Application | 1.186e-06% | 1.3681e-09 | 0.00010724 | Commercial_2033_SC C_GWh_After Competition Groups_Networked/Connected - Low Impact Application
Commercial | Com ¦ Indoor Daylight Sensors/Photocell Dimming Control | 2033 | SC C | GWh | After Competition Groups | 0 | 0 | 0 | 9040.5907 | 0 | 79 | Commercial_2033_SC C_GWh_After Competition Groups_79 | Indoor Daylight Sensors/Photocell Dimming Control | 0% | 0 | 0 | Commercial_2033_SC C_GWh_After Competition Groups_Indoor Daylight Sensors/Photocell Dimming Control
Commercial | Com ¦ Variable Refrigerant Flow Heat Pump | 2033 | SC C | GWh | After Competition Groups | 0 | 0 | 0 | 9040.5907 | 0 | 80 | Commercial_2033_SC C_GWh_After Competition Groups_80 | Variable Refrigerant Flow Heat Pump | 0% | 0 | 0 | Commercial_2033_SC C_GWh_After Competition Groups_Variable Refrigerant Flow Heat Pump
Commercial | Com ¦ ENERGY STAR LED LAMPS (REFLECTOR LAMPs/MR16/PAR 16) | 2033 | SC D | GWh | After Competition Groups | 931.8143 | 0 | 0 | 8441.1337 | 0.11039 | 1 | Commercial_2033_SC D_GWh_After Competition Groups_1 | ENERGY STAR LED LAMPS (REFLECTOR LAMPs/MR16/PAR 16) | 11.04% | 0 | 931.8143 | Commercial_2033_SC D_GWh_After Competition Groups_ENERGY STAR LED LAMPS (REFLECTOR LAMPs/MR16/PAR 16)
Commercial | Com ¦ LED Low/High Bay | 2033 | SC D | GWh | After Competition Groups | 915.8991 | 0 | 0 | 8441.1337 | 0.1085 | 2 | Commercial_2033_SC D_GWh_After Competition Groups_2 | LED Low/High Bay | 10.85% | 0 | 915.8991 | Commercial_2033_SC D_GWh_After Competition Groups_LED Low/High Bay
Commercial | Com ¦ LED Troffer/Surface/Suspended | 2033 | SC D | GWh | After Competition Groups | 862.0707 | 0 | 0 | 8441.1337 | 0.10213 | 3 | Commercial_2033_SC D_GWh_After Competition Groups_3 | LED Troffer/Surface/Suspended | 10.21% | 0 | 862.0707 | Commercial_2033_SC D_GWh_After Competition Groups_LED Troffer/Surface/Suspended
Commercial | Com ¦ LED EXTERIOR AREA LIGHTS - LED fixture (200W) | 2033 | SC D | GWh | After Competition Groups | 605.776 | 0 | 0 | 8441.1337 | 0.071765 | 4 | Commercial_2033_SC D_GWh_After Competition Groups_4 | LED EXTERIOR AREA LIGHTS - LED fixture (200W) | 7.176% | 0 | 605.776 | Commercial_2033_SC D_GWh_After Competition Groups_LED EXTERIOR AREA LIGHTS - LED fixture (200W)
Commercial | Com ¦ LED parking lot fixture | 2033 | SC D | GWh | After Competition Groups | 584.8138 | 0 | 0 | 8441.1337 | 0.069281 | 5 | Commercial_2033_SC D_GWh_After Competition Groups_5 | LED parking lot fixture | 6.928% | 0 | 584.8138 | Commercial_2033_SC D_GWh_After Competition Groups_LED parking lot fixture
Commercial | Com ¦ LED Replacement Lamp (Tube) | 2033 | SC D | GWh | After Competition Groups | 571.9977 | 0 | 0 | 8441.1337 | 0.067763 | 6 | Commercial_2033_SC D_GWh_After Competition Groups_6 | LED Replacement Lamp (Tube) | 6.776% | 0 | 571.9977 | Commercial_2033_SC D_GWh_After Competition Groups_LED Replacement Lamp (Tube)
Commercial | Com ¦ Building Recommissioning, Operations and Maintenance (O&M) Improvements | 2033 | SC D | GWh | After Competition Groups | 562.159 | 0 | 0 | 8441.1337 | 0.066598 | 7 | Commercial_2033_SC D_GWh_After Competition Groups_7 | Building Recommissioning, Operations and Maintenance (O&M) Improvements | 6.66% | 0 | 562.159 | Commercial_2033_SC D_GWh_After Competition Groups_Building Recommissioning, Operations and Maintenance (O&M) Improvements
Commercial | Com ¦ Furnace Tune-Up | 2033 | SC D | GWh | After Competition Groups | 349.8515 | 0 | 0 | 8441.1337 | 0.041446 | 8 | Commercial_2033_SC D_GWh_After Competition Groups_8 | Furnace Tune-Up | 4.145% | 0 | 349.8515 | Commercial_2033_SC D_GWh_After Competition Groups_Furnace Tune-Up
Commercial | Com ¦ LED street light fixture | 2033 | SC D | GWh | After Competition Groups | 291.2234 | 0 | 0 | 8441.1337 | 0.034501 | 9 | Commercial_2033_SC D_GWh_After Competition Groups_9 | LED street light fixture | 3.45% | 0 | 291.2234 | Commercial_2033_SC D_GWh_After Competition Groups_LED street light fixture
Commercial | Com ¦ High Efficiency Air Source Heat Pump | 2033 | SC D | GWh | After Competition Groups | 247.0279 | 0 | 0 | 8441.1337 | 0.029265 | 10 | Commercial_2033_SC D_GWh_After Competition Groups_10 | High Efficiency Air Source Heat Pump | 2.926% | 0 | 247.0279 | Commercial_2033_SC D_GWh_After Competition Groups_High Efficiency Air Source Heat Pump
Commercial | Com ¦ Reach-in Shaded Pole to ECM/PSC Evaporator Fan Motor | 2033 | SC D | GWh | After Competition Groups | 231.9482 | 0 | 0 | 8441.1337 | 0.027478 | 11 | Commercial_2033_SC D_GWh_After Competition Groups_11 | Reach-in Shaded Pole to ECM/PSC Evaporator Fan Motor | 2.748% | 0 | 231.9482 | Commercial_2033_SC D_GWh_After Competition Groups_Reach-in Shaded Pole to ECM/PSC Evaporator Fan Motor
Commercial | Com ¦ Data Center Storage/Server Virtualization | 2033 | SC D | GWh | After Competition Groups | 218.4135 | 0 | 0 | 8441.1337 | 0.025875 | 12 | Commercial_2033_SC D_GWh_After Competition Groups_12 | Data Center Storage/Server Virtualization | 2.587% | 0 | 218.4135 | Commercial_2033_SC D_GWh_After Competition Groups_Data Center Storage/Server Virtualization
Commercial | Com ¦ Strip Curtains | 2033 | SC D | GWh | After Competition Groups | 165.887 | 0 | 0 | 8441.1337 | 0.019652 | 13 | Commercial_2033_SC D_GWh_After Competition Groups_13 | Strip Curtains | 1.965% | 0 | 165.887 | Commercial_2033_SC D_GWh_After Competition Groups_Strip Curtains
Commercial | Com ¦ Refrigerated Display Case Doors | 2033 | SC D | GWh | After Competition Groups | 161.7018 | 0 | 0 | 8441.1337 | 0.019156 | 14 | Commercial_2033_SC D_GWh_After Competition Groups_14 | Refrigerated Display Case Doors | 1.916% | 0 | 161.7018 | Commercial_2033_SC D_GWh_After Competition Groups_Refrigerated Display Case Doors
Commercial | Com ¦ Advanced BAS/Controllers | 2033 | SC D | GWh | After Competition Groups | 136.2084 | 0 | 0 | 8441.1337 | 0.016136 | 15 | Commercial_2033_SC D_GWh_After Competition Groups_15 | Advanced BAS/Controllers | 1.614% | 0 | 136.2084 | Commercial_2033_SC D_GWh_After Competition Groups_Advanced BAS/Controllers
Commercial | Com ¦ Centrally controlled desktop PC/NETWORK PC POWER MANAGEMENT SOFTWARE | 2033 | SC D | GWh | After Competition Groups | 125.7236 | 0 | 0 | 8441.1337 | 0.014894 | 16 | Commercial_2033_SC D_GWh_After Competition Groups_16 | Centrally controlled desktop PC/NETWORK PC POWER MANAGEMENT SOFTWARE | 1.489% | 0 | 125.7236 | Commercial_2033_SC D_GWh_After Competition Groups_Centrally controlled desktop PC/NETWORK PC POWER MANAGEMENT SOFTWARE
Commercial | Com ¦ Education and Capacity Building/Energy Behavior | 2033 | SC D | GWh | After Competition Groups | 124.2999 | 0 | 0 | 8441.1337 | 0.014726 | 17 | Commercial_2033_SC D_GWh_After Competition Groups_17 | Education and Capacity Building/Energy Behavior | 1.473% | 0 | 124.2999 | Commercial_2033_SC D_GWh_After Competition Groups_Education and Capacity Building/Energy Behavior
Commercial | Com ¦ Demand Control Ventilation | 2033 | SC D | GWh | After Competition Groups | 117.3409 | 0 | 0 | 8441.1337 | 0.013901 | 18 | Commercial_2033_SC D_GWh_After Competition Groups_18 | Demand Control Ventilation | 1.39% | 0 | 117.3409 | Commercial_2033_SC D_GWh_After Competition Groups_Demand Control Ventilation
Commercial | Com ¦ Variable Frequency Drive (VFD) | 2033 | SC D | GWh | After Competition Groups | 113.2361 | 0 | 0 | 8441.1337 | 0.013415 | 19 | Commercial_2033_SC D_GWh_After Competition Groups_19 | Variable Frequency Drive (VFD) | 1.341% | 0 | 113.2361 | Commercial_2033_SC D_GWh_After Competition Groups_Variable Frequency Drive (VFD)
Commercial | Com ¦ ENERGY STAR LED LAMPS (General Service Lamps) | 2033 | SC D | GWh | After Competition Groups | 112.1416 | 0 | 0 | 8441.1337 | 0.013285 | 20 | Commercial_2033_SC D_GWh_After Competition Groups_20 | ENERGY STAR LED LAMPS (General Service Lamps) | 1.329% | 0 | 112.1416 | Commercial_2033_SC D_GWh_After Competition Groups_ENERGY STAR LED LAMPS (General Service Lamps)
Commercial | Com ¦ LED or Equivalent Sign Lighting | 2033 | SC D | GWh | After Competition Groups | 106.9649 | 0 | 0 | 8441.1337 | 0.012672 | 21 | Commercial_2033_SC D_GWh_After Competition Groups_21 | LED or Equivalent Sign Lighting | 1.267% | 0 | 106.9649 | Commercial_2033_SC D_GWh_After Competition Groups_LED or Equivalent Sign Lighting
Commercial | Com ¦ VFD on Pumps | 2033 | SC D | GWh | After Competition Groups | 105.1019 | 0 | 0 | 8441.1337 | 0.012451 | 22 | Commercial_2033_SC D_GWh_After Competition Groups_22 | VFD on Pumps | 1.245% | 0 | 105.1019 | Commercial_2033_SC D_GWh_After Competition Groups_VFD on Pumps
Commercial | Com ¦ Adaptive Thermostats | 2033 | SC D | GWh | After Competition Groups | 87.8352 | 0 | 0 | 8441.1337 | 0.010406 | 23 | Commercial_2033_SC D_GWh_After Competition Groups_23 | Adaptive Thermostats | 1.041% | 0 | 87.8352 | Commercial_2033_SC D_GWh_After Competition Groups_Adaptive Thermostats
Commercial | Com ¦ Unitary Air-Conditioning Unit | 2033 | SC D | GWh | After Competition Groups | 71.1748 | 0 | 0 | 8441.1337 | 0.0084319 | 24 | Commercial_2033_SC D_GWh_After Competition Groups_24 | Unitary Air-Conditioning Unit | 0.8432% | 0 | 71.1748 | Commercial_2033_SC D_GWh_After Competition Groups_Unitary Air-Conditioning Unit
Commercial | Com ¦ ECM MOTORS FOR EVAPORATOR FANS for refrigeration (WALK-IN) | 2033 | SC D | GWh | After Competition Groups | 53.8133 | 0 | 0 | 8441.1337 | 0.0063751 | 25 | Commercial_2033_SC D_GWh_After Competition Groups_25 | ECM MOTORS FOR EVAPORATOR FANS for refrigeration (WALK-IN) | 0.6375% | 0 | 53.8133 | Commercial_2033_SC D_GWh_After Competition Groups_ECM MOTORS FOR EVAPORATOR FANS for refrigeration (WALK-IN)
Commercial | Com ¦ Condensing Unit Heaters or other Efficient Unit Heating System | 2033 | SC D | GWh | After Competition Groups | 52.4089 | 0 | 0 | 8441.1337 | 0.0062088 | 26 | Commercial_2033_SC D_GWh_After Competition Groups_26 | Condensing Unit Heaters or other Efficient Unit Heating System | 0.6209% | 0 | 52.4089 | Commercial_2033_SC D_GWh_After Competition Groups_Condensing Unit Heaters or other Efficient Unit Heating System
Commercial | Com ¦ Door Gasket Freezer/Refrigerator | 2033 | SC D | GWh | After Competition Groups | 51.698 | 0 | 0 | 8441.1337 | 0.0061245 | 27 | Commercial_2033_SC D_GWh_After Competition Groups_27 | Door Gasket Freezer/Refrigerator | 0.6125% | 0 | 51.698 | Commercial_2033_SC D_GWh_After Competition Groups_Door Gasket Freezer/Refrigerator
Commercial | Com ¦ Demand Control Kitchen Ventilation | 2033 | SC D | GWh | After Competition Groups | 50.3181 | 0 | 0 | 8441.1337 | 0.0059611 | 28 | Commercial_2033_SC D_GWh_After Competition Groups_28 | Demand Control Kitchen Ventilation | 0.5961% | 0 | 50.3181 | Commercial_2033_SC D_GWh_After Competition Groups_Demand Control Kitchen Ventilation
Commercial | Com ¦ Air Handler with Dedicated Outdoor Air Systems | 2033 | SC D | GWh | After Competition Groups | 48.1163 | 0 | 0 | 8441.1337 | 0.0057002 | 29 | Commercial_2033_SC D_GWh_After Competition Groups_29 | Air Handler with Dedicated Outdoor Air Systems | 0.57% | 0 | 48.1163 | Commercial_2033_SC D_GWh_After Competition Groups_Air Handler with Dedicated Outdoor Air Systems
Commercial | Com ¦ Evaporator Fan Controls | 2033 | SC D | GWh | After Competition Groups | 43.5839 | 0 | 0 | 8441.1337 | 0.0051633 | 30 | Commercial_2033_SC D_GWh_After Competition Groups_30 | Evaporator Fan Controls | 0.5163% | 0 | 43.5839 | Commercial_2033_SC D_GWh_After Competition Groups_Evaporator Fan Controls
Commercial | Com ¦ Refrigerated Display Case LED | 2033 | SC D | GWh | After Competition Groups | 40.8518 | 0 | 0 | 8441.1337 | 0.0048396 | 31 | Commercial_2033_SC D_GWh_After Competition Groups_31 | Refrigerated Display Case LED | 0.484% | 0 | 40.8518 | Commercial_2033_SC D_GWh_After Competition Groups_Refrigerated Display Case LED
Commercial | Com ¦ Freezer Case Light Sensor | 2033 | SC D | GWh | After Competition Groups | 30.3041 | 0 | 0 | 8441.1337 | 0.0035901 | 32 | Commercial_2033_SC D_GWh_After Competition Groups_32 | Freezer Case Light Sensor | 0.359% | 0 | 30.3041 | Commercial_2033_SC D_GWh_After Competition Groups_Freezer Case Light Sensor
Commercial | Com ¦ Occupancy Sensors | 2033 | SC D | GWh | After Competition Groups | 30.1061 | 0 | 0 | 8441.1337 | 0.0035666 | 33 | Commercial_2033_SC D_GWh_After Competition Groups_33 | Occupancy Sensors | 0.3567% | 0 | 30.1061 | Commercial_2033_SC D_GWh_After Competition Groups_Occupancy Sensors
Commercial | Com ¦ ENERGY STAR Griddle (74% eff) | 2033 | SC D | GWh | After Competition Groups | 28.9598 | 0 | 0 | 8441.1337 | 0.0034308 | 34 | Commercial_2033_SC D_GWh_After Competition Groups_34 | ENERGY STAR Griddle (74% eff) | 0.3431% | 0 | 28.9598 | Commercial_2033_SC D_GWh_After Competition Groups_ENERGY STAR Griddle (74% eff)
Commercial | Com ¦ Chilled Water Optimization | 2033 | SC D | GWh | After Competition Groups | 27.9311 | 0 | 0 | 8441.1337 | 0.0033089 | 35 | Commercial_2033_SC D_GWh_After Competition Groups_35 | Chilled Water Optimization | 0.3309% | 0 | 27.9311 | Commercial_2033_SC D_GWh_After Competition Groups_Chilled Water Optimization
Commercial | Com ¦ BEVERAGE VENDING MACHINE CONTROLS | 2033 | SC D | GWh | After Competition Groups | 19.5235 | 0 | 0 | 8441.1337 | 0.0023129 | 36 | Commercial_2033_SC D_GWh_After Competition Groups_36 | BEVERAGE VENDING MACHINE CONTROLS | 0.2313% | 0 | 19.5235 | Commercial_2033_SC D_GWh_After Competition Groups_BEVERAGE VENDING MACHINE CONTROLS
Commercial | Com ¦ Elec Storage WH 2.30 Et | 2033 | SC D | GWh | After Competition Groups | 17.3255 | 0 | 0 | 8441.1337 | 0.0020525 | 37 | Commercial_2033_SC D_GWh_After Competition Groups_37 | Elec Storage WH 2.30 Et | 0.2053% | 0 | 17.3255 | Commercial_2033_SC D_GWh_After Competition Groups_Elec Storage WH 2.30 Et
Commercial | Com ¦ Temperature Adjustment in Commercial Freezers | 2033 | SC D | GWh | After Competition Groups | 16.6825 | 0 | 0 | 8441.1337 | 0.0019763 | 38 | Commercial_2033_SC D_GWh_After Competition Groups_38 | Temperature Adjustment in Commercial Freezers | 0.1976% | 0 | 16.6825 | Commercial_2033_SC D_GWh_After Competition Groups_Temperature Adjustment in Commercial Freezers
Commercial | Com ¦ CO Sensors for parking garage exhaust fans | 2033 | SC D | GWh | After Competition Groups | 13.028 | 0 | 0 | 8441.1337 | 0.0015434 | 39 | Commercial_2033_SC D_GWh_After Competition Groups_39 | CO Sensors for parking garage exhaust fans | 0.1543% | 0 | 13.028 | Commercial_2033_SC D_GWh_After Competition Groups_CO Sensors for parking garage exhaust fans
Commercial | Com ¦ Water Source Heat Pump (4 ton) | 2033 | SC D | GWh | After Competition Groups | 12.486 | 0 | 0 | 8441.1337 | 0.0014792 | 40 | Commercial_2033_SC D_GWh_After Competition Groups_40 | Water Source Heat Pump (4 ton) | 0.1479% | 0 | 12.486 | Commercial_2033_SC D_GWh_After Competition Groups_Water Source Heat Pump (4 ton)
Commercial | Com ¦ Vertical Night Covers | 2033 | SC D | GWh | After Competition Groups | 12.3256 | 0 | 0 | 8441.1337 | 0.0014602 | 41 | Commercial_2033_SC D_GWh_After Competition Groups_41 | Vertical Night Covers | 0.146% | 0 | 12.3256 | Commercial_2033_SC D_GWh_After Competition Groups_Vertical Night Covers
Commercial | Com ¦ Energy Efficient Laboratory Fume Hood | 2033 | SC D | GWh | After Competition Groups | 12.0804 | 0 | 0 | 8441.1337 | 0.0014311 | 42 | Commercial_2033_SC D_GWh_After Competition Groups_42 | Energy Efficient Laboratory Fume Hood | 0.1431% | 0 | 12.0804 | Commercial_2033_SC D_GWh_After Competition Groups_Energy Efficient Laboratory Fume Hood
Commercial | Com ¦ Outside Air Economizer | 2033 | SC D | GWh | After Competition Groups | 12.0018 | 0 | 0 | 8441.1337 | 0.0014218 | 43 | Commercial_2033_SC D_GWh_After Competition Groups_43 | Outside Air Economizer | 0.1422% | 0 | 12.0018 | Commercial_2033_SC D_GWh_After Competition Groups_Outside Air Economizer
Commercial | Com ¦ Duct Insulation, R8 | 2033 | SC D | GWh | After Competition Groups | 11.6368 | 0 | 0 | 8441.1337 | 0.0013786 | 44 | Commercial_2033_SC D_GWh_After Competition Groups_44 | Duct Insulation, R8 | 0.1379% | 0 | 11.6368 | Commercial_2033_SC D_GWh_After Competition Groups_Duct Insulation, R8
Commercial | Com ¦ Water Heating (DHW) Pipe Insulation (Add 3/4\ Foam)" | 2033 | SC D | GWh | After Competition Groups | 10.6057 | 0 | 0 | 8441.1337 | 0.0012564 | 45 | Commercial_2033_SC D_GWh_After Competition Groups_45 | Water Heating (DHW) Pipe Insulation (Add 3/4\ Foam)" | 0.1256% | 0 | 10.6057 | Commercial_2033_SC D_GWh_After Competition Groups_Water Heating (DHW) Pipe Insulation (Add 3/4\ Foam)"
Commercial | Com ¦ ENERGY STAR Fryer (84% eff) | 2033 | SC D | GWh | After Competition Groups | 10.5199 | 0 | 0 | 8441.1337 | 0.0012463 | 46 | Commercial_2033_SC D_GWh_After Competition Groups_46 | ENERGY STAR Fryer (84% eff) | 0.1246% | 0 | 10.5199 | Commercial_2033_SC D_GWh_After Competition Groups_ENERGY STAR Fryer (84% eff)
Commercial | Com ¦ Suction Pipe Insulation Freezer/Refrigerator | 2033 | SC D | GWh | After Competition Groups | 6.5174 | 0 | 0 | 8441.1337 | 0.0007721 | 47 | Commercial_2033_SC D_GWh_After Competition Groups_47 | Suction Pipe Insulation Freezer/Refrigerator | 0.07721% | 0 | 6.5174 | Commercial_2033_SC D_GWh_After Competition Groups_Suction Pipe Insulation Freezer/Refrigerator
Commercial | Com ¦ ENERGY STAR Dishwasher | 2033 | SC D | GWh | After Competition Groups | 5.1509 | 0 | 0 | 8441.1337 | 0.00061021 | 48 | Commercial_2033_SC D_GWh_After Competition Groups_48 | ENERGY STAR Dishwasher | 0.06102% | 0 | 5.1509 | Commercial_2033_SC D_GWh_After Competition Groups_ENERGY STAR Dishwasher
Commercial | Com ¦ ENERGY STAR Steam Cookers | 2033 | SC D | GWh | After Competition Groups | 5.0346 | 0 | 0 | 8441.1337 | 0.00059644 | 49 | Commercial_2033_SC D_GWh_After Competition Groups_49 | ENERGY STAR Steam Cookers | 0.05964% | 0 | 5.0346 | Commercial_2033_SC D_GWh_After Competition Groups_ENERGY STAR Steam Cookers
Commercial | Com ¦ Condensing Make Up Air Unit | 2033 | SC D | GWh | After Competition Groups | 2.9965 | 0 | 0 | 8441.1337 | 0.00035499 | 50 | Commercial_2033_SC D_GWh_After Competition Groups_50 | Condensing Make Up Air Unit | 0.0355% | 0 | 2.9965 | Commercial_2033_SC D_GWh_After Competition Groups_Condensing Make Up Air Unit
Commercial | Com ¦ Ozone Laundry Treatment | 2033 | SC D | GWh | After Competition Groups | 2.566 | 0 | 0 | 8441.1337 | 0.00030399 | 51 | Commercial_2033_SC D_GWh_After Competition Groups_51 | Ozone Laundry Treatment | 0.0304% | 0 | 2.566 | Commercial_2033_SC D_GWh_After Competition Groups_Ozone Laundry Treatment
Commercial | Com ¦ Thermostat Setback | 2033 | SC D | GWh | After Competition Groups | 2.3606 | 0 | 0 | 8441.1337 | 0.00027965 | 52 | Commercial_2033_SC D_GWh_After Competition Groups_52 | Thermostat Setback | 0.02797% | 0 | 2.3606 | Commercial_2033_SC D_GWh_After Competition Groups_Thermostat Setback
Commercial | Com ¦ ECM MOTORS FOR HVAC APPLICATION (FAN-POWERED VAV BOX) | 2033 | SC D | GWh | After Competition Groups | 1.6385 | 0 | 0 | 8441.1337 | 0.00019411 | 53 | Commercial_2033_SC D_GWh_After Competition Groups_53 | ECM MOTORS FOR HVAC APPLICATION (FAN-POWERED VAV BOX) | 0.01941% | 0 | 1.6385 | Commercial_2033_SC D_GWh_After Competition Groups_ECM MOTORS FOR HVAC APPLICATION (FAN-POWERED VAV BOX)
Commercial | Com ¦ CEE Tier 2/Energy Star Clothes Washers | 2033 | SC D | GWh | After Competition Groups | 1.0293 | 0 | 0 | 8441.1337 | 0.00012194 | 54 | Commercial_2033_SC D_GWh_After Competition Groups_54 | CEE Tier 2/Energy Star Clothes Washers | 0.01219% | 0 | 1.0293 | Commercial_2033_SC D_GWh_After Competition Groups_CEE Tier 2/Energy Star Clothes Washers
Commercial | Com ¦ Solar Water Preheat (Pools/DHW) | 2033 | SC D | GWh | After Competition Groups | 1.0085 | 0 | 0 | 8441.1337 | 0.00011947 | 55 | Commercial_2033_SC D_GWh_After Competition Groups_55 | Solar Water Preheat (Pools/DHW) | 0.01195% | 0 | 1.0085 | Commercial_2033_SC D_GWh_After Competition Groups_Solar Water Preheat (Pools/DHW)
Commercial | Com ¦ Notched V belts for HVAC Systems | 2033 | SC D | GWh | After Competition Groups | 0.86969 | 0 | 0 | 8441.1337 | 0.00010303 | 56 | Commercial_2033_SC D_GWh_After Competition Groups_56 | Notched V belts for HVAC Systems | 0.0103% | 0 | 0.86969 | Commercial_2033_SC D_GWh_After Competition Groups_Notched V belts for HVAC Systems
Commercial | Com ¦ Auto Off Time Switch or Time Clock control | 2033 | SC D | GWh | After Competition Groups | 0.72272 | 0 | 0 | 8441.1337 | 8.5619e-05 | 57 | Commercial_2033_SC D_GWh_After Competition Groups_57 | Auto Off Time Switch or Time Clock control | 0.008562% | 0 | 0.72272 | Commercial_2033_SC D_GWh_After Competition Groups_Auto Off Time Switch or Time Clock control
Commercial | Com ¦ Demand controlled Circulating Systems | 2033 | SC D | GWh | After Competition Groups | 0.71944 | 0 | 0 | 8441.1337 | 8.523e-05 | 58 | Commercial_2033_SC D_GWh_After Competition Groups_58 | Demand controlled Circulating Systems | 0.008523% | 0 | 0.71944 | Commercial_2033_SC D_GWh_After Competition Groups_Demand controlled Circulating Systems
Commercial | COM ¦ Ductless Mini-Split Heat Pumps | 2033 | SC D | GWh | After Competition Groups | 0.70218 | 0 | 0 | 8441.1337 | 8.3186e-05 | 59 | Commercial_2033_SC D_GWh_After Competition Groups_59 | Ductless Mini-Split Heat Pumps | 0.008319% | 0 | 0.70218 | Commercial_2033_SC D_GWh_After Competition Groups_Ductless Mini-Split Heat Pumps
Commercial | Com ¦ PTAC (12 EER/10,000 BTU) | 2033 | SC D | GWh | After Competition Groups | 0.59546 | 0 | 0 | 8441.1337 | 7.0543e-05 | 60 | Commercial_2033_SC D_GWh_After Competition Groups_60 | PTAC (12 EER/10,000 BTU) | 0.007054% | 0 | 0.59546 | Commercial_2033_SC D_GWh_After Competition Groups_PTAC (12 EER/10,000 BTU)
Commercial | Com ¦ Low Flow Pre-Rinse Spray Nozzle | 2033 | SC D | GWh | After Competition Groups | 0.52554 | 0 | 0 | 8441.1337 | 6.2259e-05 | 61 | Commercial_2033_SC D_GWh_After Competition Groups_61 | Low Flow Pre-Rinse Spray Nozzle | 0.006226% | 0 | 0.52554 | Commercial_2033_SC D_GWh_After Competition Groups_Low Flow Pre-Rinse Spray Nozzle
Commercial | Com ¦ LED RECESSED DOWNLIGHTS | 2033 | SC D | GWh | After Competition Groups | 0.35802 | 0 | 0 | 8441.1337 | 4.2413e-05 | 62 | Commercial_2033_SC D_GWh_After Competition Groups_62 | LED RECESSED DOWNLIGHTS | 0.004241% | 0 | 0.35802 | Commercial_2033_SC D_GWh_After Competition Groups_LED RECESSED DOWNLIGHTS
Commercial | Com ¦ HVAC Optimization | 2033 | SC D | GWh | After Competition Groups | 0.34021 | 0 | 0 | 8441.1337 | 4.0304e-05 | 63 | Commercial_2033_SC D_GWh_After Competition Groups_63 | HVAC Optimization | 0.00403% | 0 | 0.34021 | Commercial_2033_SC D_GWh_After Competition Groups_HVAC Optimization
Commercial | Com ¦ Commercial Hot Food Holding Cabinets | 2033 | SC D | GWh | After Competition Groups | 0.31249 | 0 | 0 | 8441.1337 | 3.702e-05 | 64 | Commercial_2033_SC D_GWh_After Competition Groups_64 | Commercial Hot Food Holding Cabinets | 0.003702% | 0 | 0.31249 | Commercial_2033_SC D_GWh_After Competition Groups_Commercial Hot Food Holding Cabinets
Commercial | Com ¦ High Efficiency Small Instantaneous Water Heater | 2033 | SC D | GWh | After Competition Groups | 0.23592 | 0 | 0 | 8441.1337 | 2.7949e-05 | 65 | Commercial_2033_SC D_GWh_After Competition Groups_65 | High Efficiency Small Instantaneous Water Heater | 0.002795% | 0 | 0.23592 | Commercial_2033_SC D_GWh_After Competition Groups_High Efficiency Small Instantaneous Water Heater
Commercial | Com ¦ Air Curtains | 2033 | SC D | GWh | After Competition Groups | 0.16344 | 0 | 0 | 8441.1337 | 1.9362e-05 | 66 | Commercial_2033_SC D_GWh_After Competition Groups_66 | Air Curtains | 0.001936% | 0 | 0.16344 | Commercial_2033_SC D_GWh_After Competition Groups_Air Curtains
Commercial | Com ¦ Wall Insulation | 2033 | SC D | GWh | After Competition Groups | 0.096679 | 0 | 0 | 8441.1337 | 1.1453e-05 | 67 | Commercial_2033_SC D_GWh_After Competition Groups_67 | Wall Insulation | 0.001145% | 0 | 0.096679 | Commercial_2033_SC D_GWh_After Competition Groups_Wall Insulation
Commercial | Com ¦ Energy Recovery Ventilation and Ventilation (Enhanced) | 2033 | SC D | GWh | After Competition Groups | 0.082064 | 0 | 0 | 8441.1337 | 9.7219e-06 | 68 | Commercial_2033_SC D_GWh_After Competition Groups_68 | Energy Recovery Ventilation and Ventilation (Enhanced) | 0.0009722% | 0 | 0.082064 | Commercial_2033_SC D_GWh_After Competition Groups_Energy Recovery Ventilation and Ventilation (Enhanced)
Commercial | Com ¦ Efficient compressor motor | 2033 | SC D | GWh | After Competition Groups | 0.050366 | 0 | 0 | 8441.1337 | 5.9668e-06 | 69 | Commercial_2033_SC D_GWh_After Competition Groups_69 | Efficient compressor motor | 0.0005967% | 0 | 0.050366 | Commercial_2033_SC D_GWh_After Competition Groups_Efficient compressor motor
Commercial | Com ¦ Room AC (w/ louvered sides) 14 SEER from 12 SEER code | 2033 | SC D | GWh | After Competition Groups | 0.045311 | 0 | 0 | 8441.1337 | 5.3678e-06 | 70 | Commercial_2033_SC D_GWh_After Competition Groups_70 | Room AC (w/ louvered sides) 14 SEER from 12 SEER code | 0.0005368% | 0 | 0.045311 | Commercial_2033_SC D_GWh_After Competition Groups_Room AC (w/ louvered sides) 14 SEER from 12 SEER code
Commercial | Com ¦ VSD Air Compressor | 2033 | SC D | GWh | After Competition Groups | 0.032929 | 0 | 0 | 8441.1337 | 3.9011e-06 | 71 | Commercial_2033_SC D_GWh_After Competition Groups_71 | VSD Air Compressor | 0.0003901% | 0 | 0.032929 | Commercial_2033_SC D_GWh_After Competition Groups_VSD Air Compressor
Commercial | Com ¦ EC Plug Fan for Data Center (under cabinet) | 2033 | SC D | GWh | After Competition Groups | 0.027499 | 0 | 0 | 8441.1337 | 3.2578e-06 | 72 | Commercial_2033_SC D_GWh_After Competition Groups_72 | EC Plug Fan for Data Center (under cabinet) | 0.0003258% | 0 | 0.027499 | Commercial_2033_SC D_GWh_After Competition Groups_EC Plug Fan for Data Center (under cabinet)
Commercial | Com ¦ High Efficiency Chiller (avg of water and air cooled) | 2033 | SC D | GWh | After Competition Groups | 0.023606 | 0 | 0 | 8441.1337 | 2.7966e-06 | 73 | Commercial_2033_SC D_GWh_After Competition Groups_73 | High Efficiency Chiller (avg of water and air cooled) | 0.0002797% | 0 | 0.023606 | Commercial_2033_SC D_GWh_After Competition Groups_High Efficiency Chiller (avg of water and air cooled)
Commercial | Com ¦ LLLC - High Impact Application | 2033 | SC D | GWh | After Competition Groups | 0.0059798 | 0 | 0 | 8441.1337 | 7.0842e-07 | 74 | Commercial_2033_SC D_GWh_After Competition Groups_74 | LLLC - High Impact Application | 7.084e-05% | 0 | 0.0059798 | Commercial_2033_SC D_GWh_After Competition Groups_LLLC - High Impact Application
Commercial | Com ¦ Electric Convection Combination Ovens | 2033 | SC D | GWh | After Competition Groups | 0.0031278 | 0 | 0 | 8441.1337 | 3.7055e-07 | 75 | Commercial_2033_SC D_GWh_After Competition Groups_75 | Electric Convection Combination Ovens | 3.705e-05% | 0 | 0.0031278 | Commercial_2033_SC D_GWh_After Competition Groups_Electric Convection Combination Ovens
Commercial | Com ¦ LLLC - Low Impact Application | 2033 | SC D | GWh | After Competition Groups | 0.00055914 | 0 | 0 | 8441.1337 | 6.6239e-08 | 76 | Commercial_2033_SC D_GWh_After Competition Groups_76 | LLLC - Low Impact Application | 6.624e-06% | 0 | 0.00055914 | Commercial_2033_SC D_GWh_After Competition Groups_LLLC - Low Impact Application
Commercial | Com ¦ Networked/Connected - Low Impact Application | 2033 | SC D | GWh | After Competition Groups | 1.7132e-07 | 0 | 0 | 8441.1337 | 2.0296e-11 | 77 | Commercial_2033_SC D_GWh_After Competition Groups_77 | Networked/Connected - Low Impact Application | 2.03e-09% | 0 | 1.7132e-07 | Commercial_2033_SC D_GWh_After Competition Groups_Networked/Connected - Low Impact Application
Commercial | Com ¦ Networked/Connected - High Impact Application | 2033 | SC D | GWh | After Competition Groups | 2.5608e-08 | 0 | 0 | 8441.1337 | 3.0337e-12 | 78 | Commercial_2033_SC D_GWh_After Competition Groups_78 | Networked/Connected - High Impact Application | 3.034e-10% | 0 | 2.5608e-08 | Commercial_2033_SC D_GWh_After Competition Groups_Networked/Connected - High Impact Application
Commercial | Com ¦ Indoor Daylight Sensors/Photocell Dimming Control | 2033 | SC D | GWh | After Competition Groups | 0 | 0 | 0 | 8441.1337 | 0 | 79 | Commercial_2033_SC D_GWh_After Competition Groups_79 | Indoor Daylight Sensors/Photocell Dimming Control | 0% | 0 | 0 | Commercial_2033_SC D_GWh_After Competition Groups_Indoor Daylight Sensors/Photocell Dimming Control
Commercial | Com ¦ Variable Refrigerant Flow Heat Pump | 2033 | SC D | GWh | After Competition Groups | 0 | 0 | 0 | 8441.1337 | 0 | 80 | Commercial_2033_SC D_GWh_After Competition Groups_80 | Variable Refrigerant Flow Heat Pump | 0% | 0 | 0 | Commercial_2033_SC D_GWh_After Competition Groups_Variable Refrigerant Flow Heat Pump
Commercial | Com ¦ Building Recommissioning, Operations and Maintenance (O&M) Improvements | 2033 | Technical | GWh | After Competition Groups | 1917.2662 | 0 | 0 | 17881.0996 | 0.10722 | 1 | Commercial_2033_Technical_GWh_After Competition Groups_1 | Building Recommissioning, Operations and Maintenance (O&M) Improvements | 10.72% | 0 | 1917.2662 | Commercial_2033_Technical_GWh_After Competition Groups_Building Recommissioning, Operations and Maintenance (O&M) Improvements
Commercial | Com ¦ Central Lighting Control System | 2033 | Technical | GWh | After Competition Groups | 1779.2683 | 0 | 0 | 17881.0996 | 0.099506 | 2 | Commercial_2033_Technical_GWh_After Competition Groups_2 | Central Lighting Control System | 9.951% | 0 | 1779.2683 | Commercial_2033_Technical_GWh_After Competition Groups_Central Lighting Control System
Commercial | Com ¦ LED Low/High Bay | 2033 | Technical | GWh | After Competition Groups | 1175.4397 | 0 | 0 | 17881.0996 | 0.065736 | 3 | Commercial_2033_Technical_GWh_After Competition Groups_3 | LED Low/High Bay | 6.574% | 0 | 1175.4397 | Commercial_2033_Technical_GWh_After Competition Groups_LED Low/High Bay
Commercial | Com ¦ ENERGY STAR LED LAMPS (REFLECTOR LAMPs/MR16/PAR 16) | 2033 | Technical | GWh | After Competition Groups | 1045.3014 | 0 | 0 | 17881.0996 | 0.058458 | 4 | Commercial_2033_Technical_GWh_After Competition Groups_4 | ENERGY STAR LED LAMPS (REFLECTOR LAMPs/MR16/PAR 16) | 5.846% | 0 | 1045.3014 | Commercial_2033_Technical_GWh_After Competition Groups_ENERGY STAR LED LAMPS (REFLECTOR LAMPs/MR16/PAR 16)
Commercial | Com ¦ LED Troffer/Surface/Suspended | 2033 | Technical | GWh | After Competition Groups | 957.5349 | 0 | 0 | 17881.0996 | 0.05355 | 5 | Commercial_2033_Technical_GWh_After Competition Groups_5 | LED Troffer/Surface/Suspended | 5.355% | 0 | 957.5349 | Commercial_2033_Technical_GWh_After Competition Groups_LED Troffer/Surface/Suspended
Commercial | Com ¦ Education and Capacity Building/Energy Behavior | 2033 | Technical | GWh | After Competition Groups | 721.1246 | 0 | 0 | 17881.0996 | 0.040329 | 6 | Commercial_2033_Technical_GWh_After Competition Groups_6 | Education and Capacity Building/Energy Behavior | 4.033% | 0 | 721.1246 | Commercial_2033_Technical_GWh_After Competition Groups_Education and Capacity Building/Energy Behavior
Commercial | Com ¦ LED Replacement Lamp (Tube) | 2033 | Technical | GWh | After Competition Groups | 685.409 | 0 | 0 | 17881.0996 | 0.038331 | 7 | Commercial_2033_Technical_GWh_After Competition Groups_7 | LED Replacement Lamp (Tube) | 3.833% | 0 | 685.409 | Commercial_2033_Technical_GWh_After Competition Groups_LED Replacement Lamp (Tube)
Commercial | Com ¦ LED EXTERIOR AREA LIGHTS - LED fixture (200W) | 2033 | Technical | GWh | After Competition Groups | 648.3126 | 0 | 0 | 17881.0996 | 0.036257 | 8 | Commercial_2033_Technical_GWh_After Competition Groups_8 | LED EXTERIOR AREA LIGHTS - LED fixture (200W) | 3.626% | 0 | 648.3126 | Commercial_2033_Technical_GWh_After Competition Groups_LED EXTERIOR AREA LIGHTS - LED fixture (200W)
Commercial | Com ¦ High Efficiency Air Source Heat Pump | 2033 | Technical | GWh | After Competition Groups | 640.8965 | 0 | 0 | 17881.0996 | 0.035842 | 9 | Commercial_2033_Technical_GWh_After Competition Groups_9 | High Efficiency Air Source Heat Pump | 3.584% | 0 | 640.8965 | Commercial_2033_Technical_GWh_After Competition Groups_High Efficiency Air Source Heat Pump
Commercial | Com ¦ LED parking lot fixture | 2033 | Technical | GWh | After Competition Groups | 616.9931 | 0 | 0 | 17881.0996 | 0.034505 | 10 | Commercial_2033_Technical_GWh_After Competition Groups_10 | LED parking lot fixture | 3.451% | 0 | 616.9931 | Commercial_2033_Technical_GWh_After Competition Groups_LED parking lot fixture
Commercial | Com ¦ Smart Strip Plug Outlets | 2033 | Technical | GWh | After Competition Groups | 593.0031 | 0 | 0 | 17881.0996 | 0.033164 | 11 | Commercial_2033_Technical_GWh_After Competition Groups_11 | Smart Strip Plug Outlets | 3.316% | 0 | 593.0031 | Commercial_2033_Technical_GWh_After Competition Groups_Smart Strip Plug Outlets
Commercial | Com ¦ Furnace Tune-Up | 2033 | Technical | GWh | After Competition Groups | 526.4691 | 0 | 0 | 17881.0996 | 0.029443 | 12 | Commercial_2033_Technical_GWh_After Competition Groups_12 | Furnace Tune-Up | 2.944% | 0 | 526.4691 | Commercial_2033_Technical_GWh_After Competition Groups_Furnace Tune-Up
Commercial | Com ¦ Variable Refrigerant Flow Heat Pump | 2033 | Technical | GWh | After Competition Groups | 494.5257 | 0 | 0 | 17881.0996 | 0.027656 | 13 | Commercial_2033_Technical_GWh_After Competition Groups_13 | Variable Refrigerant Flow Heat Pump | 2.766% | 0 | 494.5257 | Commercial_2033_Technical_GWh_After Competition Groups_Variable Refrigerant Flow Heat Pump
Commercial | Com ¦ Refrigerated Display Case Doors | 2033 | Technical | GWh | After Competition Groups | 432.7133 | 0 | 0 | 17881.0996 | 0.024199 | 14 | Commercial_2033_Technical_GWh_After Competition Groups_14 | Refrigerated Display Case Doors | 2.42% | 0 | 432.7133 | Commercial_2033_Technical_GWh_After Competition Groups_Refrigerated Display Case Doors
Commercial | Com ¦ LED street light fixture | 2033 | Technical | GWh | After Competition Groups | 393.8527 | 0 | 0 | 17881.0996 | 0.022026 | 15 | Commercial_2033_Technical_GWh_After Competition Groups_15 | LED street light fixture | 2.203% | 0 | 393.8527 | Commercial_2033_Technical_GWh_After Competition Groups_LED street light fixture
Commercial | Com ¦ Advanced BAS/Controllers | 2033 | Technical | GWh | After Competition Groups | 331.9449 | 0 | 0 | 17881.0996 | 0.018564 | 16 | Commercial_2033_Technical_GWh_After Competition Groups_16 | Advanced BAS/Controllers | 1.856% | 0 | 331.9449 | Commercial_2033_Technical_GWh_After Competition Groups_Advanced BAS/Controllers
Commercial | Com ¦ Reach-in Shaded Pole to ECM/PSC Evaporator Fan Motor | 2033 | Technical | GWh | After Competition Groups | 320.7387 | 0 | 0 | 17881.0996 | 0.017937 | 17 | Commercial_2033_Technical_GWh_After Competition Groups_17 | Reach-in Shaded Pole to ECM/PSC Evaporator Fan Motor | 1.794% | 0 | 320.7387 | Commercial_2033_Technical_GWh_After Competition Groups_Reach-in Shaded Pole to ECM/PSC Evaporator Fan Motor
Commercial | Com ¦ Demand Control Ventilation | 2033 | Technical | GWh | After Competition Groups | 320.1394 | 0 | 0 | 17881.0996 | 0.017904 | 18 | Commercial_2033_Technical_GWh_After Competition Groups_18 | Demand Control Ventilation | 1.79% | 0 | 320.1394 | Commercial_2033_Technical_GWh_After Competition Groups_Demand Control Ventilation
Commercial | Com ¦ Data Center Storage/Server Virtualization | 2033 | Technical | GWh | After Competition Groups | 307.8867 | 0 | 0 | 17881.0996 | 0.017219 | 19 | Commercial_2033_Technical_GWh_After Competition Groups_19 | Data Center Storage/Server Virtualization | 1.722% | 0 | 307.8867 | Commercial_2033_Technical_GWh_After Competition Groups_Data Center Storage/Server Virtualization
Commercial | Com ¦ Strip Curtains | 2033 | Technical | GWh | After Competition Groups | 248.303 | 0 | 0 | 17881.0996 | 0.013886 | 20 | Commercial_2033_Technical_GWh_After Competition Groups_20 | Strip Curtains | 1.389% | 0 | 248.303 | Commercial_2033_Technical_GWh_After Competition Groups_Strip Curtains
Commercial | Com ¦ Centrally controlled desktop PC/NETWORK PC POWER MANAGEMENT SOFTWARE | 2033 | Technical | GWh | After Competition Groups | 205.8535 | 0 | 0 | 17881.0996 | 0.011512 | 21 | Commercial_2033_Technical_GWh_After Competition Groups_21 | Centrally controlled desktop PC/NETWORK PC POWER MANAGEMENT SOFTWARE | 1.151% | 0 | 205.8535 | Commercial_2033_Technical_GWh_After Competition Groups_Centrally controlled desktop PC/NETWORK PC POWER MANAGEMENT SOFTWARE
Commercial | Com ¦ Door Gasket Freezer/Refrigerator | 2033 | Technical | GWh | After Competition Groups | 203.1862 | 0 | 0 | 17881.0996 | 0.011363 | 22 | Commercial_2033_Technical_GWh_After Competition Groups_22 | Door Gasket Freezer/Refrigerator | 1.136% | 0 | 203.1862 | Commercial_2033_Technical_GWh_After Competition Groups_Door Gasket Freezer/Refrigerator
Commercial | Com ¦ Unitary Air-Conditioning Unit | 2033 | Technical | GWh | After Competition Groups | 190.8958 | 0 | 0 | 17881.0996 | 0.010676 | 23 | Commercial_2033_Technical_GWh_After Competition Groups_23 | Unitary Air-Conditioning Unit | 1.068% | 0 | 190.8958 | Commercial_2033_Technical_GWh_After Competition Groups_Unitary Air-Conditioning Unit
Commercial | Com ¦ LED or Equivalent Sign Lighting | 2033 | Technical | GWh | After Competition Groups | 175.9824 | 0 | 0 | 17881.0996 | 0.0098418 | 24 | Commercial_2033_Technical_GWh_After Competition Groups_24 | LED or Equivalent Sign Lighting | 0.9842% | 0 | 175.9824 | Commercial_2033_Technical_GWh_After Competition Groups_LED or Equivalent Sign Lighting
Commercial | Com ¦ Variable Frequency Drive (VFD) | 2033 | Technical | GWh | After Competition Groups | 174.5057 | 0 | 0 | 17881.0996 | 0.0097592 | 25 | Commercial_2033_Technical_GWh_After Competition Groups_25 | Variable Frequency Drive (VFD) | 0.9759% | 0 | 174.5057 | Commercial_2033_Technical_GWh_After Competition Groups_Variable Frequency Drive (VFD)
Commercial | Com ¦ Refrigeration Optimization | 2033 | Technical | GWh | After Competition Groups | 172.4914 | 0 | 0 | 17881.0996 | 0.0096466 | 26 | Commercial_2033_Technical_GWh_After Competition Groups_26 | Refrigeration Optimization | 0.9647% | 0 | 172.4914 | Commercial_2033_Technical_GWh_After Competition Groups_Refrigeration Optimization
Commercial | Com ¦ VFD on Pumps | 2033 | Technical | GWh | After Competition Groups | 163.3166 | 0 | 0 | 17881.0996 | 0.0091335 | 27 | Commercial_2033_Technical_GWh_After Competition Groups_27 | VFD on Pumps | 0.9133% | 0 | 163.3166 | Commercial_2033_Technical_GWh_After Competition Groups_VFD on Pumps
Commercial | Com ¦ Adaptive Thermostats | 2033 | Technical | GWh | After Competition Groups | 147.7582 | 0 | 0 | 17881.0996 | 0.0082634 | 28 | Commercial_2033_Technical_GWh_After Competition Groups_28 | Adaptive Thermostats | 0.8263% | 0 | 147.7582 | Commercial_2033_Technical_GWh_After Competition Groups_Adaptive Thermostats
Commercial | Com ¦ Air Handler with Dedicated Outdoor Air Systems | 2033 | Technical | GWh | After Competition Groups | 133.1893 | 0 | 0 | 17881.0996 | 0.0074486 | 29 | Commercial_2033_Technical_GWh_After Competition Groups_29 | Air Handler with Dedicated Outdoor Air Systems | 0.7449% | 0 | 133.1893 | Commercial_2033_Technical_GWh_After Competition Groups_Air Handler with Dedicated Outdoor Air Systems
Commercial | Com ¦ ENERGY STAR FREEZER | 2033 | Technical | GWh | After Competition Groups | 128.5502 | 0 | 0 | 17881.0996 | 0.0071892 | 30 | Commercial_2033_Technical_GWh_After Competition Groups_30 | ENERGY STAR FREEZER | 0.7189% | 0 | 128.5502 | Commercial_2033_Technical_GWh_After Competition Groups_ENERGY STAR FREEZER
Commercial | Com ¦ Condensing Make Up Air Unit | 2033 | Technical | GWh | After Competition Groups | 125.0838 | 0 | 0 | 17881.0996 | 0.0069953 | 31 | Commercial_2033_Technical_GWh_After Competition Groups_31 | Condensing Make Up Air Unit | 0.6995% | 0 | 125.0838 | Commercial_2033_Technical_GWh_After Competition Groups_Condensing Make Up Air Unit
Commercial | Com ¦ ENERGY STAR LED LAMPS (General Service Lamps) | 2033 | Technical | GWh | After Competition Groups | 123.0265 | 0 | 0 | 17881.0996 | 0.0068803 | 32 | Commercial_2033_Technical_GWh_After Competition Groups_32 | ENERGY STAR LED LAMPS (General Service Lamps) | 0.688% | 0 | 123.0265 | Commercial_2033_Technical_GWh_After Competition Groups_ENERGY STAR LED LAMPS (General Service Lamps)
Commercial | Com ¦ ENERGY STAR ICE MACHINES - Ice Making Head | 2033 | Technical | GWh | After Competition Groups | 114.0203 | 0 | 0 | 17881.0996 | 0.0063766 | 33 | Commercial_2033_Technical_GWh_After Competition Groups_33 | ENERGY STAR ICE MACHINES - Ice Making Head | 0.6377% | 0 | 114.0203 | Commercial_2033_Technical_GWh_After Competition Groups_ENERGY STAR ICE MACHINES - Ice Making Head
Commercial | Com ¦ Demand Control Kitchen Ventilation | 2033 | Technical | GWh | After Competition Groups | 111.1808 | 0 | 0 | 17881.0996 | 0.0062178 | 34 | Commercial_2033_Technical_GWh_After Competition Groups_34 | Demand Control Kitchen Ventilation | 0.6218% | 0 | 111.1808 | Commercial_2033_Technical_GWh_After Competition Groups_Demand Control Kitchen Ventilation
Commercial | Com ¦ Super-High Efficiency Furnaces (Emerging Tech) | 2033 | Technical | GWh | After Competition Groups | 111.0753 | 0 | 0 | 17881.0996 | 0.0062119 | 35 | Commercial_2033_Technical_GWh_After Competition Groups_35 | Super-High Efficiency Furnaces (Emerging Tech) | 0.6212% | 0 | 111.0753 | Commercial_2033_Technical_GWh_After Competition Groups_Super-High Efficiency Furnaces (Emerging Tech)
Commercial | Com ¦ Refrigerated Display Case LED | 2033 | Technical | GWh | After Competition Groups | 104.4547 | 0 | 0 | 17881.0996 | 0.0058416 | 36 | Commercial_2033_Technical_GWh_After Competition Groups_36 | Refrigerated Display Case LED | 0.5842% | 0 | 104.4547 | Commercial_2033_Technical_GWh_After Competition Groups_Refrigerated Display Case LED
Commercial | Com ¦ Indoor Daylight Sensors/Photocell Dimming Control | 2033 | Technical | GWh | After Competition Groups | 100.9325 | 0 | 0 | 17881.0996 | 0.0056446 | 37 | Commercial_2033_Technical_GWh_After Competition Groups_37 | Indoor Daylight Sensors/Photocell Dimming Control | 0.5645% | 0 | 100.9325 | Commercial_2033_Technical_GWh_After Competition Groups_Indoor Daylight Sensors/Photocell Dimming Control
Commercial | Com ¦ Adding reflective (White) roof treatment or a green roof | 2033 | Technical | GWh | After Competition Groups | 88.0489 | 0 | 0 | 17881.0996 | 0.0049241 | 38 | Commercial_2033_Technical_GWh_After Competition Groups_38 | Adding reflective (White) roof treatment or a green roof | 0.4924% | 0 | 88.0489 | Commercial_2033_Technical_GWh_After Competition Groups_Adding reflective (White) roof treatment or a green roof
Commercial | Com ¦ ECM MOTORS FOR EVAPORATOR FANS for refrigeration (WALK-IN) | 2033 | Technical | GWh | After Competition Groups | 82.6669 | 0 | 0 | 17881.0996 | 0.0046231 | 39 | Commercial_2033_Technical_GWh_After Competition Groups_39 | ECM MOTORS FOR EVAPORATOR FANS for refrigeration (WALK-IN) | 0.4623% | 0 | 82.6669 | Commercial_2033_Technical_GWh_After Competition Groups_ECM MOTORS FOR EVAPORATOR FANS for refrigeration (WALK-IN)
Commercial | Com ¦ Condensing Unit Heaters or other Efficient Unit Heating System | 2033 | Technical | GWh | After Competition Groups | 79.226 | 0 | 0 | 17881.0996 | 0.0044307 | 40 | Commercial_2033_Technical_GWh_After Competition Groups_40 | Condensing Unit Heaters or other Efficient Unit Heating System | 0.4431% | 0 | 79.226 | Commercial_2033_Technical_GWh_After Competition Groups_Condensing Unit Heaters or other Efficient Unit Heating System
Commercial | Com ¦ Occupancy Sensors | 2033 | Technical | GWh | After Competition Groups | 76.676 | 0 | 0 | 17881.0996 | 0.0042881 | 41 | Commercial_2033_Technical_GWh_After Competition Groups_41 | Occupancy Sensors | 0.4288% | 0 | 76.676 | Commercial_2033_Technical_GWh_After Competition Groups_Occupancy Sensors
Commercial | Com ¦ High R-Value Glass Doors/no-heat glass door | 2033 | Technical | GWh | After Competition Groups | 73.1661 | 0 | 0 | 17881.0996 | 0.0040918 | 42 | Commercial_2033_Technical_GWh_After Competition Groups_42 | High R-Value Glass Doors/no-heat glass door | 0.4092% | 0 | 73.1661 | Commercial_2033_Technical_GWh_After Competition Groups_High R-Value Glass Doors/no-heat glass door
Commercial | Com ¦ Freezer Case Light Sensor | 2033 | Technical | GWh | After Competition Groups | 68.086 | 0 | 0 | 17881.0996 | 0.0038077 | 43 | Commercial_2033_Technical_GWh_After Competition Groups_43 | Freezer Case Light Sensor | 0.3808% | 0 | 68.086 | Commercial_2033_Technical_GWh_After Competition Groups_Freezer Case Light Sensor
Commercial | Com ¦ HOTEL OCCUPANCY CONTROLS (HVAC + LIGHTING) | 2033 | Technical | GWh | After Competition Groups | 67.4458 | 0 | 0 | 17881.0996 | 0.0037719 | 44 | Commercial_2033_Technical_GWh_After Competition Groups_44 | HOTEL OCCUPANCY CONTROLS (HVAC + LIGHTING) | 0.3772% | 0 | 67.4458 | Commercial_2033_Technical_GWh_After Competition Groups_HOTEL OCCUPANCY CONTROLS (HVAC + LIGHTING)
Commercial | Com ¦ Evaporator Fan Controls | 2033 | Technical | GWh | After Competition Groups | 66.4149 | 0 | 0 | 17881.0996 | 0.0037143 | 45 | Commercial_2033_Technical_GWh_After Competition Groups_45 | Evaporator Fan Controls | 0.3714% | 0 | 66.4149 | Commercial_2033_Technical_GWh_After Competition Groups_Evaporator Fan Controls
Commercial | Com ¦ ENERGY STAR Refrigerator | 2033 | Technical | GWh | After Competition Groups | 63.675 | 0 | 0 | 17881.0996 | 0.003561 | 46 | Commercial_2033_Technical_GWh_After Competition Groups_46 | ENERGY STAR Refrigerator | 0.3561% | 0 | 63.675 | Commercial_2033_Technical_GWh_After Competition Groups_ENERGY STAR Refrigerator
Commercial | Com ¦ Elec Storage WH 2.30 Et | 2033 | Technical | GWh | After Competition Groups | 47.2897 | 0 | 0 | 17881.0996 | 0.0026447 | 47 | Commercial_2033_Technical_GWh_After Competition Groups_47 | Elec Storage WH 2.30 Et | 0.2645% | 0 | 47.2897 | Commercial_2033_Technical_GWh_After Competition Groups_Elec Storage WH 2.30 Et
Commercial | Com ¦ Chilled Water Optimization | 2033 | Technical | GWh | After Competition Groups | 46.9996 | 0 | 0 | 17881.0996 | 0.0026285 | 48 | Commercial_2033_Technical_GWh_After Competition Groups_48 | Chilled Water Optimization | 0.2628% | 0 | 46.9996 | Commercial_2033_Technical_GWh_After Competition Groups_Chilled Water Optimization
Commercial | Com ¦ Refrigeration Commissioning | 2033 | Technical | GWh | After Competition Groups | 45.5512 | 0 | 0 | 17881.0996 | 0.0025474 | 49 | Commercial_2033_Technical_GWh_After Competition Groups_49 | Refrigeration Commissioning | 0.2547% | 0 | 45.5512 | Commercial_2033_Technical_GWh_After Competition Groups_Refrigeration Commissioning
Commercial | Com ¦ ENERGY STAR Griddle (74% eff) | 2033 | Technical | GWh | After Competition Groups | 43.0942 | 0 | 0 | 17881.0996 | 0.00241 | 50 | Commercial_2033_Technical_GWh_After Competition Groups_50 | ENERGY STAR Griddle (74% eff) | 0.241% | 0 | 43.0942 | Commercial_2033_Technical_GWh_After Competition Groups_ENERGY STAR Griddle (74% eff)
Commercial | Com ¦ BEVERAGE VENDING MACHINE CONTROLS | 2033 | Technical | GWh | After Competition Groups | 41.9381 | 0 | 0 | 17881.0996 | 0.0023454 | 51 | Commercial_2033_Technical_GWh_After Competition Groups_51 | BEVERAGE VENDING MACHINE CONTROLS | 0.2345% | 0 | 41.9381 | Commercial_2033_Technical_GWh_After Competition Groups_BEVERAGE VENDING MACHINE CONTROLS
Commercial | Com ¦ Water Source Heat Pump (4 ton) | 2033 | Technical | GWh | After Competition Groups | 34.6334 | 0 | 0 | 17881.0996 | 0.0019369 | 52 | Commercial_2033_Technical_GWh_After Competition Groups_52 | Water Source Heat Pump (4 ton) | 0.1937% | 0 | 34.6334 | Commercial_2033_Technical_GWh_After Competition Groups_Water Source Heat Pump (4 ton)
Commercial | Com ¦ CO Sensors for parking garage exhaust fans | 2033 | Technical | GWh | After Competition Groups | 30.018 | 0 | 0 | 17881.0996 | 0.0016788 | 53 | Commercial_2033_Technical_GWh_After Competition Groups_53 | CO Sensors for parking garage exhaust fans | 0.1679% | 0 | 30.018 | Commercial_2033_Technical_GWh_After Competition Groups_CO Sensors for parking garage exhaust fans
Commercial | Com ¦ Anti-sweat heat (ASH) controls - Cooler/Freezer | 2033 | Technical | GWh | After Competition Groups | 25.5578 | 0 | 0 | 17881.0996 | 0.0014293 | 54 | Commercial_2033_Technical_GWh_After Competition Groups_54 | Anti-sweat heat (ASH) controls - Cooler/Freezer | 0.1429% | 0 | 25.5578 | Commercial_2033_Technical_GWh_After Competition Groups_Anti-sweat heat (ASH) controls - Cooler/Freezer
Commercial | Com ¦ Temperature Adjustment in Commercial Freezers | 2033 | Technical | GWh | After Competition Groups | 25.3963 | 0 | 0 | 17881.0996 | 0.0014203 | 55 | Commercial_2033_Technical_GWh_After Competition Groups_55 | Temperature Adjustment in Commercial Freezers | 0.142% | 0 | 25.3963 | Commercial_2033_Technical_GWh_After Competition Groups_Temperature Adjustment in Commercial Freezers
Commercial | Com ¦ Energy Efficient Laboratory Fume Hood | 2033 | Technical | GWh | After Competition Groups | 22.6192 | 0 | 0 | 17881.0996 | 0.001265 | 56 | Commercial_2033_Technical_GWh_After Competition Groups_56 | Energy Efficient Laboratory Fume Hood | 0.1265% | 0 | 22.6192 | Commercial_2033_Technical_GWh_After Competition Groups_Energy Efficient Laboratory Fume Hood
Commercial | Com ¦ Vertical Night Covers | 2033 | Technical | GWh | After Competition Groups | 19.7007 | 0 | 0 | 17881.0996 | 0.0011018 | 57 | Commercial_2033_Technical_GWh_After Competition Groups_57 | Vertical Night Covers | 0.1102% | 0 | 19.7007 | Commercial_2033_Technical_GWh_After Competition Groups_Vertical Night Covers
Commercial | Com ¦ Duct Insulation, R8 | 2033 | Technical | GWh | After Competition Groups | 17.5389 | 0 | 0 | 17881.0996 | 0.00098086 | 58 | Commercial_2033_Technical_GWh_After Competition Groups_58 | Duct Insulation, R8 | 0.09809% | 0 | 17.5389 | Commercial_2033_Technical_GWh_After Competition Groups_Duct Insulation, R8
Commercial | Com ¦ Outside Air Economizer | 2033 | Technical | GWh | After Competition Groups | 17.5168 | 0 | 0 | 17881.0996 | 0.00097963 | 59 | Commercial_2033_Technical_GWh_After Competition Groups_59 | Outside Air Economizer | 0.09796% | 0 | 17.5168 | Commercial_2033_Technical_GWh_After Competition Groups_Outside Air Economizer
Commercial | Com ¦ Water Heating (DHW) Pipe Insulation (Add 3/4\ Foam)" | 2033 | Technical | GWh | After Competition Groups | 16.9566 | 0 | 0 | 17881.0996 | 0.0009483 | 60 | Commercial_2033_Technical_GWh_After Competition Groups_60 | Water Heating (DHW) Pipe Insulation (Add 3/4\ Foam)" | 0.09483% | 0 | 16.9566 | Commercial_2033_Technical_GWh_After Competition Groups_Water Heating (DHW) Pipe Insulation (Add 3/4\ Foam)"
Commercial | Com ¦ ENERGY STAR Fryer (84% eff) | 2033 | Technical | GWh | After Competition Groups | 15.4174 | 0 | 0 | 17881.0996 | 0.00086221 | 61 | Commercial_2033_Technical_GWh_After Competition Groups_61 | ENERGY STAR Fryer (84% eff) | 0.08622% | 0 | 15.4174 | Commercial_2033_Technical_GWh_After Competition Groups_ENERGY STAR Fryer (84% eff)
Commercial | Com ¦ Roof Insulation/Ceiling Insulation (R25 Code to R35) | 2033 | Technical | GWh | After Competition Groups | 14.0635 | 0 | 0 | 17881.0996 | 0.0007865 | 62 | Commercial_2033_Technical_GWh_After Competition Groups_62 | Roof Insulation/Ceiling Insulation (R25 Code to R35) | 0.07865% | 0 | 14.0635 | Commercial_2033_Technical_GWh_After Competition Groups_Roof Insulation/Ceiling Insulation (R25 Code to R35)
Commercial | Com ¦ ENERGY STAR Dishwasher | 2033 | Technical | GWh | After Competition Groups | 12.2915 | 0 | 0 | 17881.0996 | 0.0006874 | 63 | Commercial_2033_Technical_GWh_After Competition Groups_63 | ENERGY STAR Dishwasher | 0.06874% | 0 | 12.2915 | Commercial_2033_Technical_GWh_After Competition Groups_ENERGY STAR Dishwasher
Commercial | Com ¦ LED RECESSED DOWNLIGHTS | 2033 | Technical | GWh | After Competition Groups | 10.7777 | 0 | 0 | 17881.0996 | 0.00060274 | 64 | Commercial_2033_Technical_GWh_After Competition Groups_64 | LED RECESSED DOWNLIGHTS | 0.06027% | 0 | 10.7777 | Commercial_2033_Technical_GWh_After Competition Groups_LED RECESSED DOWNLIGHTS
Commercial | Com ¦ Suction Pipe Insulation Freezer/Refrigerator | 2033 | Technical | GWh | After Competition Groups | 10.7672 | 0 | 0 | 17881.0996 | 0.00060216 | 65 | Commercial_2033_Technical_GWh_After Competition Groups_65 | Suction Pipe Insulation Freezer/Refrigerator | 0.06022% | 0 | 10.7672 | Commercial_2033_Technical_GWh_After Competition Groups_Suction Pipe Insulation Freezer/Refrigerator
Commercial | Com ¦ Ground Source Heat Pump | 2033 | Technical | GWh | After Competition Groups | 8.9885 | 0 | 0 | 17881.0996 | 0.00050268 | 66 | Commercial_2033_Technical_GWh_After Competition Groups_66 | Ground Source Heat Pump | 0.05027% | 0 | 8.9885 | Commercial_2033_Technical_GWh_After Competition Groups_Ground Source Heat Pump
Commercial | Com ¦ Evaporator Coil Defrost (Cooler) | 2033 | Technical | GWh | After Competition Groups | 8.8732 | 0 | 0 | 17881.0996 | 0.00049624 | 67 | Commercial_2033_Technical_GWh_After Competition Groups_67 | Evaporator Coil Defrost (Cooler) | 0.04962% | 0 | 8.8732 | Commercial_2033_Technical_GWh_After Competition Groups_Evaporator Coil Defrost (Cooler)
Commercial | Com ¦ ENERGY STAR Steam Cookers | 2033 | Technical | GWh | After Competition Groups | 7.5467 | 0 | 0 | 17881.0996 | 0.00042205 | 68 | Commercial_2033_Technical_GWh_After Competition Groups_68 | ENERGY STAR Steam Cookers | 0.04221% | 0 | 7.5467 | Commercial_2033_Technical_GWh_After Competition Groups_ENERGY STAR Steam Cookers
Commercial | Com ¦ SYNCHRONOUS BELT | 2033 | Technical | GWh | After Competition Groups | 6.5462 | 0 | 0 | 17881.0996 | 0.00036609 | 69 | Commercial_2033_Technical_GWh_After Competition Groups_69 | SYNCHRONOUS BELT | 0.03661% | 0 | 6.5462 | Commercial_2033_Technical_GWh_After Competition Groups_SYNCHRONOUS BELT
Commercial | Com ¦ Ozone Laundry Treatment | 2033 | Technical | GWh | After Competition Groups | 6.5002 | 0 | 0 | 17881.0996 | 0.00036352 | 70 | Commercial_2033_Technical_GWh_After Competition Groups_70 | Ozone Laundry Treatment | 0.03635% | 0 | 6.5002 | Commercial_2033_Technical_GWh_After Competition Groups_Ozone Laundry Treatment
Commercial | Com ¦ Efficient compressor motor | 2033 | Technical | GWh | After Competition Groups | 4.1626 | 0 | 0 | 17881.0996 | 0.00023279 | 71 | Commercial_2033_Technical_GWh_After Competition Groups_71 | Efficient compressor motor | 0.02328% | 0 | 4.1626 | Commercial_2033_Technical_GWh_After Competition Groups_Efficient compressor motor
Commercial | Com ¦ Solar Water Preheat (Pools/DHW) | 2033 | Technical | GWh | After Competition Groups | 3.7112 | 0 | 0 | 17881.0996 | 0.00020755 | 72 | Commercial_2033_Technical_GWh_After Competition Groups_72 | Solar Water Preheat (Pools/DHW) | 0.02076% | 0 | 3.7112 | Commercial_2033_Technical_GWh_After Competition Groups_Solar Water Preheat (Pools/DHW)
Commercial | Com ¦ Demand controlled Circulating Systems | 2033 | Technical | GWh | After Competition Groups | 3.6336 | 0 | 0 | 17881.0996 | 0.00020321 | 73 | Commercial_2033_Technical_GWh_After Competition Groups_73 | Demand controlled Circulating Systems | 0.02032% | 0 | 3.6336 | Commercial_2033_Technical_GWh_After Competition Groups_Demand controlled Circulating Systems
Commercial | Com ¦ ECM MOTORS FOR HVAC APPLICATION (FAN-POWERED VAV BOX) | 2033 | Technical | GWh | After Competition Groups | 2.7902 | 0 | 0 | 17881.0996 | 0.00015604 | 74 | Commercial_2033_Technical_GWh_After Competition Groups_74 | ECM MOTORS FOR HVAC APPLICATION (FAN-POWERED VAV BOX) | 0.0156% | 0 | 2.7902 | Commercial_2033_Technical_GWh_After Competition Groups_ECM MOTORS FOR HVAC APPLICATION (FAN-POWERED VAV BOX)
Commercial | Com ¦ Thermostat Setback | 2033 | Technical | GWh | After Competition Groups | 2.6686 | 0 | 0 | 17881.0996 | 0.00014924 | 75 | Commercial_2033_Technical_GWh_After Competition Groups_75 | Thermostat Setback | 0.01492% | 0 | 2.6686 | Commercial_2033_Technical_GWh_After Competition Groups_Thermostat Setback
Commercial | Com ¦ Room AC (w/ louvered sides) 14 SEER from 12 SEER code | 2033 | Technical | GWh | After Competition Groups | 2.6585 | 0 | 0 | 17881.0996 | 0.00014868 | 76 | Commercial_2033_Technical_GWh_After Competition Groups_76 | Room AC (w/ louvered sides) 14 SEER from 12 SEER code | 0.01487% | 0 | 2.6585 | Commercial_2033_Technical_GWh_After Competition Groups_Room AC (w/ louvered sides) 14 SEER from 12 SEER code
Commercial | Com ¦ PTAC (12 EER/10,000 BTU) | 2033 | Technical | GWh | After Competition Groups | 2.2188 | 0 | 0 | 17881.0996 | 0.00012408 | 77 | Commercial_2033_Technical_GWh_After Competition Groups_77 | PTAC (12 EER/10,000 BTU) | 0.01241% | 0 | 2.2188 | Commercial_2033_Technical_GWh_After Competition Groups_PTAC (12 EER/10,000 BTU)
Commercial | Com ¦ Commercial Hot Food Holding Cabinets | 2033 | Technical | GWh | After Competition Groups | 2.1736 | 0 | 0 | 17881.0996 | 0.00012156 | 78 | Commercial_2033_Technical_GWh_After Competition Groups_78 | Commercial Hot Food Holding Cabinets | 0.01216% | 0 | 2.1736 | Commercial_2033_Technical_GWh_After Competition Groups_Commercial Hot Food Holding Cabinets
Commercial | Com ¦ Wall Insulation | 2033 | Technical | GWh | After Competition Groups | 2.1104 | 0 | 0 | 17881.0996 | 0.00011802 | 79 | Commercial_2033_Technical_GWh_After Competition Groups_79 | Wall Insulation | 0.0118% | 0 | 2.1104 | Commercial_2033_Technical_GWh_After Competition Groups_Wall Insulation
Commercial | Com ¦ Solar Preheat Make up Air | 2033 | Technical | GWh | After Competition Groups | 2.084 | 0 | 0 | 17881.0996 | 0.00011655 | 80 | Commercial_2033_Technical_GWh_After Competition Groups_80 | Solar Preheat Make up Air | 0.01166% | 0 | 2.084 | Commercial_2033_Technical_GWh_After Competition Groups_Solar Preheat Make up Air
Commercial | Com ¦ CEE Tier 2/Energy Star Clothes Washers | 2033 | Technical | GWh | After Competition Groups | 1.5407 | 0 | 0 | 17881.0996 | 8.6163e-05 | 81 | Commercial_2033_Technical_GWh_After Competition Groups_81 | CEE Tier 2/Energy Star Clothes Washers | 0.008616% | 0 | 1.5407 | Commercial_2033_Technical_GWh_After Competition Groups_CEE Tier 2/Energy Star Clothes Washers
Commercial | COM ¦ Ductless Mini-Split Heat Pumps | 2033 | Technical | GWh | After Competition Groups | 1.4164 | 0 | 0 | 17881.0996 | 7.9211e-05 | 82 | Commercial_2033_Technical_GWh_After Competition Groups_82 | Ductless Mini-Split Heat Pumps | 0.007921% | 0 | 1.4164 | Commercial_2033_Technical_GWh_After Competition Groups_Ductless Mini-Split Heat Pumps
Commercial | Com ¦ Auto Off Time Switch or Time Clock control | 2033 | Technical | GWh | After Competition Groups | 1.3728 | 0 | 0 | 17881.0996 | 7.6776e-05 | 83 | Commercial_2033_Technical_GWh_After Competition Groups_83 | Auto Off Time Switch or Time Clock control | 0.007678% | 0 | 1.3728 | Commercial_2033_Technical_GWh_After Competition Groups_Auto Off Time Switch or Time Clock control
Commercial | Com ¦ Heat Pump Water Heater (50 Gallons) | 2033 | Technical | GWh | After Competition Groups | 0.94804 | 0 | 0 | 17881.0996 | 5.3019e-05 | 84 | Commercial_2033_Technical_GWh_After Competition Groups_84 | Heat Pump Water Heater (50 Gallons) | 0.005302% | 0 | 0.94804 | Commercial_2033_Technical_GWh_After Competition Groups_Heat Pump Water Heater (50 Gallons)
Commercial | Com ¦ Low Flow Pre-Rinse Spray Nozzle | 2033 | Technical | GWh | After Competition Groups | 0.86126 | 0 | 0 | 17881.0996 | 4.8166e-05 | 85 | Commercial_2033_Technical_GWh_After Competition Groups_85 | Low Flow Pre-Rinse Spray Nozzle | 0.004817% | 0 | 0.86126 | Commercial_2033_Technical_GWh_After Competition Groups_Low Flow Pre-Rinse Spray Nozzle
Commercial | Com ¦ HVAC Optimization | 2033 | Technical | GWh | After Competition Groups | 0.84174 | 0 | 0 | 17881.0996 | 4.7074e-05 | 86 | Commercial_2033_Technical_GWh_After Competition Groups_86 | HVAC Optimization | 0.004707% | 0 | 0.84174 | Commercial_2033_Technical_GWh_After Competition Groups_HVAC Optimization
Commercial | Com ¦ High Efficiency Chiller (avg of water and air cooled) | 2033 | Technical | GWh | After Competition Groups | 0.65254 | 0 | 0 | 17881.0996 | 3.6493e-05 | 87 | Commercial_2033_Technical_GWh_After Competition Groups_87 | High Efficiency Chiller (avg of water and air cooled) | 0.003649% | 0 | 0.65254 | Commercial_2033_Technical_GWh_After Competition Groups_High Efficiency Chiller (avg of water and air cooled)
Commercial | Com ¦ eCube | 2033 | Technical | GWh | After Competition Groups | 0.25232 | 0 | 0 | 17881.0996 | 1.4111e-05 | 88 | Commercial_2033_Technical_GWh_After Competition Groups_88 | eCube | 0.001411% | 0 | 0.25232 | Commercial_2033_Technical_GWh_After Competition Groups_eCube
Commercial | Com ¦ EC Plug Fan for Data Center (under cabinet) | 2033 | Technical | GWh | After Competition Groups | 0.20425 | 0 | 0 | 17881.0996 | 1.1423e-05 | 89 | Commercial_2033_Technical_GWh_After Competition Groups_89 | EC Plug Fan for Data Center (under cabinet) | 0.001142% | 0 | 0.20425 | Commercial_2033_Technical_GWh_After Competition Groups_EC Plug Fan for Data Center (under cabinet)
Commercial | Com ¦ Exterior Photocell | 2033 | Technical | GWh | After Competition Groups | 0.060277 | 0 | 0 | 17881.0996 | 3.371e-06 | 90 | Commercial_2033_Technical_GWh_After Competition Groups_90 | Exterior Photocell | 0.0003371% | 0 | 0.060277 | Commercial_2033_Technical_GWh_After Competition Groups_Exterior Photocell
Commercial | Com ¦ Air Curtains | 2033 | Technical | GWh | After Competition Groups | 0.058594 | 0 | 0 | 17881.0996 | 3.2768e-06 | 91 | Commercial_2033_Technical_GWh_After Competition Groups_91 | Air Curtains | 0.0003277% | 0 | 0.058594 | Commercial_2033_Technical_GWh_After Competition Groups_Air Curtains
Commercial | Com ¦ VSD Air Compressor | 2033 | Technical | GWh | After Competition Groups | 0.052447 | 0 | 0 | 17881.0996 | 2.9331e-06 | 92 | Commercial_2033_Technical_GWh_After Competition Groups_92 | VSD Air Compressor | 0.0002933% | 0 | 0.052447 | Commercial_2033_Technical_GWh_After Competition Groups_VSD Air Compressor
Commercial | Com ¦ High Efficiency Induction Cooking | 2033 | Technical | GWh | After Competition Groups | 0.0086295 | 0 | 0 | 17881.0996 | 4.8261e-07 | 93 | Commercial_2033_Technical_GWh_After Competition Groups_93 | High Efficiency Induction Cooking | 4.826e-05% | 0 | 0.0086295 | Commercial_2033_Technical_GWh_After Competition Groups_High Efficiency Induction Cooking
Commercial | Com ¦ Electric Convection Combination Ovens | 2033 | Technical | GWh | After Competition Groups | 0.0040928 | 0 | 0 | 17881.0996 | 2.2889e-07 | 94 | Commercial_2033_Technical_GWh_After Competition Groups_94 | Electric Convection Combination Ovens | 2.289e-05% | 0 | 0.0040928 | Commercial_2033_Technical_GWh_After Competition Groups_Electric Convection Combination Ovens
Commercial | Com ¦ Building Recommissioning, Operations and Maintenance (O&M) Improvements | 2034 | Economic | GWh | After Competition Groups | 1878.7291 | 0 | 0 | 13467.5238 | 0.1395 | 1 | Commercial_2034_Economic_GWh_After Competition Groups_1 | Building Recommissioning, Operations and Maintenance (O&M) Improvements | 13.95% | 0 | 1878.7291 | Commercial_2034_Economic_GWh_After Competition Groups_Building Recommissioning, Operations and Maintenance (O&M) Improvements
Commercial | Com ¦ LED Low/High Bay | 2034 | Economic | GWh | After Competition Groups | 1151.8133 | 0 | 0 | 13467.5238 | 0.085525 | 2 | Commercial_2034_Economic_GWh_After Competition Groups_2 | LED Low/High Bay | 8.553% | 0 | 1151.8133 | Commercial_2034_Economic_GWh_After Competition Groups_LED Low/High Bay
Commercial | Com ¦ ENERGY STAR LED LAMPS (REFLECTOR LAMPs/MR16/PAR 16) | 2034 | Economic | GWh | After Competition Groups | 941.9342 | 0 | 0 | 13467.5238 | 0.069941 | 3 | Commercial_2034_Economic_GWh_After Competition Groups_3 | ENERGY STAR LED LAMPS (REFLECTOR LAMPs/MR16/PAR 16) | 6.994% | 0 | 941.9342 | Commercial_2034_Economic_GWh_After Competition Groups_ENERGY STAR LED LAMPS (REFLECTOR LAMPs/MR16/PAR 16)
Commercial | Com ¦ LED Troffer/Surface/Suspended | 2034 | Economic | GWh | After Competition Groups | 938.2885 | 0 | 0 | 13467.5238 | 0.06967 | 4 | Commercial_2034_Economic_GWh_After Competition Groups_4 | LED Troffer/Surface/Suspended | 6.967% | 0 | 938.2885 | Commercial_2034_Economic_GWh_After Competition Groups_LED Troffer/Surface/Suspended
Commercial | Com ¦ LED Replacement Lamp (Tube) | 2034 | Economic | GWh | After Competition Groups | 716.3568 | 0 | 0 | 13467.5238 | 0.053191 | 5 | Commercial_2034_Economic_GWh_After Competition Groups_5 | LED Replacement Lamp (Tube) | 5.319% | 0 | 716.3568 | Commercial_2034_Economic_GWh_After Competition Groups_LED Replacement Lamp (Tube)
Commercial | Com ¦ Education and Capacity Building/Energy Behavior | 2034 | Economic | GWh | After Competition Groups | 705.6658 | 0 | 0 | 13467.5238 | 0.052398 | 6 | Commercial_2034_Economic_GWh_After Competition Groups_6 | Education and Capacity Building/Energy Behavior | 5.24% | 0 | 705.6658 | Commercial_2034_Economic_GWh_After Competition Groups_Education and Capacity Building/Energy Behavior
Commercial | Com ¦ High Efficiency Air Source Heat Pump | 2034 | Economic | GWh | After Competition Groups | 670.4782 | 0 | 0 | 13467.5238 | 0.049785 | 7 | Commercial_2034_Economic_GWh_After Competition Groups_7 | High Efficiency Air Source Heat Pump | 4.978% | 0 | 670.4782 | Commercial_2034_Economic_GWh_After Competition Groups_High Efficiency Air Source Heat Pump
Commercial | Com ¦ LED EXTERIOR AREA LIGHTS - LED fixture (200W) | 2034 | Economic | GWh | After Competition Groups | 652.7831 | 0 | 0 | 13467.5238 | 0.048471 | 8 | Commercial_2034_Economic_GWh_After Competition Groups_8 | LED EXTERIOR AREA LIGHTS - LED fixture (200W) | 4.847% | 0 | 652.7831 | Commercial_2034_Economic_GWh_After Competition Groups_LED EXTERIOR AREA LIGHTS - LED fixture (200W)
Commercial | Com ¦ LED parking lot fixture | 2034 | Economic | GWh | After Competition Groups | 620.6494 | 0 | 0 | 13467.5238 | 0.046085 | 9 | Commercial_2034_Economic_GWh_After Competition Groups_9 | LED parking lot fixture | 4.608% | 0 | 620.6494 | Commercial_2034_Economic_GWh_After Competition Groups_LED parking lot fixture
Commercial | Com ¦ Furnace Tune-Up | 2034 | Economic | GWh | After Competition Groups | 515.8871 | 0 | 0 | 13467.5238 | 0.038306 | 10 | Commercial_2034_Economic_GWh_After Competition Groups_10 | Furnace Tune-Up | 3.831% | 0 | 515.8871 | Commercial_2034_Economic_GWh_After Competition Groups_Furnace Tune-Up
Commercial | Com ¦ LED street light fixture | 2034 | Economic | GWh | After Competition Groups | 397.4954 | 0 | 0 | 13467.5238 | 0.029515 | 11 | Commercial_2034_Economic_GWh_After Competition Groups_11 | LED street light fixture | 2.952% | 0 | 397.4954 | Commercial_2034_Economic_GWh_After Competition Groups_LED street light fixture
Commercial | Com ¦ Refrigerated Display Case Doors | 2034 | Economic | GWh | After Competition Groups | 345.8675 | 0 | 0 | 13467.5238 | 0.025682 | 12 | Commercial_2034_Economic_GWh_After Competition Groups_12 | Refrigerated Display Case Doors | 2.568% | 0 | 345.8675 | Commercial_2034_Economic_GWh_After Competition Groups_Refrigerated Display Case Doors
Commercial | Com ¦ Reach-in Shaded Pole to ECM/PSC Evaporator Fan Motor | 2034 | Economic | GWh | After Competition Groups | 335.2046 | 0 | 0 | 13467.5238 | 0.02489 | 13 | Commercial_2034_Economic_GWh_After Competition Groups_13 | Reach-in Shaded Pole to ECM/PSC Evaporator Fan Motor | 2.489% | 0 | 335.2046 | Commercial_2034_Economic_GWh_After Competition Groups_Reach-in Shaded Pole to ECM/PSC Evaporator Fan Motor
Commercial | Com ¦ Advanced BAS/Controllers | 2034 | Economic | GWh | After Competition Groups | 333.5144 | 0 | 0 | 13467.5238 | 0.024764 | 14 | Commercial_2034_Economic_GWh_After Competition Groups_14 | Advanced BAS/Controllers | 2.476% | 0 | 333.5144 | Commercial_2034_Economic_GWh_After Competition Groups_Advanced BAS/Controllers
Commercial | Com ¦ Demand Control Ventilation | 2034 | Economic | GWh | After Competition Groups | 320.1254 | 0 | 0 | 13467.5238 | 0.02377 | 15 | Commercial_2034_Economic_GWh_After Competition Groups_15 | Demand Control Ventilation | 2.377% | 0 | 320.1254 | Commercial_2034_Economic_GWh_After Competition Groups_Demand Control Ventilation
Commercial | Com ¦ Data Center Storage/Server Virtualization | 2034 | Economic | GWh | After Competition Groups | 308.9292 | 0 | 0 | 13467.5238 | 0.022939 | 16 | Commercial_2034_Economic_GWh_After Competition Groups_16 | Data Center Storage/Server Virtualization | 2.294% | 0 | 308.9292 | Commercial_2034_Economic_GWh_After Competition Groups_Data Center Storage/Server Virtualization
Commercial | Com ¦ Strip Curtains | 2034 | Economic | GWh | After Competition Groups | 250.0487 | 0 | 0 | 13467.5238 | 0.018567 | 17 | Commercial_2034_Economic_GWh_After Competition Groups_17 | Strip Curtains | 1.857% | 0 | 250.0487 | Commercial_2034_Economic_GWh_After Competition Groups_Strip Curtains
Commercial | Com ¦ Centrally controlled desktop PC/NETWORK PC POWER MANAGEMENT SOFTWARE | 2034 | Economic | GWh | After Competition Groups | 207.5187 | 0 | 0 | 13467.5238 | 0.015409 | 18 | Commercial_2034_Economic_GWh_After Competition Groups_18 | Centrally controlled desktop PC/NETWORK PC POWER MANAGEMENT SOFTWARE | 1.541% | 0 | 207.5187 | Commercial_2034_Economic_GWh_After Competition Groups_Centrally controlled desktop PC/NETWORK PC POWER MANAGEMENT SOFTWARE
Commercial | Com ¦ Unitary Air-Conditioning Unit | 2034 | Economic | GWh | After Competition Groups | 198.7783 | 0 | 0 | 13467.5238 | 0.01476 | 19 | Commercial_2034_Economic_GWh_After Competition Groups_19 | Unitary Air-Conditioning Unit | 1.476% | 0 | 198.7783 | Commercial_2034_Economic_GWh_After Competition Groups_Unitary Air-Conditioning Unit
Commercial | Com ¦ LED or Equivalent Sign Lighting | 2034 | Economic | GWh | After Competition Groups | 177.565 | 0 | 0 | 13467.5238 | 0.013185 | 20 | Commercial_2034_Economic_GWh_After Competition Groups_20 | LED or Equivalent Sign Lighting | 1.318% | 0 | 177.565 | Commercial_2034_Economic_GWh_After Competition Groups_LED or Equivalent Sign Lighting
Commercial | Com ¦ Variable Frequency Drive (VFD) | 2034 | Economic | GWh | After Competition Groups | 170.9982 | 0 | 0 | 13467.5238 | 0.012697 | 21 | Commercial_2034_Economic_GWh_After Competition Groups_21 | Variable Frequency Drive (VFD) | 1.27% | 0 | 170.9982 | Commercial_2034_Economic_GWh_After Competition Groups_Variable Frequency Drive (VFD)
Commercial | Com ¦ VFD on Pumps | 2034 | Economic | GWh | After Competition Groups | 160.034 | 0 | 0 | 13467.5238 | 0.011883 | 22 | Commercial_2034_Economic_GWh_After Competition Groups_22 | VFD on Pumps | 1.188% | 0 | 160.034 | Commercial_2034_Economic_GWh_After Competition Groups_VFD on Pumps
Commercial | Com ¦ Adaptive Thermostats | 2034 | Economic | GWh | After Competition Groups | 148.9624 | 0 | 0 | 13467.5238 | 0.011061 | 23 | Commercial_2034_Economic_GWh_After Competition Groups_23 | Adaptive Thermostats | 1.106% | 0 | 148.9624 | Commercial_2034_Economic_GWh_After Competition Groups_Adaptive Thermostats
Commercial | Com ¦ Air Handler with Dedicated Outdoor Air Systems | 2034 | Economic | GWh | After Competition Groups | 130.5122 | 0 | 0 | 13467.5238 | 0.0096909 | 24 | Commercial_2034_Economic_GWh_After Competition Groups_24 | Air Handler with Dedicated Outdoor Air Systems | 0.9691% | 0 | 130.5122 | Commercial_2034_Economic_GWh_After Competition Groups_Air Handler with Dedicated Outdoor Air Systems
Commercial | Com ¦ ENERGY STAR LED LAMPS (General Service Lamps) | 2034 | Economic | GWh | After Competition Groups | 122.8721 | 0 | 0 | 13467.5238 | 0.0091236 | 25 | Commercial_2034_Economic_GWh_After Competition Groups_25 | ENERGY STAR LED LAMPS (General Service Lamps) | 0.9124% | 0 | 122.8721 | Commercial_2034_Economic_GWh_After Competition Groups_ENERGY STAR LED LAMPS (General Service Lamps)
Commercial | Com ¦ Demand Control Kitchen Ventilation | 2034 | Economic | GWh | After Competition Groups | 105.5877 | 0 | 0 | 13467.5238 | 0.0078402 | 26 | Commercial_2034_Economic_GWh_After Competition Groups_26 | Demand Control Kitchen Ventilation | 0.784% | 0 | 105.5877 | Commercial_2034_Economic_GWh_After Competition Groups_Demand Control Kitchen Ventilation
Commercial | Com ¦ Refrigerated Display Case LED | 2034 | Economic | GWh | After Competition Groups | 81.0499 | 0 | 0 | 13467.5238 | 0.0060182 | 27 | Commercial_2034_Economic_GWh_After Competition Groups_27 | Refrigerated Display Case LED | 0.6018% | 0 | 81.0499 | Commercial_2034_Economic_GWh_After Competition Groups_Refrigerated Display Case LED
Commercial | Com ¦ ECM MOTORS FOR EVAPORATOR FANS for refrigeration (WALK-IN) | 2034 | Economic | GWh | After Competition Groups | 81.0053 | 0 | 0 | 13467.5238 | 0.0060149 | 28 | Commercial_2034_Economic_GWh_After Competition Groups_28 | ECM MOTORS FOR EVAPORATOR FANS for refrigeration (WALK-IN) | 0.6015% | 0 | 81.0053 | Commercial_2034_Economic_GWh_After Competition Groups_ECM MOTORS FOR EVAPORATOR FANS for refrigeration (WALK-IN)
Commercial | Com ¦ Condensing Unit Heaters or other Efficient Unit Heating System | 2034 | Economic | GWh | After Competition Groups | 77.6336 | 0 | 0 | 13467.5238 | 0.0057645 | 29 | Commercial_2034_Economic_GWh_After Competition Groups_29 | Condensing Unit Heaters or other Efficient Unit Heating System | 0.5765% | 0 | 77.6336 | Commercial_2034_Economic_GWh_After Competition Groups_Condensing Unit Heaters or other Efficient Unit Heating System
Commercial | Com ¦ Occupancy Sensors | 2034 | Economic | GWh | After Competition Groups | 77.2985 | 0 | 0 | 13467.5238 | 0.0057396 | 30 | Commercial_2034_Economic_GWh_After Competition Groups_30 | Occupancy Sensors | 0.574% | 0 | 77.2985 | Commercial_2034_Economic_GWh_After Competition Groups_Occupancy Sensors
Commercial | Com ¦ Freezer Case Light Sensor | 2034 | Economic | GWh | After Competition Groups | 66.7174 | 0 | 0 | 13467.5238 | 0.0049539 | 31 | Commercial_2034_Economic_GWh_After Competition Groups_31 | Freezer Case Light Sensor | 0.4954% | 0 | 66.7174 | Commercial_2034_Economic_GWh_After Competition Groups_Freezer Case Light Sensor
Commercial | Com ¦ Evaporator Fan Controls | 2034 | Economic | GWh | After Competition Groups | 65.0799 | 0 | 0 | 13467.5238 | 0.0048324 | 32 | Commercial_2034_Economic_GWh_After Competition Groups_32 | Evaporator Fan Controls | 0.4832% | 0 | 65.0799 | Commercial_2034_Economic_GWh_After Competition Groups_Evaporator Fan Controls
Commercial | Com ¦ Door Gasket Freezer/Refrigerator | 2034 | Economic | GWh | After Competition Groups | 51.6867 | 0 | 0 | 13467.5238 | 0.0038379 | 33 | Commercial_2034_Economic_GWh_After Competition Groups_33 | Door Gasket Freezer/Refrigerator | 0.3838% | 0 | 51.6867 | Commercial_2034_Economic_GWh_After Competition Groups_Door Gasket Freezer/Refrigerator
Commercial | Com ¦ Chilled Water Optimization | 2034 | Economic | GWh | After Competition Groups | 49.2705 | 0 | 0 | 13467.5238 | 0.0036585 | 34 | Commercial_2034_Economic_GWh_After Competition Groups_34 | Chilled Water Optimization | 0.3658% | 0 | 49.2705 | Commercial_2034_Economic_GWh_After Competition Groups_Chilled Water Optimization
Commercial | Com ¦ Elec Storage WH 2.30 Et | 2034 | Economic | GWh | After Competition Groups | 48.4701 | 0 | 0 | 13467.5238 | 0.003599 | 35 | Commercial_2034_Economic_GWh_After Competition Groups_35 | Elec Storage WH 2.30 Et | 0.3599% | 0 | 48.4701 | Commercial_2034_Economic_GWh_After Competition Groups_Elec Storage WH 2.30 Et
Commercial | Com ¦ ENERGY STAR Griddle (74% eff) | 2034 | Economic | GWh | After Competition Groups | 44.8446 | 0 | 0 | 13467.5238 | 0.0033298 | 36 | Commercial_2034_Economic_GWh_After Competition Groups_36 | ENERGY STAR Griddle (74% eff) | 0.333% | 0 | 44.8446 | Commercial_2034_Economic_GWh_After Competition Groups_ENERGY STAR Griddle (74% eff)
Commercial | Com ¦ BEVERAGE VENDING MACHINE CONTROLS | 2034 | Economic | GWh | After Competition Groups | 42.2598 | 0 | 0 | 13467.5238 | 0.0031379 | 37 | Commercial_2034_Economic_GWh_After Competition Groups_37 | BEVERAGE VENDING MACHINE CONTROLS | 0.3138% | 0 | 42.2598 | Commercial_2034_Economic_GWh_After Competition Groups_BEVERAGE VENDING MACHINE CONTROLS
Commercial | Com ¦ Water Source Heat Pump (4 ton) | 2034 | Economic | GWh | After Competition Groups | 36.1981 | 0 | 0 | 13467.5238 | 0.0026878 | 38 | Commercial_2034_Economic_GWh_After Competition Groups_38 | Water Source Heat Pump (4 ton) | 0.2688% | 0 | 36.1981 | Commercial_2034_Economic_GWh_After Competition Groups_Water Source Heat Pump (4 ton)
Commercial | Com ¦ CO Sensors for parking garage exhaust fans | 2034 | Economic | GWh | After Competition Groups | 30.2815 | 0 | 0 | 13467.5238 | 0.0022485 | 39 | Commercial_2034_Economic_GWh_After Competition Groups_39 | CO Sensors for parking garage exhaust fans | 0.2248% | 0 | 30.2815 | Commercial_2034_Economic_GWh_After Competition Groups_CO Sensors for parking garage exhaust fans
Commercial | Com ¦ Temperature Adjustment in Commercial Freezers | 2034 | Economic | GWh | After Competition Groups | 24.8858 | 0 | 0 | 13467.5238 | 0.0018478 | 40 | Commercial_2034_Economic_GWh_After Competition Groups_40 | Temperature Adjustment in Commercial Freezers | 0.1848% | 0 | 24.8858 | Commercial_2034_Economic_GWh_After Competition Groups_Temperature Adjustment in Commercial Freezers
Commercial | Com ¦ Energy Efficient Laboratory Fume Hood | 2034 | Economic | GWh | After Competition Groups | 22.1646 | 0 | 0 | 13467.5238 | 0.0016458 | 41 | Commercial_2034_Economic_GWh_After Competition Groups_41 | Energy Efficient Laboratory Fume Hood | 0.1646% | 0 | 22.1646 | Commercial_2034_Economic_GWh_After Competition Groups_Energy Efficient Laboratory Fume Hood
Commercial | Com ¦ Vertical Night Covers | 2034 | Economic | GWh | After Competition Groups | 19.3047 | 0 | 0 | 13467.5238 | 0.0014334 | 42 | Commercial_2034_Economic_GWh_After Competition Groups_42 | Vertical Night Covers | 0.1433% | 0 | 19.3047 | Commercial_2034_Economic_GWh_After Competition Groups_Vertical Night Covers
Commercial | Com ¦ Outside Air Economizer | 2034 | Economic | GWh | After Competition Groups | 17.6606 | 0 | 0 | 13467.5238 | 0.0013113 | 43 | Commercial_2034_Economic_GWh_After Competition Groups_43 | Outside Air Economizer | 0.1311% | 0 | 17.6606 | Commercial_2034_Economic_GWh_After Competition Groups_Outside Air Economizer
Commercial | Com ¦ Duct Insulation, R8 | 2034 | Economic | GWh | After Competition Groups | 17.1863 | 0 | 0 | 13467.5238 | 0.0012761 | 44 | Commercial_2034_Economic_GWh_After Competition Groups_44 | Duct Insulation, R8 | 0.1276% | 0 | 17.1863 | Commercial_2034_Economic_GWh_After Competition Groups_Duct Insulation, R8
Commercial | Com ¦ Water Heating (DHW) Pipe Insulation (Add 3/4\ Foam)" | 2034 | Economic | GWh | After Competition Groups | 16.6158 | 0 | 0 | 13467.5238 | 0.0012338 | 45 | Commercial_2034_Economic_GWh_After Competition Groups_45 | Water Heating (DHW) Pipe Insulation (Add 3/4\ Foam)" | 0.1234% | 0 | 16.6158 | Commercial_2034_Economic_GWh_After Competition Groups_Water Heating (DHW) Pipe Insulation (Add 3/4\ Foam)"
Commercial | Com ¦ ENERGY STAR Fryer (84% eff) | 2034 | Economic | GWh | After Competition Groups | 16.0614 | 0 | 0 | 13467.5238 | 0.0011926 | 46 | Commercial_2034_Economic_GWh_After Competition Groups_46 | ENERGY STAR Fryer (84% eff) | 0.1193% | 0 | 16.0614 | Commercial_2034_Economic_GWh_After Competition Groups_ENERGY STAR Fryer (84% eff)
Commercial | Com ¦ ENERGY STAR Dishwasher | 2034 | Economic | GWh | After Competition Groups | 12.5194 | 0 | 0 | 13467.5238 | 0.0009296 | 47 | Commercial_2034_Economic_GWh_After Competition Groups_47 | ENERGY STAR Dishwasher | 0.09296% | 0 | 12.5194 | Commercial_2034_Economic_GWh_After Competition Groups_ENERGY STAR Dishwasher
Commercial | Com ¦ Suction Pipe Insulation Freezer/Refrigerator | 2034 | Economic | GWh | After Competition Groups | 10.5508 | 0 | 0 | 13467.5238 | 0.00078342 | 48 | Commercial_2034_Economic_GWh_After Competition Groups_48 | Suction Pipe Insulation Freezer/Refrigerator | 0.07834% | 0 | 10.5508 | Commercial_2034_Economic_GWh_After Competition Groups_Suction Pipe Insulation Freezer/Refrigerator
Commercial | Com ¦ Condensing Make Up Air Unit | 2034 | Economic | GWh | After Competition Groups | 9.7007 | 0 | 0 | 13467.5238 | 0.0007203 | 49 | Commercial_2034_Economic_GWh_After Competition Groups_49 | Condensing Make Up Air Unit | 0.07203% | 0 | 9.7007 | Commercial_2034_Economic_GWh_After Competition Groups_Condensing Make Up Air Unit
Commercial | Com ¦ ENERGY STAR Steam Cookers | 2034 | Economic | GWh | After Competition Groups | 7.858 | 0 | 0 | 13467.5238 | 0.00058348 | 50 | Commercial_2034_Economic_GWh_After Competition Groups_50 | ENERGY STAR Steam Cookers | 0.05835% | 0 | 7.858 | Commercial_2034_Economic_GWh_After Competition Groups_ENERGY STAR Steam Cookers
Commercial | Com ¦ Ozone Laundry Treatment | 2034 | Economic | GWh | After Competition Groups | 6.5408 | 0 | 0 | 13467.5238 | 0.00048567 | 51 | Commercial_2034_Economic_GWh_After Competition Groups_51 | Ozone Laundry Treatment | 0.04857% | 0 | 6.5408 | Commercial_2034_Economic_GWh_After Competition Groups_Ozone Laundry Treatment
Commercial | Com ¦ Solar Water Preheat (Pools/DHW) | 2034 | Economic | GWh | After Competition Groups | 3.8812 | 0 | 0 | 13467.5238 | 0.00028819 | 52 | Commercial_2034_Economic_GWh_After Competition Groups_52 | Solar Water Preheat (Pools/DHW) | 0.02882% | 0 | 3.8812 | Commercial_2034_Economic_GWh_After Competition Groups_Solar Water Preheat (Pools/DHW)
Commercial | Com ¦ Demand controlled Circulating Systems | 2034 | Economic | GWh | After Competition Groups | 3.5606 | 0 | 0 | 13467.5238 | 0.00026438 | 53 | Commercial_2034_Economic_GWh_After Competition Groups_53 | Demand controlled Circulating Systems | 0.02644% | 0 | 3.5606 | Commercial_2034_Economic_GWh_After Competition Groups_Demand controlled Circulating Systems
Commercial | Com ¦ ECM MOTORS FOR HVAC APPLICATION (FAN-POWERED VAV BOX) | 2034 | Economic | GWh | After Competition Groups | 2.7949 | 0 | 0 | 13467.5238 | 0.00020753 | 54 | Commercial_2034_Economic_GWh_After Competition Groups_54 | ECM MOTORS FOR HVAC APPLICATION (FAN-POWERED VAV BOX) | 0.02075% | 0 | 2.7949 | Commercial_2034_Economic_GWh_After Competition Groups_ECM MOTORS FOR HVAC APPLICATION (FAN-POWERED VAV BOX)
Commercial | Com ¦ Thermostat Setback | 2034 | Economic | GWh | After Competition Groups | 2.723 | 0 | 0 | 13467.5238 | 0.00020219 | 55 | Commercial_2034_Economic_GWh_After Competition Groups_55 | Thermostat Setback | 0.02022% | 0 | 2.723 | Commercial_2034_Economic_GWh_After Competition Groups_Thermostat Setback
Commercial | Com ¦ Notched V belts for HVAC Systems | 2034 | Economic | GWh | After Competition Groups | 2.4841 | 0 | 0 | 13467.5238 | 0.00018445 | 56 | Commercial_2034_Economic_GWh_After Competition Groups_56 | Notched V belts for HVAC Systems | 0.01845% | 0 | 2.4841 | Commercial_2034_Economic_GWh_After Competition Groups_Notched V belts for HVAC Systems
Commercial | Com ¦ Efficient compressor motor | 2034 | Economic | GWh | After Competition Groups | 2.3138 | 0 | 0 | 13467.5238 | 0.00017181 | 57 | Commercial_2034_Economic_GWh_After Competition Groups_57 | Efficient compressor motor | 0.01718% | 0 | 2.3138 | Commercial_2034_Economic_GWh_After Competition Groups_Efficient compressor motor
Commercial | Com ¦ PTAC (12 EER/10,000 BTU) | 2034 | Economic | GWh | After Competition Groups | 2.2184 | 0 | 0 | 13467.5238 | 0.00016472 | 58 | Commercial_2034_Economic_GWh_After Competition Groups_58 | PTAC (12 EER/10,000 BTU) | 0.01647% | 0 | 2.2184 | Commercial_2034_Economic_GWh_After Competition Groups_PTAC (12 EER/10,000 BTU)
Commercial | Com ¦ CEE Tier 2/Energy Star Clothes Washers | 2034 | Economic | GWh | After Competition Groups | 1.5861 | 0 | 0 | 13467.5238 | 0.00011777 | 59 | Commercial_2034_Economic_GWh_After Competition Groups_59 | CEE Tier 2/Energy Star Clothes Washers | 0.01178% | 0 | 1.5861 | Commercial_2034_Economic_GWh_After Competition Groups_CEE Tier 2/Energy Star Clothes Washers
Commercial | COM ¦ Ductless Mini-Split Heat Pumps | 2034 | Economic | GWh | After Competition Groups | 1.4809 | 0 | 0 | 13467.5238 | 0.00010996 | 60 | Commercial_2034_Economic_GWh_After Competition Groups_60 | Ductless Mini-Split Heat Pumps | 0.011% | 0 | 1.4809 | Commercial_2034_Economic_GWh_After Competition Groups_Ductless Mini-Split Heat Pumps
Commercial | Com ¦ Auto Off Time Switch or Time Clock control | 2034 | Economic | GWh | After Competition Groups | 1.3836 | 0 | 0 | 13467.5238 | 0.00010273 | 61 | Commercial_2034_Economic_GWh_After Competition Groups_61 | Auto Off Time Switch or Time Clock control | 0.01027% | 0 | 1.3836 | Commercial_2034_Economic_GWh_After Competition Groups_Auto Off Time Switch or Time Clock control
Commercial | Com ¦ Low Flow Pre-Rinse Spray Nozzle | 2034 | Economic | GWh | After Competition Groups | 0.86754 | 0 | 0 | 13467.5238 | 6.4417e-05 | 62 | Commercial_2034_Economic_GWh_After Competition Groups_62 | Low Flow Pre-Rinse Spray Nozzle | 0.006442% | 0 | 0.86754 | Commercial_2034_Economic_GWh_After Competition Groups_Low Flow Pre-Rinse Spray Nozzle
Commercial | Com ¦ Commercial Hot Food Holding Cabinets | 2034 | Economic | GWh | After Competition Groups | 0.67736 | 0 | 0 | 13467.5238 | 5.0296e-05 | 63 | Commercial_2034_Economic_GWh_After Competition Groups_63 | Commercial Hot Food Holding Cabinets | 0.00503% | 0 | 0.67736 | Commercial_2034_Economic_GWh_After Competition Groups_Commercial Hot Food Holding Cabinets
Commercial | Com ¦ Energy Recovery Ventilation and Ventilation (Enhanced) | 2034 | Economic | GWh | After Competition Groups | 0.5113 | 0 | 0 | 13467.5238 | 3.7965e-05 | 64 | Commercial_2034_Economic_GWh_After Competition Groups_64 | Energy Recovery Ventilation and Ventilation (Enhanced) | 0.003797% | 0 | 0.5113 | Commercial_2034_Economic_GWh_After Competition Groups_Energy Recovery Ventilation and Ventilation (Enhanced)
Commercial | Com ¦ HVAC Optimization | 2034 | Economic | GWh | After Competition Groups | 0.48418 | 0 | 0 | 13467.5238 | 3.5952e-05 | 65 | Commercial_2034_Economic_GWh_After Competition Groups_65 | HVAC Optimization | 0.003595% | 0 | 0.48418 | Commercial_2034_Economic_GWh_After Competition Groups_HVAC Optimization
Commercial | Com ¦ LED RECESSED DOWNLIGHTS | 2034 | Economic | GWh | After Competition Groups | 0.45392 | 0 | 0 | 13467.5238 | 3.3704e-05 | 66 | Commercial_2034_Economic_GWh_After Competition Groups_66 | LED RECESSED DOWNLIGHTS | 0.00337% | 0 | 0.45392 | Commercial_2034_Economic_GWh_After Competition Groups_LED RECESSED DOWNLIGHTS
Commercial | Com ¦ Wall Insulation | 2034 | Economic | GWh | After Competition Groups | 0.2242 | 0 | 0 | 13467.5238 | 1.6648e-05 | 67 | Commercial_2034_Economic_GWh_After Competition Groups_67 | Wall Insulation | 0.001665% | 0 | 0.2242 | Commercial_2034_Economic_GWh_After Competition Groups_Wall Insulation
Commercial | Com ¦ Room AC (w/ louvered sides) 14 SEER from 12 SEER code | 2034 | Economic | GWh | After Competition Groups | 0.15401 | 0 | 0 | 13467.5238 | 1.1436e-05 | 68 | Commercial_2034_Economic_GWh_After Competition Groups_68 | Room AC (w/ louvered sides) 14 SEER from 12 SEER code | 0.001144% | 0 | 0.15401 | Commercial_2034_Economic_GWh_After Competition Groups_Room AC (w/ louvered sides) 14 SEER from 12 SEER code
Commercial | Com ¦ EC Plug Fan for Data Center (under cabinet) | 2034 | Economic | GWh | After Competition Groups | 0.087209 | 0 | 0 | 13467.5238 | 6.4755e-06 | 69 | Commercial_2034_Economic_GWh_After Competition Groups_69 | EC Plug Fan for Data Center (under cabinet) | 0.0006476% | 0 | 0.087209 | Commercial_2034_Economic_GWh_After Competition Groups_EC Plug Fan for Data Center (under cabinet)
Commercial | Com ¦ High Efficiency Chiller (avg of water and air cooled) | 2034 | Economic | GWh | After Competition Groups | 0.074945 | 0 | 0 | 13467.5238 | 5.5648e-06 | 70 | Commercial_2034_Economic_GWh_After Competition Groups_70 | High Efficiency Chiller (avg of water and air cooled) | 0.0005565% | 0 | 0.074945 | Commercial_2034_Economic_GWh_After Competition Groups_High Efficiency Chiller (avg of water and air cooled)
Commercial | Com ¦ Air Curtains | 2034 | Economic | GWh | After Competition Groups | 0.059519 | 0 | 0 | 13467.5238 | 4.4195e-06 | 71 | Commercial_2034_Economic_GWh_After Competition Groups_71 | Air Curtains | 0.0004419% | 0 | 0.059519 | Commercial_2034_Economic_GWh_After Competition Groups_Air Curtains
Commercial | Com ¦ VSD Air Compressor | 2034 | Economic | GWh | After Competition Groups | 0.054666 | 0 | 0 | 13467.5238 | 4.0591e-06 | 72 | Commercial_2034_Economic_GWh_After Competition Groups_72 | VSD Air Compressor | 0.0004059% | 0 | 0.054666 | Commercial_2034_Economic_GWh_After Competition Groups_VSD Air Compressor
Commercial | Com ¦ Electric Convection Combination Ovens | 2034 | Economic | GWh | After Competition Groups | 0.0042646 | 0 | 0 | 13467.5238 | 3.1666e-07 | 73 | Commercial_2034_Economic_GWh_After Competition Groups_73 | Electric Convection Combination Ovens | 3.167e-05% | 0 | 0.0042646 | Commercial_2034_Economic_GWh_After Competition Groups_Electric Convection Combination Ovens
Commercial | Com ¦ Indoor Daylight Sensors/Photocell Dimming Control | 2034 | Economic | GWh | After Competition Groups | 0 | 0 | 0 | 13467.5238 | 0 | 74 | Commercial_2034_Economic_GWh_After Competition Groups_74 | Indoor Daylight Sensors/Photocell Dimming Control | 0% | 0 | 0 | Commercial_2034_Economic_GWh_After Competition Groups_Indoor Daylight Sensors/Photocell Dimming Control
Commercial | Com ¦ Variable Refrigerant Flow Heat Pump | 2034 | Economic | GWh | After Competition Groups | 0 | 0 | 0 | 13467.5238 | 0 | 75 | Commercial_2034_Economic_GWh_After Competition Groups_75 | Variable Refrigerant Flow Heat Pump | 0% | 0 | 0 | Commercial_2034_Economic_GWh_After Competition Groups_Variable Refrigerant Flow Heat Pump
Commercial | Com ¦ LED Low/High Bay | 2034 | SC A | GWh | After Competition Groups | 1042.9061 | 36623153.8734 | 36.6232 | 9069.0317 | 0.115 | 1 | Commercial_2034_SC A_GWh_After Competition Groups_1 | LED Low/High Bay | 11.5% | 36.6232 | 1042.9061 | Commercial_2034_SC A_GWh_After Competition Groups_LED Low/High Bay
Commercial | Com ¦ LED Troffer/Surface/Suspended | 2034 | SC A | GWh | After Competition Groups | 969.0897 | 26037030.7736 | 26.037 | 9069.0317 | 0.10686 | 2 | Commercial_2034_SC A_GWh_After Competition Groups_2 | LED Troffer/Surface/Suspended | 10.69% | 26.037 | 969.0897 | Commercial_2034_SC A_GWh_After Competition Groups_LED Troffer/Surface/Suspended
Commercial | Com ¦ ENERGY STAR LED LAMPS (REFLECTOR LAMPs/MR16/PAR 16) | 2034 | SC A | GWh | After Competition Groups | 949.0115 | 1235180.7149 | 1.2352 | 9069.0317 | 0.10464 | 3 | Commercial_2034_SC A_GWh_After Competition Groups_3 | ENERGY STAR LED LAMPS (REFLECTOR LAMPs/MR16/PAR 16) | 10.46% | 1.2352 | 949.0115 | Commercial_2034_SC A_GWh_After Competition Groups_ENERGY STAR LED LAMPS (REFLECTOR LAMPs/MR16/PAR 16)
Commercial | Com ¦ LED EXTERIOR AREA LIGHTS - LED fixture (200W) | 2034 | SC A | GWh | After Competition Groups | 623.8343 | 0 | 0 | 9069.0317 | 0.068787 | 4 | Commercial_2034_SC A_GWh_After Competition Groups_4 | LED EXTERIOR AREA LIGHTS - LED fixture (200W) | 6.879% | 0 | 623.8343 | Commercial_2034_SC A_GWh_After Competition Groups_LED EXTERIOR AREA LIGHTS - LED fixture (200W)
Commercial | Com ¦ Building Recommissioning, Operations and Maintenance (O&M) Improvements | 2034 | SC A | GWh | After Competition Groups | 600.528 | 1960843.8316 | 1.9608 | 9069.0317 | 0.066217 | 5 | Commercial_2034_SC A_GWh_After Competition Groups_5 | Building Recommissioning, Operations and Maintenance (O&M) Improvements | 6.622% | 1.9608 | 600.528 | Commercial_2034_SC A_GWh_After Competition Groups_Building Recommissioning, Operations and Maintenance (O&M) Improvements
Commercial | Com ¦ LED Replacement Lamp (Tube) | 2034 | SC A | GWh | After Competition Groups | 599.0575 | 0 | 0 | 9069.0317 | 0.066055 | 6 | Commercial_2034_SC A_GWh_After Competition Groups_6 | LED Replacement Lamp (Tube) | 6.606% | 0 | 599.0575 | Commercial_2034_SC A_GWh_After Competition Groups_LED Replacement Lamp (Tube)
Commercial | Com ¦ LED parking lot fixture | 2034 | SC A | GWh | After Competition Groups | 596.4468 | 2264242.1282 | 2.2642 | 9069.0317 | 0.065767 | 7 | Commercial_2034_SC A_GWh_After Competition Groups_7 | LED parking lot fixture | 6.577% | 2.2642 | 596.4468 | Commercial_2034_SC A_GWh_After Competition Groups_LED parking lot fixture
Commercial | Com ¦ LED street light fixture | 2034 | SC A | GWh | After Competition Groups | 374.9868 | 4196387.8861 | 4.1964 | 9069.0317 | 0.041348 | 8 | Commercial_2034_SC A_GWh_After Competition Groups_8 | LED street light fixture | 4.135% | 4.1964 | 374.9868 | Commercial_2034_SC A_GWh_After Competition Groups_LED street light fixture
Commercial | Com ¦ Furnace Tune-Up | 2034 | SC A | GWh | After Competition Groups | 374.3373 | 109853.6292 | 0.10985 | 9069.0317 | 0.041276 | 9 | Commercial_2034_SC A_GWh_After Competition Groups_9 | Furnace Tune-Up | 4.128% | 0.10985 | 374.3373 | Commercial_2034_SC A_GWh_After Competition Groups_Furnace Tune-Up
Commercial | Com ¦ High Efficiency Air Source Heat Pump | 2034 | SC A | GWh | After Competition Groups | 265.2901 | 1364652.657 | 1.3647 | 9069.0317 | 0.029252 | 10 | Commercial_2034_SC A_GWh_After Competition Groups_10 | High Efficiency Air Source Heat Pump | 2.925% | 1.3647 | 265.2901 | Commercial_2034_SC A_GWh_After Competition Groups_High Efficiency Air Source Heat Pump
Commercial | Com ¦ Reach-in Shaded Pole to ECM/PSC Evaporator Fan Motor | 2034 | SC A | GWh | After Competition Groups | 245.5127 | 2410439.3469 | 2.4104 | 9069.0317 | 0.027072 | 11 | Commercial_2034_SC A_GWh_After Competition Groups_11 | Reach-in Shaded Pole to ECM/PSC Evaporator Fan Motor | 2.707% | 2.4104 | 245.5127 | Commercial_2034_SC A_GWh_After Competition Groups_Reach-in Shaded Pole to ECM/PSC Evaporator Fan Motor
Commercial | Com ¦ Data Center Storage/Server Virtualization | 2034 | SC A | GWh | After Competition Groups | 223.2348 | 0 | 0 | 9069.0317 | 0.024615 | 12 | Commercial_2034_SC A_GWh_After Competition Groups_12 | Data Center Storage/Server Virtualization | 2.462% | 0 | 223.2348 | Commercial_2034_SC A_GWh_After Competition Groups_Data Center Storage/Server Virtualization
Commercial | Com ¦ Refrigerated Display Case Doors | 2034 | SC A | GWh | After Competition Groups | 189.044 | 4165272.6609 | 4.1653 | 9069.0317 | 0.020845 | 13 | Commercial_2034_SC A_GWh_After Competition Groups_13 | Refrigerated Display Case Doors | 2.085% | 4.1653 | 189.044 | Commercial_2034_SC A_GWh_After Competition Groups_Refrigerated Display Case Doors
Commercial | Com ¦ Strip Curtains | 2034 | SC A | GWh | After Competition Groups | 177.6644 | 182025.1523 | 0.18203 | 9069.0317 | 0.01959 | 14 | Commercial_2034_SC A_GWh_After Competition Groups_14 | Strip Curtains | 1.959% | 0.18203 | 177.6644 | Commercial_2034_SC A_GWh_After Competition Groups_Strip Curtains
Commercial | Com ¦ Centrally controlled desktop PC/NETWORK PC POWER MANAGEMENT SOFTWARE | 2034 | SC A | GWh | After Competition Groups | 135.153 | 834074.1585 | 0.83407 | 9069.0317 | 0.014903 | 15 | Commercial_2034_SC A_GWh_After Competition Groups_15 | Centrally controlled desktop PC/NETWORK PC POWER MANAGEMENT SOFTWARE | 1.49% | 0.83407 | 135.153 | Commercial_2034_SC A_GWh_After Competition Groups_Centrally controlled desktop PC/NETWORK PC POWER MANAGEMENT SOFTWARE
Commercial | Com ¦ Demand Control Ventilation | 2034 | SC A | GWh | After Competition Groups | 132.4885 | 391336.9861 | 0.39134 | 9069.0317 | 0.014609 | 16 | Commercial_2034_SC A_GWh_After Competition Groups_16 | Demand Control Ventilation | 1.461% | 0.39134 | 132.4885 | Commercial_2034_SC A_GWh_After Competition Groups_Demand Control Ventilation
Commercial | Com ¦ Advanced BAS/Controllers | 2034 | SC A | GWh | After Competition Groups | 131.4521 | 379719.9572 | 0.37972 | 9069.0317 | 0.014495 | 17 | Commercial_2034_SC A_GWh_After Competition Groups_17 | Advanced BAS/Controllers | 1.449% | 0.37972 | 131.4521 | Commercial_2034_SC A_GWh_After Competition Groups_Advanced BAS/Controllers
Commercial | Com ¦ LED or Equivalent Sign Lighting | 2034 | SC A | GWh | After Competition Groups | 125.7068 | 1917822.5486 | 1.9178 | 9069.0317 | 0.013861 | 18 | Commercial_2034_SC A_GWh_After Competition Groups_18 | LED or Equivalent Sign Lighting | 1.386% | 1.9178 | 125.7068 | Commercial_2034_SC A_GWh_After Competition Groups_LED or Equivalent Sign Lighting
Commercial | Com ¦ Variable Frequency Drive (VFD) | 2034 | SC A | GWh | After Competition Groups | 124.6277 | 1812846.2916 | 1.8128 | 9069.0317 | 0.013742 | 19 | Commercial_2034_SC A_GWh_After Competition Groups_19 | Variable Frequency Drive (VFD) | 1.374% | 1.8128 | 124.6277 | Commercial_2034_SC A_GWh_After Competition Groups_Variable Frequency Drive (VFD)
Commercial | Com ¦ Education and Capacity Building/Energy Behavior | 2034 | SC A | GWh | After Competition Groups | 124.2999 | 1363936.8019 | 1.3639 | 9069.0317 | 0.013706 | 20 | Commercial_2034_SC A_GWh_After Competition Groups_20 | Education and Capacity Building/Energy Behavior | 1.371% | 1.3639 | 124.2999 | Commercial_2034_SC A_GWh_After Competition Groups_Education and Capacity Building/Energy Behavior
Commercial | Com ¦ VFD on Pumps | 2034 | SC A | GWh | After Competition Groups | 115.8299 | 1743004.4569 | 1.743 | 9069.0317 | 0.012772 | 21 | Commercial_2034_SC A_GWh_After Competition Groups_21 | VFD on Pumps | 1.277% | 1.743 | 115.8299 | Commercial_2034_SC A_GWh_After Competition Groups_VFD on Pumps
Commercial | Com ¦ ENERGY STAR LED LAMPS (General Service Lamps) | 2034 | SC A | GWh | After Competition Groups | 113.8464 | 198123.0214 | 0.19812 | 9069.0317 | 0.012553 | 22 | Commercial_2034_SC A_GWh_After Competition Groups_22 | ENERGY STAR LED LAMPS (General Service Lamps) | 1.255% | 0.19812 | 113.8464 | Commercial_2034_SC A_GWh_After Competition Groups_ENERGY STAR LED LAMPS (General Service Lamps)
Commercial | Com ¦ Adaptive Thermostats | 2034 | SC A | GWh | After Competition Groups | 88.9653 | 1850867.9145 | 1.8509 | 9069.0317 | 0.0098098 | 23 | Commercial_2034_SC A_GWh_After Competition Groups_23 | Adaptive Thermostats | 0.981% | 1.8509 | 88.9653 | Commercial_2034_SC A_GWh_After Competition Groups_Adaptive Thermostats
Commercial | Com ¦ ECM MOTORS FOR EVAPORATOR FANS for refrigeration (WALK-IN) | 2034 | SC A | GWh | After Competition Groups | 58.2486 | 1105245.8899 | 1.1052 | 9069.0317 | 0.0064228 | 24 | Commercial_2034_SC A_GWh_After Competition Groups_24 | ECM MOTORS FOR EVAPORATOR FANS for refrigeration (WALK-IN) | 0.6423% | 1.1052 | 58.2486 | Commercial_2034_SC A_GWh_After Competition Groups_ECM MOTORS FOR EVAPORATOR FANS for refrigeration (WALK-IN)
Commercial | Com ¦ Door Gasket Freezer/Refrigerator | 2034 | SC A | GWh | After Competition Groups | 58.1634 | 632483.0058 | 0.63248 | 9069.0317 | 0.0064134 | 25 | Commercial_2034_SC A_GWh_After Competition Groups_25 | Door Gasket Freezer/Refrigerator | 0.6413% | 0.63248 | 58.1634 | Commercial_2034_SC A_GWh_After Competition Groups_Door Gasket Freezer/Refrigerator
Commercial | Com ¦ Condensing Unit Heaters or other Efficient Unit Heating System | 2034 | SC A | GWh | After Competition Groups | 56.2961 | 32985.9455 | 0.032986 | 9069.0317 | 0.0062075 | 26 | Commercial_2034_SC A_GWh_After Competition Groups_26 | Condensing Unit Heaters or other Efficient Unit Heating System | 0.6208% | 0.032986 | 56.2961 | Commercial_2034_SC A_GWh_After Competition Groups_Condensing Unit Heaters or other Efficient Unit Heating System
Commercial | Com ¦ Demand Control Kitchen Ventilation | 2034 | SC A | GWh | After Competition Groups | 56.1303 | 178621.2008 | 0.17862 | 9069.0317 | 0.0061892 | 27 | Commercial_2034_SC A_GWh_After Competition Groups_27 | Demand Control Kitchen Ventilation | 0.6189% | 0.17862 | 56.1303 | Commercial_2034_SC A_GWh_After Competition Groups_Demand Control Kitchen Ventilation
Commercial | Com ¦ Air Handler with Dedicated Outdoor Air Systems | 2034 | SC A | GWh | After Competition Groups | 55.615 | 0 | 0 | 9069.0317 | 0.0061324 | 28 | Commercial_2034_SC A_GWh_After Competition Groups_28 | Air Handler with Dedicated Outdoor Air Systems | 0.6132% | 0 | 55.615 | Commercial_2034_SC A_GWh_After Competition Groups_Air Handler with Dedicated Outdoor Air Systems
Commercial | Com ¦ Evaporator Fan Controls | 2034 | SC A | GWh | After Competition Groups | 46.6617 | 173526.5656 | 0.17353 | 9069.0317 | 0.0051452 | 29 | Commercial_2034_SC A_GWh_After Competition Groups_29 | Evaporator Fan Controls | 0.5145% | 0.17353 | 46.6617 | Commercial_2034_SC A_GWh_After Competition Groups_Evaporator Fan Controls
Commercial | Com ¦ Refrigerated Display Case LED | 2034 | SC A | GWh | After Competition Groups | 42.5437 | 749307.058 | 0.74931 | 9069.0317 | 0.0046911 | 30 | Commercial_2034_SC A_GWh_After Competition Groups_30 | Refrigerated Display Case LED | 0.4691% | 0.74931 | 42.5437 | Commercial_2034_SC A_GWh_After Competition Groups_Refrigerated Display Case LED
Commercial | Com ¦ Unitary Air-Conditioning Unit | 2034 | SC A | GWh | After Competition Groups | 40.0547 | 754727.8867 | 0.75473 | 9069.0317 | 0.0044166 | 31 | Commercial_2034_SC A_GWh_After Competition Groups_31 | Unitary Air-Conditioning Unit | 0.4417% | 0.75473 | 40.0547 | Commercial_2034_SC A_GWh_After Competition Groups_Unitary Air-Conditioning Unit
Commercial | Com ¦ Freezer Case Light Sensor | 2034 | SC A | GWh | After Competition Groups | 39.3314 | 1301423.3141 | 1.3014 | 9069.0317 | 0.0043369 | 32 | Commercial_2034_SC A_GWh_After Competition Groups_32 | Freezer Case Light Sensor | 0.4337% | 1.3014 | 39.3314 | Commercial_2034_SC A_GWh_After Competition Groups_Freezer Case Light Sensor
Commercial | Com ¦ Occupancy Sensors | 2034 | SC A | GWh | After Competition Groups | 32.762 | 7526.5035 | 0.0075265 | 9069.0317 | 0.0036125 | 33 | Commercial_2034_SC A_GWh_After Competition Groups_33 | Occupancy Sensors | 0.3613% | 0.0075265 | 32.762 | Commercial_2034_SC A_GWh_After Competition Groups_Occupancy Sensors
Commercial | Com ¦ ENERGY STAR Griddle (74% eff) | 2034 | SC A | GWh | After Competition Groups | 30.6458 | 222104.2843 | 0.2221 | 9069.0317 | 0.0033792 | 34 | Commercial_2034_SC A_GWh_After Competition Groups_34 | ENERGY STAR Griddle (74% eff) | 0.3379% | 0.2221 | 30.6458 | Commercial_2034_SC A_GWh_After Competition Groups_ENERGY STAR Griddle (74% eff)
Commercial | Com ¦ Chilled Water Optimization | 2034 | SC A | GWh | After Competition Groups | 22.7583 | 534069.3238 | 0.53407 | 9069.0317 | 0.0025094 | 35 | Commercial_2034_SC A_GWh_After Competition Groups_35 | Chilled Water Optimization | 0.2509% | 0.53407 | 22.7583 | Commercial_2034_SC A_GWh_After Competition Groups_Chilled Water Optimization
Commercial | Com ¦ BEVERAGE VENDING MACHINE CONTROLS | 2034 | SC A | GWh | After Competition Groups | 21.9651 | 287458.714 | 0.28746 | 9069.0317 | 0.002422 | 36 | Commercial_2034_SC A_GWh_After Competition Groups_36 | BEVERAGE VENDING MACHINE CONTROLS | 0.2422% | 0.28746 | 21.9651 | Commercial_2034_SC A_GWh_After Competition Groups_BEVERAGE VENDING MACHINE CONTROLS
Commercial | Com ¦ Elec Storage WH 2.30 Et | 2034 | SC A | GWh | After Competition Groups | 20.9279 | 602571.501 | 0.60257 | 9069.0317 | 0.0023076 | 37 | Commercial_2034_SC A_GWh_After Competition Groups_37 | Elec Storage WH 2.30 Et | 0.2308% | 0.60257 | 20.9279 | Commercial_2034_SC A_GWh_After Competition Groups_Elec Storage WH 2.30 Et
Commercial | Com ¦ Temperature Adjustment in Commercial Freezers | 2034 | SC A | GWh | After Competition Groups | 17.8596 | 0 | 0 | 9069.0317 | 0.0019693 | 38 | Commercial_2034_SC A_GWh_After Competition Groups_38 | Temperature Adjustment in Commercial Freezers | 0.1969% | 0 | 17.8596 | Commercial_2034_SC A_GWh_After Competition Groups_Temperature Adjustment in Commercial Freezers
Commercial | Com ¦ CO Sensors for parking garage exhaust fans | 2034 | SC A | GWh | After Competition Groups | 15.9961 | 413752.5748 | 0.41375 | 9069.0317 | 0.0017638 | 39 | Commercial_2034_SC A_GWh_After Competition Groups_39 | CO Sensors for parking garage exhaust fans | 0.1764% | 0.41375 | 15.9961 | Commercial_2034_SC A_GWh_After Competition Groups_CO Sensors for parking garage exhaust fans
Commercial | Com ¦ Energy Efficient Laboratory Fume Hood | 2034 | SC A | GWh | After Competition Groups | 14.6411 | 370670.1099 | 0.37067 | 9069.0317 | 0.0016144 | 40 | Commercial_2034_SC A_GWh_After Competition Groups_40 | Energy Efficient Laboratory Fume Hood | 0.1614% | 0.37067 | 14.6411 | Commercial_2034_SC A_GWh_After Competition Groups_Energy Efficient Laboratory Fume Hood
Commercial | Com ¦ Vertical Night Covers | 2034 | SC A | GWh | After Competition Groups | 13.5717 | 131927.0612 | 0.13193 | 9069.0317 | 0.0014965 | 41 | Commercial_2034_SC A_GWh_After Competition Groups_41 | Vertical Night Covers | 0.1496% | 0.13193 | 13.5717 | Commercial_2034_SC A_GWh_After Competition Groups_Vertical Night Covers
Commercial | Com ¦ Outside Air Economizer | 2034 | SC A | GWh | After Competition Groups | 12.8433 | 116476.5536 | 0.11648 | 9069.0317 | 0.0014162 | 42 | Commercial_2034_SC A_GWh_After Competition Groups_42 | Outside Air Economizer | 0.1416% | 0.11648 | 12.8433 | Commercial_2034_SC A_GWh_After Competition Groups_Outside Air Economizer
Commercial | Com ¦ Water Source Heat Pump (4 ton) | 2034 | SC A | GWh | After Competition Groups | 12.3965 | 378393.5222 | 0.37839 | 9069.0317 | 0.0013669 | 43 | Commercial_2034_SC A_GWh_After Competition Groups_43 | Water Source Heat Pump (4 ton) | 0.1367% | 0.37839 | 12.3965 | Commercial_2034_SC A_GWh_After Competition Groups_Water Source Heat Pump (4 ton)
Commercial | Com ¦ Duct Insulation, R8 | 2034 | SC A | GWh | After Competition Groups | 12.2871 | 301532.5768 | 0.30153 | 9069.0317 | 0.0013548 | 44 | Commercial_2034_SC A_GWh_After Competition Groups_44 | Duct Insulation, R8 | 0.1355% | 0.30153 | 12.2871 | Commercial_2034_SC A_GWh_After Competition Groups_Duct Insulation, R8
Commercial | Com ¦ Water Heating (DHW) Pipe Insulation (Add 3/4\ Foam)" | 2034 | SC A | GWh | After Competition Groups | 11.9722 | 235728.6939 | 0.23573 | 9069.0317 | 0.0013201 | 45 | Commercial_2034_SC A_GWh_After Competition Groups_45 | Water Heating (DHW) Pipe Insulation (Add 3/4\ Foam)" | 0.132% | 0.23573 | 11.9722 | Commercial_2034_SC A_GWh_After Competition Groups_Water Heating (DHW) Pipe Insulation (Add 3/4\ Foam)"
Commercial | Com ¦ ENERGY STAR Fryer (84% eff) | 2034 | SC A | GWh | After Competition Groups | 11.2373 | 156361.0049 | 0.15636 | 9069.0317 | 0.0012391 | 46 | Commercial_2034_SC A_GWh_After Competition Groups_46 | ENERGY STAR Fryer (84% eff) | 0.1239% | 0.15636 | 11.2373 | Commercial_2034_SC A_GWh_After Competition Groups_ENERGY STAR Fryer (84% eff)
Commercial | Com ¦ Suction Pipe Insulation Freezer/Refrigerator | 2034 | SC A | GWh | After Competition Groups | 7.3469 | 134112.9754 | 0.13411 | 9069.0317 | 0.00081011 | 47 | Commercial_2034_SC A_GWh_After Competition Groups_47 | Suction Pipe Insulation Freezer/Refrigerator | 0.08101% | 0.13411 | 7.3469 | Commercial_2034_SC A_GWh_After Competition Groups_Suction Pipe Insulation Freezer/Refrigerator
Commercial | Com ¦ ENERGY STAR Dishwasher | 2034 | SC A | GWh | After Competition Groups | 5.6963 | 37803.2344 | 0.037803 | 9069.0317 | 0.0006281 | 48 | Commercial_2034_SC A_GWh_After Competition Groups_48 | ENERGY STAR Dishwasher | 0.06281% | 0.037803 | 5.6963 | Commercial_2034_SC A_GWh_After Competition Groups_ENERGY STAR Dishwasher
Commercial | Com ¦ ENERGY STAR Steam Cookers | 2034 | SC A | GWh | After Competition Groups | 5.3657 | 81792.7753 | 0.081793 | 9069.0317 | 0.00059165 | 49 | Commercial_2034_SC A_GWh_After Competition Groups_49 | ENERGY STAR Steam Cookers | 0.05917% | 0.081793 | 5.3657 | Commercial_2034_SC A_GWh_After Competition Groups_ENERGY STAR Steam Cookers
Commercial | Com ¦ Condensing Make Up Air Unit | 2034 | SC A | GWh | After Competition Groups | 4.3045 | 343213.5817 | 0.34321 | 9069.0317 | 0.00047463 | 50 | Commercial_2034_SC A_GWh_After Competition Groups_50 | Condensing Make Up Air Unit | 0.04746% | 0.34321 | 4.3045 | Commercial_2034_SC A_GWh_After Competition Groups_Condensing Make Up Air Unit
Commercial | Com ¦ Ozone Laundry Treatment | 2034 | SC A | GWh | After Competition Groups | 3.1778 | 79965.0966 | 0.079965 | 9069.0317 | 0.00035041 | 51 | Commercial_2034_SC A_GWh_After Competition Groups_51 | Ozone Laundry Treatment | 0.03504% | 0.079965 | 3.1778 | Commercial_2034_SC A_GWh_After Competition Groups_Ozone Laundry Treatment
Commercial | Com ¦ Demand controlled Circulating Systems | 2034 | SC A | GWh | After Competition Groups | 2.4379 | 0 | 0 | 9069.0317 | 0.00026881 | 52 | Commercial_2034_SC A_GWh_After Competition Groups_52 | Demand controlled Circulating Systems | 0.02688% | 0 | 2.4379 | Commercial_2034_SC A_GWh_After Competition Groups_Demand controlled Circulating Systems
Commercial | Com ¦ Thermostat Setback | 2034 | SC A | GWh | After Competition Groups | 2.4159 | 0 | 0 | 9069.0317 | 0.00026639 | 53 | Commercial_2034_SC A_GWh_After Competition Groups_53 | Thermostat Setback | 0.02664% | 0 | 2.4159 | Commercial_2034_SC A_GWh_After Competition Groups_Thermostat Setback
Commercial | Com ¦ ECM MOTORS FOR HVAC APPLICATION (FAN-POWERED VAV BOX) | 2034 | SC A | GWh | After Competition Groups | 1.8531 | 39131.0846 | 0.039131 | 9069.0317 | 0.00020433 | 54 | Commercial_2034_SC A_GWh_After Competition Groups_54 | ECM MOTORS FOR HVAC APPLICATION (FAN-POWERED VAV BOX) | 0.02043% | 0.039131 | 1.8531 | Commercial_2034_SC A_GWh_After Competition Groups_ECM MOTORS FOR HVAC APPLICATION (FAN-POWERED VAV BOX)
Commercial | Com ¦ Solar Water Preheat (Pools/DHW) | 2034 | SC A | GWh | After Competition Groups | 1.1669 | 4215.835 | 0.0042158 | 9069.0317 | 0.00012867 | 55 | Commercial_2034_SC A_GWh_After Competition Groups_55 | Solar Water Preheat (Pools/DHW) | 0.01287% | 0.0042158 | 1.1669 | Commercial_2034_SC A_GWh_After Competition Groups_Solar Water Preheat (Pools/DHW)
Commercial | Com ¦ CEE Tier 2/Energy Star Clothes Washers | 2034 | SC A | GWh | After Competition Groups | 1.1086 | 11218.1948 | 0.011218 | 9069.0317 | 0.00012224 | 56 | Commercial_2034_SC A_GWh_After Competition Groups_56 | CEE Tier 2/Energy Star Clothes Washers | 0.01222% | 0.011218 | 1.1086 | Commercial_2034_SC A_GWh_After Competition Groups_CEE Tier 2/Energy Star Clothes Washers
Commercial | Com ¦ Notched V belts for HVAC Systems | 2034 | SC A | GWh | After Competition Groups | 1.0447 | 16612.6945 | 0.016613 | 9069.0317 | 0.0001152 | 57 | Commercial_2034_SC A_GWh_After Competition Groups_57 | Notched V belts for HVAC Systems | 0.01152% | 0.016613 | 1.0447 | Commercial_2034_SC A_GWh_After Competition Groups_Notched V belts for HVAC Systems
Commercial | Com ¦ Auto Off Time Switch or Time Clock control | 2034 | SC A | GWh | After Competition Groups | 0.78285 | 90.1164 | 9.0116e-05 | 9069.0317 | 8.6321e-05 | 58 | Commercial_2034_SC A_GWh_After Competition Groups_58 | Auto Off Time Switch or Time Clock control | 0.008632% | 9.0116e-05 | 0.78285 | Commercial_2034_SC A_GWh_After Competition Groups_Auto Off Time Switch or Time Clock control
Commercial | COM ¦ Ductless Mini-Split Heat Pumps | 2034 | SC A | GWh | After Competition Groups | 0.76926 | 238.0453 | 0.00023805 | 9069.0317 | 8.4823e-05 | 59 | Commercial_2034_SC A_GWh_After Competition Groups_59 | Ductless Mini-Split Heat Pumps | 0.008482% | 0.00023805 | 0.76926 | Commercial_2034_SC A_GWh_After Competition Groups_Ductless Mini-Split Heat Pumps
Commercial | Com ¦ PTAC (12 EER/10,000 BTU) | 2034 | SC A | GWh | After Competition Groups | 0.6457 | 14640.0565 | 0.01464 | 9069.0317 | 7.1198e-05 | 60 | Commercial_2034_SC A_GWh_After Competition Groups_60 | PTAC (12 EER/10,000 BTU) | 0.00712% | 0.01464 | 0.6457 | Commercial_2034_SC A_GWh_After Competition Groups_PTAC (12 EER/10,000 BTU)
Commercial | Com ¦ Low Flow Pre-Rinse Spray Nozzle | 2034 | SC A | GWh | After Competition Groups | 0.54821 | 2145.3557 | 0.0021454 | 9069.0317 | 6.0449e-05 | 61 | Commercial_2034_SC A_GWh_After Competition Groups_61 | Low Flow Pre-Rinse Spray Nozzle | 0.006045% | 0.0021454 | 0.54821 | Commercial_2034_SC A_GWh_After Competition Groups_Low Flow Pre-Rinse Spray Nozzle
Commercial | Com ¦ LED RECESSED DOWNLIGHTS | 2034 | SC A | GWh | After Competition Groups | 0.44587 | 16093.5071 | 0.016094 | 9069.0317 | 4.9164e-05 | 62 | Commercial_2034_SC A_GWh_After Competition Groups_62 | LED RECESSED DOWNLIGHTS | 0.004916% | 0.016094 | 0.44587 | Commercial_2034_SC A_GWh_After Competition Groups_LED RECESSED DOWNLIGHTS
Commercial | Com ¦ HVAC Optimization | 2034 | SC A | GWh | After Competition Groups | 0.35639 | 208.0629 | 0.00020806 | 9069.0317 | 3.9298e-05 | 63 | Commercial_2034_SC A_GWh_After Competition Groups_63 | HVAC Optimization | 0.00393% | 0.00020806 | 0.35639 | Commercial_2034_SC A_GWh_After Competition Groups_HVAC Optimization
Commercial | Com ¦ Commercial Hot Food Holding Cabinets | 2034 | SC A | GWh | After Competition Groups | 0.34232 | 3649.5389 | 0.0036495 | 9069.0317 | 3.7747e-05 | 64 | Commercial_2034_SC A_GWh_After Competition Groups_64 | Commercial Hot Food Holding Cabinets | 0.003775% | 0.0036495 | 0.34232 | Commercial_2034_SC A_GWh_After Competition Groups_Commercial Hot Food Holding Cabinets
Commercial | Com ¦ High Efficiency Small Instantaneous Water Heater | 2034 | SC A | GWh | After Competition Groups | 0.31712 | 17845.7444 | 0.017846 | 9069.0317 | 3.4967e-05 | 65 | Commercial_2034_SC A_GWh_After Competition Groups_65 | High Efficiency Small Instantaneous Water Heater | 0.003497% | 0.017846 | 0.31712 | Commercial_2034_SC A_GWh_After Competition Groups_High Efficiency Small Instantaneous Water Heater
Commercial | Com ¦ Air Curtains | 2034 | SC A | GWh | After Competition Groups | 0.18952 | 4670.3356 | 0.0046703 | 9069.0317 | 2.0897e-05 | 66 | Commercial_2034_SC A_GWh_After Competition Groups_66 | Air Curtains | 0.00209% | 0.0046703 | 0.18952 | Commercial_2034_SC A_GWh_After Competition Groups_Air Curtains
Commercial | Com ¦ Efficient compressor motor | 2034 | SC A | GWh | After Competition Groups | 0.11666 | 13317.8199 | 0.013318 | 9069.0317 | 1.2863e-05 | 67 | Commercial_2034_SC A_GWh_After Competition Groups_67 | Efficient compressor motor | 0.001286% | 0.013318 | 0.11666 | Commercial_2034_SC A_GWh_After Competition Groups_Efficient compressor motor
Commercial | Com ¦ Wall Insulation | 2034 | SC A | GWh | After Competition Groups | 0.11076 | 220.9095 | 0.00022091 | 9069.0317 | 1.2213e-05 | 68 | Commercial_2034_SC A_GWh_After Competition Groups_68 | Wall Insulation | 0.001221% | 0.00022091 | 0.11076 | Commercial_2034_SC A_GWh_After Competition Groups_Wall Insulation
Commercial | Com ¦ Energy Recovery Ventilation and Ventilation (Enhanced) | 2034 | SC A | GWh | After Competition Groups | 0.10274 | 0 | 0 | 9069.0317 | 1.1328e-05 | 69 | Commercial_2034_SC A_GWh_After Competition Groups_69 | Energy Recovery Ventilation and Ventilation (Enhanced) | 0.001133% | 0 | 0.10274 | Commercial_2034_SC A_GWh_After Competition Groups_Energy Recovery Ventilation and Ventilation (Enhanced)
Commercial | Com ¦ Room AC (w/ louvered sides) 14 SEER from 12 SEER code | 2034 | SC A | GWh | After Competition Groups | 0.038158 | 1127.6821 | 0.0011277 | 9069.0317 | 4.2075e-06 | 70 | Commercial_2034_SC A_GWh_After Competition Groups_70 | Room AC (w/ louvered sides) 14 SEER from 12 SEER code | 0.0004208% | 0.0011277 | 0.038158 | Commercial_2034_SC A_GWh_After Competition Groups_Room AC (w/ louvered sides) 14 SEER from 12 SEER code
Commercial | Com ¦ VSD Air Compressor | 2034 | SC A | GWh | After Competition Groups | 0.03526 | 569.8325 | 0.00056983 | 9069.0317 | 3.888e-06 | 71 | Commercial_2034_SC A_GWh_After Competition Groups_71 | VSD Air Compressor | 0.0003888% | 0.00056983 | 0.03526 | Commercial_2034_SC A_GWh_After Competition Groups_VSD Air Compressor
Commercial | Com ¦ EC Plug Fan for Data Center (under cabinet) | 2034 | SC A | GWh | After Competition Groups | 0.033298 | 1483.92 | 0.0014839 | 9069.0317 | 3.6717e-06 | 72 | Commercial_2034_SC A_GWh_After Competition Groups_72 | EC Plug Fan for Data Center (under cabinet) | 0.0003672% | 0.0014839 | 0.033298 | Commercial_2034_SC A_GWh_After Competition Groups_EC Plug Fan for Data Center (under cabinet)
Commercial | Com ¦ LLLC - Low Impact Application | 2034 | SC A | GWh | After Competition Groups | 0.024486 | 0.29062 | 2.9062e-07 | 9069.0317 | 2.7e-06 | 73 | Commercial_2034_SC A_GWh_After Competition Groups_73 | LLLC - Low Impact Application | 0.00027% | 2.9062e-07 | 0.024486 | Commercial_2034_SC A_GWh_After Competition Groups_LLLC - Low Impact Application
Commercial | Com ¦ LLLC - High Impact Application | 2034 | SC A | GWh | After Competition Groups | 0.022963 | 0.030031 | 3.0031e-08 | 9069.0317 | 2.5321e-06 | 74 | Commercial_2034_SC A_GWh_After Competition Groups_74 | LLLC - High Impact Application | 0.0002532% | 3.0031e-08 | 0.022963 | Commercial_2034_SC A_GWh_After Competition Groups_LLLC - High Impact Application
Commercial | Com ¦ High Efficiency Chiller (avg of water and air cooled) | 2034 | SC A | GWh | After Competition Groups | 0.0057444 | 77.8043 | 7.7804e-05 | 9069.0317 | 6.334e-07 | 75 | Commercial_2034_SC A_GWh_After Competition Groups_75 | High Efficiency Chiller (avg of water and air cooled) | 6.334e-05% | 7.7804e-05 | 0.0057444 | Commercial_2034_SC A_GWh_After Competition Groups_High Efficiency Chiller (avg of water and air cooled)
Commercial | Com ¦ Electric Convection Combination Ovens | 2034 | SC A | GWh | After Competition Groups | 0.0033013 | 3.4448 | 3.4448e-06 | 9069.0317 | 3.6402e-07 | 76 | Commercial_2034_SC A_GWh_After Competition Groups_76 | Electric Convection Combination Ovens | 3.64e-05% | 3.4448e-06 | 0.0033013 | Commercial_2034_SC A_GWh_After Competition Groups_Electric Convection Combination Ovens
Commercial | Com ¦ Networked/Connected - High Impact Application | 2034 | SC A | GWh | After Competition Groups | 0.00054829 | 1.125e-06 | 1.125e-12 | 9069.0317 | 6.0458e-08 | 77 | Commercial_2034_SC A_GWh_After Competition Groups_77 | Networked/Connected - High Impact Application | 6.046e-06% | 1.125e-12 | 0.00054829 | Commercial_2034_SC A_GWh_After Competition Groups_Networked/Connected - High Impact Application
Commercial | Com ¦ Networked/Connected - Low Impact Application | 2034 | SC A | GWh | After Competition Groups | 2.5192e-05 | 4.2249e-05 | 4.2249e-11 | 9069.0317 | 2.7778e-09 | 78 | Commercial_2034_SC A_GWh_After Competition Groups_78 | Networked/Connected - Low Impact Application | 2.778e-07% | 4.2249e-11 | 2.5192e-05 | Commercial_2034_SC A_GWh_After Competition Groups_Networked/Connected - Low Impact Application
Commercial | Com ¦ Indoor Daylight Sensors/Photocell Dimming Control | 2034 | SC A | GWh | After Competition Groups | 0 | 0 | 0 | 9069.0317 | 0 | 79 | Commercial_2034_SC A_GWh_After Competition Groups_79 | Indoor Daylight Sensors/Photocell Dimming Control | 0% | 0 | 0 | Commercial_2034_SC A_GWh_After Competition Groups_Indoor Daylight Sensors/Photocell Dimming Control
Commercial | Com ¦ Variable Refrigerant Flow Heat Pump | 2034 | SC A | GWh | After Competition Groups | 0 | 0 | 0 | 9069.0317 | 0 | 80 | Commercial_2034_SC A_GWh_After Competition Groups_80 | Variable Refrigerant Flow Heat Pump | 0% | 0 | 0 | Commercial_2034_SC A_GWh_After Competition Groups_Variable Refrigerant Flow Heat Pump
Commercial | Com ¦ Building Recommissioning, Operations and Maintenance (O&M) Improvements | 2034 | SC B | GWh | After Competition Groups | 1263.2741 | 5631327.815 | 5.6313 | 11781.1647 | 0.10723 | 1 | Commercial_2034_SC B_GWh_After Competition Groups_1 | Building Recommissioning, Operations and Maintenance (O&M) Improvements | 10.72% | 5.6313 | 1263.2741 | Commercial_2034_SC B_GWh_After Competition Groups_Building Recommissioning, Operations and Maintenance (O&M) Improvements
Commercial | Com ¦ LED Low/High Bay | 2034 | SC B | GWh | After Competition Groups | 1130.2164 | 42244150.2214 | 42.2442 | 11781.1647 | 0.095934 | 2 | Commercial_2034_SC B_GWh_After Competition Groups_2 | LED Low/High Bay | 9.593% | 42.2442 | 1130.2164 | Commercial_2034_SC B_GWh_After Competition Groups_LED Low/High Bay
Commercial | Com ¦ LED Troffer/Surface/Suspended | 2034 | SC B | GWh | After Competition Groups | 989.2375 | 22648304.0489 | 22.6483 | 11781.1647 | 0.083968 | 3 | Commercial_2034_SC B_GWh_After Competition Groups_3 | LED Troffer/Surface/Suspended | 8.397% | 22.6483 | 989.2375 | Commercial_2034_SC B_GWh_After Competition Groups_LED Troffer/Surface/Suspended
Commercial | Com ¦ ENERGY STAR LED LAMPS (REFLECTOR LAMPs/MR16/PAR 16) | 2034 | SC B | GWh | After Competition Groups | 949.0115 | 1235057.1968 | 1.2351 | 11781.1647 | 0.080553 | 4 | Commercial_2034_SC B_GWh_After Competition Groups_4 | ENERGY STAR LED LAMPS (REFLECTOR LAMPs/MR16/PAR 16) | 8.055% | 1.2351 | 949.0115 | Commercial_2034_SC B_GWh_After Competition Groups_ENERGY STAR LED LAMPS (REFLECTOR LAMPs/MR16/PAR 16)
Commercial | Com ¦ LED EXTERIOR AREA LIGHTS - LED fixture (200W) | 2034 | SC B | GWh | After Competition Groups | 624.3098 | 375568.2538 | 0.37557 | 11781.1647 | 0.052992 | 5 | Commercial_2034_SC B_GWh_After Competition Groups_5 | LED EXTERIOR AREA LIGHTS - LED fixture (200W) | 5.299% | 0.37557 | 624.3098 | Commercial_2034_SC B_GWh_After Competition Groups_LED EXTERIOR AREA LIGHTS - LED fixture (200W)
Commercial | Com ¦ Education and Capacity Building/Energy Behavior | 2034 | SC B | GWh | After Competition Groups | 621.4997 | 6819684.0096 | 6.8197 | 11781.1647 | 0.052754 | 6 | Commercial_2034_SC B_GWh_After Competition Groups_6 | Education and Capacity Building/Energy Behavior | 5.275% | 6.8197 | 621.4997 | Commercial_2034_SC B_GWh_After Competition Groups_Education and Capacity Building/Energy Behavior
Commercial | Com ¦ LED Replacement Lamp (Tube) | 2034 | SC B | GWh | After Competition Groups | 599.0575 | 0 | 0 | 11781.1647 | 0.050849 | 7 | Commercial_2034_SC B_GWh_After Competition Groups_7 | LED Replacement Lamp (Tube) | 5.085% | 0 | 599.0575 | Commercial_2034_SC B_GWh_After Competition Groups_LED Replacement Lamp (Tube)
Commercial | Com ¦ LED parking lot fixture | 2034 | SC B | GWh | After Competition Groups | 596.4468 | 2264015.704 | 2.264 | 11781.1647 | 0.050627 | 8 | Commercial_2034_SC B_GWh_After Competition Groups_8 | LED parking lot fixture | 5.063% | 2.264 | 596.4468 | Commercial_2034_SC B_GWh_After Competition Groups_LED parking lot fixture
Commercial | Com ¦ Furnace Tune-Up | 2034 | SC B | GWh | After Competition Groups | 579.7816 | 36492.2314 | 0.036492 | 11781.1647 | 0.049213 | 9 | Commercial_2034_SC B_GWh_After Competition Groups_9 | Furnace Tune-Up | 4.921% | 0.036492 | 579.7816 | Commercial_2034_SC B_GWh_After Competition Groups_Furnace Tune-Up
Commercial | Com ¦ LED street light fixture | 2034 | SC B | GWh | After Competition Groups | 377.5134 | 5168042.5551 | 5.168 | 11781.1647 | 0.032044 | 10 | Commercial_2034_SC B_GWh_After Competition Groups_10 | LED street light fixture | 3.204% | 5.168 | 377.5134 | Commercial_2034_SC B_GWh_After Competition Groups_LED street light fixture
Commercial | Com ¦ Refrigerated Display Case Doors | 2034 | SC B | GWh | After Competition Groups | 290.8696 | 14184204.6838 | 14.1842 | 11781.1647 | 0.024689 | 11 | Commercial_2034_SC B_GWh_After Competition Groups_11 | Refrigerated Display Case Doors | 2.469% | 14.1842 | 290.8696 | Commercial_2034_SC B_GWh_After Competition Groups_Refrigerated Display Case Doors
Commercial | Com ¦ Demand Control Ventilation | 2034 | SC B | GWh | After Competition Groups | 265.8906 | 3002201.2652 | 3.0022 | 11781.1647 | 0.022569 | 12 | Commercial_2034_SC B_GWh_After Competition Groups_12 | Demand Control Ventilation | 2.257% | 3.0022 | 265.8906 | Commercial_2034_SC B_GWh_After Competition Groups_Demand Control Ventilation
Commercial | Com ¦ High Efficiency Air Source Heat Pump | 2034 | SC B | GWh | After Competition Groups | 265.2895 | 1364512.6968 | 1.3645 | 11781.1647 | 0.022518 | 13 | Commercial_2034_SC B_GWh_After Competition Groups_13 | High Efficiency Air Source Heat Pump | 2.252% | 1.3645 | 265.2895 | Commercial_2034_SC B_GWh_After Competition Groups_High Efficiency Air Source Heat Pump
Commercial | Com ¦ Reach-in Shaded Pole to ECM/PSC Evaporator Fan Motor | 2034 | SC B | GWh | After Competition Groups | 261.5614 | 2361482.1382 | 2.3615 | 11781.1647 | 0.022202 | 14 | Commercial_2034_SC B_GWh_After Competition Groups_14 | Reach-in Shaded Pole to ECM/PSC Evaporator Fan Motor | 2.22% | 2.3615 | 261.5614 | Commercial_2034_SC B_GWh_After Competition Groups_Reach-in Shaded Pole to ECM/PSC Evaporator Fan Motor
Commercial | Com ¦ Strip Curtains | 2034 | SC B | GWh | After Competition Groups | 245.9022 | 113123.1468 | 0.11312 | 11781.1647 | 0.020872 | 15 | Commercial_2034_SC B_GWh_After Competition Groups_15 | Strip Curtains | 2.087% | 0.11312 | 245.9022 | Commercial_2034_SC B_GWh_After Competition Groups_Strip Curtains
Commercial | Com ¦ Data Center Storage/Server Virtualization | 2034 | SC B | GWh | After Competition Groups | 244.626 | 0 | 0 | 11781.1647 | 0.020764 | 16 | Commercial_2034_SC B_GWh_After Competition Groups_16 | Data Center Storage/Server Virtualization | 2.076% | 0 | 244.626 | Commercial_2034_SC B_GWh_After Competition Groups_Data Center Storage/Server Virtualization
Commercial | Com ¦ Advanced BAS/Controllers | 2034 | SC B | GWh | After Competition Groups | 233.0202 | 1279857.9485 | 1.2799 | 11781.1647 | 0.019779 | 17 | Commercial_2034_SC B_GWh_After Competition Groups_17 | Advanced BAS/Controllers | 1.978% | 1.2799 | 233.0202 | Commercial_2034_SC B_GWh_After Competition Groups_Advanced BAS/Controllers
Commercial | Com ¦ Variable Frequency Drive (VFD) | 2034 | SC B | GWh | After Competition Groups | 192.4108 | 602417.7315 | 0.60242 | 11781.1647 | 0.016332 | 18 | Commercial_2034_SC B_GWh_After Competition Groups_18 | Variable Frequency Drive (VFD) | 1.633% | 0.60242 | 192.4108 | Commercial_2034_SC B_GWh_After Competition Groups_Variable Frequency Drive (VFD)
Commercial | Com ¦ Centrally controlled desktop PC/NETWORK PC POWER MANAGEMENT SOFTWARE | 2034 | SC B | GWh | After Competition Groups | 183.717 | 540395.6802 | 0.5404 | 11781.1647 | 0.015594 | 19 | Commercial_2034_SC B_GWh_After Competition Groups_19 | Centrally controlled desktop PC/NETWORK PC POWER MANAGEMENT SOFTWARE | 1.559% | 0.5404 | 183.717 | Commercial_2034_SC B_GWh_After Competition Groups_Centrally controlled desktop PC/NETWORK PC POWER MANAGEMENT SOFTWARE
Commercial | Com ¦ VFD on Pumps | 2034 | SC B | GWh | After Competition Groups | 179.98 | 613073.5515 | 0.61307 | 11781.1647 | 0.015277 | 20 | Commercial_2034_SC B_GWh_After Competition Groups_20 | VFD on Pumps | 1.528% | 0.61307 | 179.98 | Commercial_2034_SC B_GWh_After Competition Groups_VFD on Pumps
Commercial | Com ¦ LED or Equivalent Sign Lighting | 2034 | SC B | GWh | After Competition Groups | 168.6482 | 3374661.2432 | 3.3747 | 11781.1647 | 0.014315 | 21 | Commercial_2034_SC B_GWh_After Competition Groups_21 | LED or Equivalent Sign Lighting | 1.432% | 3.3747 | 168.6482 | Commercial_2034_SC B_GWh_After Competition Groups_LED or Equivalent Sign Lighting
Commercial | Com ¦ Air Handler with Dedicated Outdoor Air Systems | 2034 | SC B | GWh | After Competition Groups | 146.3581 | 0 | 0 | 11781.1647 | 0.012423 | 22 | Commercial_2034_SC B_GWh_After Competition Groups_22 | Air Handler with Dedicated Outdoor Air Systems | 1.242% | 0 | 146.3581 | Commercial_2034_SC B_GWh_After Competition Groups_Air Handler with Dedicated Outdoor Air Systems
Commercial | Com ¦ Adaptive Thermostats | 2034 | SC B | GWh | After Competition Groups | 142.0953 | 2041521.4339 | 2.0415 | 11781.1647 | 0.012061 | 23 | Commercial_2034_SC B_GWh_After Competition Groups_23 | Adaptive Thermostats | 1.206% | 2.0415 | 142.0953 | Commercial_2034_SC B_GWh_After Competition Groups_Adaptive Thermostats
Commercial | Com ¦ Unitary Air-Conditioning Unit | 2034 | SC B | GWh | After Competition Groups | 124.6831 | 12145026.9967 | 12.145 | 11781.1647 | 0.010583 | 24 | Commercial_2034_SC B_GWh_After Competition Groups_24 | Unitary Air-Conditioning Unit | 1.058% | 12.145 | 124.6831 | Commercial_2034_SC B_GWh_After Competition Groups_Unitary Air-Conditioning Unit
Commercial | Com ¦ ENERGY STAR LED LAMPS (General Service Lamps) | 2034 | SC B | GWh | After Competition Groups | 113.8464 | 198103.2091 | 0.1981 | 11781.1647 | 0.0096634 | 25 | Commercial_2034_SC B_GWh_After Competition Groups_25 | ENERGY STAR LED LAMPS (General Service Lamps) | 0.9663% | 0.1981 | 113.8464 | Commercial_2034_SC B_GWh_After Competition Groups_ENERGY STAR LED LAMPS (General Service Lamps)
Commercial | Com ¦ Door Gasket Freezer/Refrigerator | 2034 | SC B | GWh | After Competition Groups | 97.3534 | 1071056.5571 | 1.0711 | 11781.1647 | 0.0082635 | 26 | Commercial_2034_SC B_GWh_After Competition Groups_26 | Door Gasket Freezer/Refrigerator | 0.8263% | 1.0711 | 97.3534 | Commercial_2034_SC B_GWh_After Competition Groups_Door Gasket Freezer/Refrigerator
Commercial | Com ¦ ECM MOTORS FOR EVAPORATOR FANS for refrigeration (WALK-IN) | 2034 | SC B | GWh | After Competition Groups | 90.8127 | 377776.1299 | 0.37778 | 11781.1647 | 0.0077083 | 27 | Commercial_2034_SC B_GWh_After Competition Groups_27 | ECM MOTORS FOR EVAPORATOR FANS for refrigeration (WALK-IN) | 0.7708% | 0.37778 | 90.8127 | Commercial_2034_SC B_GWh_After Competition Groups_ECM MOTORS FOR EVAPORATOR FANS for refrigeration (WALK-IN)
Commercial | Com ¦ Condensing Unit Heaters or other Efficient Unit Heating System | 2034 | SC B | GWh | After Competition Groups | 87.2343 | 10969.2068 | 0.010969 | 11781.1647 | 0.0074046 | 28 | Commercial_2034_SC B_GWh_After Competition Groups_28 | Condensing Unit Heaters or other Efficient Unit Heating System | 0.7405% | 0.010969 | 87.2343 | Commercial_2034_SC B_GWh_After Competition Groups_Condensing Unit Heaters or other Efficient Unit Heating System
Commercial | Com ¦ Demand Control Kitchen Ventilation | 2034 | SC B | GWh | After Competition Groups | 85.1617 | 265174.8774 | 0.26517 | 11781.1647 | 0.0072286 | 29 | Commercial_2034_SC B_GWh_After Competition Groups_29 | Demand Control Kitchen Ventilation | 0.7229% | 0.26517 | 85.1617 | Commercial_2034_SC B_GWh_After Competition Groups_Demand Control Kitchen Ventilation
Commercial | Com ¦ Freezer Case Light Sensor | 2034 | SC B | GWh | After Competition Groups | 74.7354 | 840244.2855 | 0.84024 | 11781.1647 | 0.0063436 | 30 | Commercial_2034_SC B_GWh_After Competition Groups_30 | Freezer Case Light Sensor | 0.6344% | 0.84024 | 74.7354 | Commercial_2034_SC B_GWh_After Competition Groups_Freezer Case Light Sensor
Commercial | Com ¦ Evaporator Fan Controls | 2034 | SC B | GWh | After Competition Groups | 72.902 | 59860.186 | 0.05986 | 11781.1647 | 0.006188 | 31 | Commercial_2034_SC B_GWh_After Competition Groups_31 | Evaporator Fan Controls | 0.6188% | 0.05986 | 72.902 | Commercial_2034_SC B_GWh_After Competition Groups_Evaporator Fan Controls
Commercial | Com ¦ Refrigerated Display Case LED | 2034 | SC B | GWh | After Competition Groups | 72.1177 | 1441867.0032 | 1.4419 | 11781.1647 | 0.0061214 | 32 | Commercial_2034_SC B_GWh_After Competition Groups_32 | Refrigerated Display Case LED | 0.6121% | 1.4419 | 72.1177 | Commercial_2034_SC B_GWh_After Competition Groups_Refrigerated Display Case LED
Commercial | Com ¦ BEVERAGE VENDING MACHINE CONTROLS | 2034 | SC B | GWh | After Competition Groups | 35.4932 | 267154.8064 | 0.26715 | 11781.1647 | 0.0030127 | 33 | Commercial_2034_SC B_GWh_After Competition Groups_33 | BEVERAGE VENDING MACHINE CONTROLS | 0.3013% | 0.26715 | 35.4932 | Commercial_2034_SC B_GWh_After Competition Groups_BEVERAGE VENDING MACHINE CONTROLS
Commercial | Com ¦ Occupancy Sensors | 2034 | SC B | GWh | After Competition Groups | 32.762 | 7525.7495 | 0.0075257 | 11781.1647 | 0.0027809 | 34 | Commercial_2034_SC B_GWh_After Competition Groups_34 | Occupancy Sensors | 0.2781% | 0.0075257 | 32.762 | Commercial_2034_SC B_GWh_After Competition Groups_Occupancy Sensors
Commercial | Com ¦ Elec Storage WH 2.30 Et | 2034 | SC B | GWh | After Competition Groups | 32.3091 | 247722.8843 | 0.24772 | 11781.1647 | 0.0027424 | 35 | Commercial_2034_SC B_GWh_After Competition Groups_35 | Elec Storage WH 2.30 Et | 0.2742% | 0.24772 | 32.3091 | Commercial_2034_SC B_GWh_After Competition Groups_Elec Storage WH 2.30 Et
Commercial | Com ¦ ENERGY STAR Griddle (74% eff) | 2034 | SC B | GWh | After Competition Groups | 30.6457 | 222081.009 | 0.22208 | 11781.1647 | 0.0026012 | 36 | Commercial_2034_SC B_GWh_After Competition Groups_36 | ENERGY STAR Griddle (74% eff) | 0.2601% | 0.22208 | 30.6457 | Commercial_2034_SC B_GWh_After Competition Groups_ENERGY STAR Griddle (74% eff)
Commercial | Com ¦ Chilled Water Optimization | 2034 | SC B | GWh | After Competition Groups | 29.9413 | 1813231.4817 | 1.8132 | 11781.1647 | 0.0025415 | 37 | Commercial_2034_SC B_GWh_After Competition Groups_37 | Chilled Water Optimization | 0.2541% | 1.8132 | 29.9413 | Commercial_2034_SC B_GWh_After Competition Groups_Chilled Water Optimization
Commercial | Com ¦ Temperature Adjustment in Commercial Freezers | 2034 | SC B | GWh | After Competition Groups | 27.884 | 0 | 0 | 11781.1647 | 0.0023668 | 38 | Commercial_2034_SC B_GWh_After Competition Groups_38 | Temperature Adjustment in Commercial Freezers | 0.2367% | 0 | 27.884 | Commercial_2034_SC B_GWh_After Competition Groups_Temperature Adjustment in Commercial Freezers
Commercial | Com ¦ CO Sensors for parking garage exhaust fans | 2034 | SC B | GWh | After Competition Groups | 26.9947 | 517440.2473 | 0.51744 | 11781.1647 | 0.0022913 | 39 | Commercial_2034_SC B_GWh_After Competition Groups_39 | CO Sensors for parking garage exhaust fans | 0.2291% | 0.51744 | 26.9947 | Commercial_2034_SC B_GWh_After Competition Groups_CO Sensors for parking garage exhaust fans
Commercial | Com ¦ Energy Efficient Laboratory Fume Hood | 2034 | SC B | GWh | After Competition Groups | 24.3155 | 195395.8415 | 0.1954 | 11781.1647 | 0.0020639 | 40 | Commercial_2034_SC B_GWh_After Competition Groups_40 | Energy Efficient Laboratory Fume Hood | 0.2064% | 0.1954 | 24.3155 | Commercial_2034_SC B_GWh_After Competition Groups_Energy Efficient Laboratory Fume Hood
Commercial | Com ¦ Water Source Heat Pump (4 ton) | 2034 | SC B | GWh | After Competition Groups | 22.7203 | 1490936.0631 | 1.4909 | 11781.1647 | 0.0019285 | 41 | Commercial_2034_SC B_GWh_After Competition Groups_41 | Water Source Heat Pump (4 ton) | 0.1929% | 1.4909 | 22.7203 | Commercial_2034_SC B_GWh_After Competition Groups_Water Source Heat Pump (4 ton)
Commercial | Com ¦ Vertical Night Covers | 2034 | SC B | GWh | After Competition Groups | 21.6249 | 58065.7355 | 0.058066 | 11781.1647 | 0.0018355 | 42 | Commercial_2034_SC B_GWh_After Competition Groups_42 | Vertical Night Covers | 0.1836% | 0.058066 | 21.6249 | Commercial_2034_SC B_GWh_After Competition Groups_Vertical Night Covers
Commercial | Com ¦ Duct Insulation, R8 | 2034 | SC B | GWh | After Competition Groups | 19.3364 | 110478.9399 | 0.11048 | 11781.1647 | 0.0016413 | 43 | Commercial_2034_SC B_GWh_After Competition Groups_43 | Duct Insulation, R8 | 0.1641% | 0.11048 | 19.3364 | Commercial_2034_SC B_GWh_After Competition Groups_Duct Insulation, R8
Commercial | Com ¦ Water Heating (DHW) Pipe Insulation (Add 3/4\ Foam)" | 2034 | SC B | GWh | After Competition Groups | 18.6378 | 80050.0961 | 0.08005 | 11781.1647 | 0.001582 | 44 | Commercial_2034_SC B_GWh_After Competition Groups_44 | Water Heating (DHW) Pipe Insulation (Add 3/4\ Foam)" | 0.1582% | 0.08005 | 18.6378 | Commercial_2034_SC B_GWh_After Competition Groups_Water Heating (DHW) Pipe Insulation (Add 3/4\ Foam)"
Commercial | Com ¦ Outside Air Economizer | 2034 | SC B | GWh | After Competition Groups | 17.5504 | 71147.3094 | 0.071147 | 11781.1647 | 0.0014897 | 45 | Commercial_2034_SC B_GWh_After Competition Groups_45 | Outside Air Economizer | 0.149% | 0.071147 | 17.5504 | Commercial_2034_SC B_GWh_After Competition Groups_Outside Air Economizer
Commercial | Com ¦ Suction Pipe Insulation Freezer/Refrigerator | 2034 | SC B | GWh | After Competition Groups | 11.8238 | 57047.9061 | 0.057048 | 11781.1647 | 0.0010036 | 46 | Commercial_2034_SC B_GWh_After Competition Groups_46 | Suction Pipe Insulation Freezer/Refrigerator | 0.1004% | 0.057048 | 11.8238 | Commercial_2034_SC B_GWh_After Competition Groups_Suction Pipe Insulation Freezer/Refrigerator
Commercial | Com ¦ ENERGY STAR Fryer (84% eff) | 2034 | SC B | GWh | After Competition Groups | 11.2372 | 156344.5072 | 0.15634 | 11781.1647 | 0.00095383 | 47 | Commercial_2034_SC B_GWh_After Competition Groups_47 | ENERGY STAR Fryer (84% eff) | 0.09538% | 0.15634 | 11.2372 | Commercial_2034_SC B_GWh_After Competition Groups_ENERGY STAR Fryer (84% eff)
Commercial | Com ¦ Condensing Make Up Air Unit | 2034 | SC B | GWh | After Competition Groups | 8.2135 | 1730432.5769 | 1.7304 | 11781.1647 | 0.00069718 | 48 | Commercial_2034_SC B_GWh_After Competition Groups_48 | Condensing Make Up Air Unit | 0.06972% | 1.7304 | 8.2135 | Commercial_2034_SC B_GWh_After Competition Groups_Condensing Make Up Air Unit
Commercial | Com ¦ ENERGY STAR Dishwasher | 2034 | SC B | GWh | After Competition Groups | 6.7331 | 37799.0915 | 0.037799 | 11781.1647 | 0.00057152 | 49 | Commercial_2034_SC B_GWh_After Competition Groups_49 | ENERGY STAR Dishwasher | 0.05715% | 0.037799 | 6.7331 | Commercial_2034_SC B_GWh_After Competition Groups_ENERGY STAR Dishwasher
Commercial | Com ¦ Ozone Laundry Treatment | 2034 | SC B | GWh | After Competition Groups | 6.056 | 132234.4275 | 0.13223 | 11781.1647 | 0.00051404 | 50 | Commercial_2034_SC B_GWh_After Competition Groups_50 | Ozone Laundry Treatment | 0.0514% | 0.13223 | 6.056 | Commercial_2034_SC B_GWh_After Competition Groups_Ozone Laundry Treatment
Commercial | Com ¦ ENERGY STAR Steam Cookers | 2034 | SC B | GWh | After Competition Groups | 5.3656 | 81783.7124 | 0.081784 | 11781.1647 | 0.00045544 | 51 | Commercial_2034_SC B_GWh_After Competition Groups_51 | ENERGY STAR Steam Cookers | 0.04554% | 0.081784 | 5.3656 | Commercial_2034_SC B_GWh_After Competition Groups_ENERGY STAR Steam Cookers
Commercial | Com ¦ Demand controlled Circulating Systems | 2034 | SC B | GWh | After Competition Groups | 4.0115 | 0 | 0 | 11781.1647 | 0.0003405 | 52 | Commercial_2034_SC B_GWh_After Competition Groups_52 | Demand controlled Circulating Systems | 0.03405% | 0 | 4.0115 | Commercial_2034_SC B_GWh_After Competition Groups_Demand controlled Circulating Systems
Commercial | Com ¦ ECM MOTORS FOR HVAC APPLICATION (FAN-POWERED VAV BOX) | 2034 | SC B | GWh | After Competition Groups | 2.6529 | 27443.633 | 0.027444 | 11781.1647 | 0.00022518 | 53 | Commercial_2034_SC B_GWh_After Competition Groups_53 | ECM MOTORS FOR HVAC APPLICATION (FAN-POWERED VAV BOX) | 0.02252% | 0.027444 | 2.6529 | Commercial_2034_SC B_GWh_After Competition Groups_ECM MOTORS FOR HVAC APPLICATION (FAN-POWERED VAV BOX)
Commercial | Com ¦ Thermostat Setback | 2034 | SC B | GWh | After Competition Groups | 2.4306 | 0 | 0 | 11781.1647 | 0.00020631 | 54 | Commercial_2034_SC B_GWh_After Competition Groups_54 | Thermostat Setback | 0.02063% | 0 | 2.4306 | Commercial_2034_SC B_GWh_After Competition Groups_Thermostat Setback
Commercial | Com ¦ Solar Water Preheat (Pools/DHW) | 2034 | SC B | GWh | After Competition Groups | 2.1578 | 5329.7149 | 0.0053297 | 11781.1647 | 0.00018315 | 55 | Commercial_2034_SC B_GWh_After Competition Groups_55 | Solar Water Preheat (Pools/DHW) | 0.01832% | 0.0053297 | 2.1578 | Commercial_2034_SC B_GWh_After Competition Groups_Solar Water Preheat (Pools/DHW)
Commercial | Com ¦ Notched V belts for HVAC Systems | 2034 | SC B | GWh | After Competition Groups | 1.5664 | 28114.4769 | 0.028114 | 11781.1647 | 0.00013296 | 56 | Commercial_2034_SC B_GWh_After Competition Groups_56 | Notched V belts for HVAC Systems | 0.0133% | 0.028114 | 1.5664 | Commercial_2034_SC B_GWh_After Competition Groups_Notched V belts for HVAC Systems
Commercial | Com ¦ PTAC (12 EER/10,000 BTU) | 2034 | SC B | GWh | After Competition Groups | 1.2757 | 35126.247 | 0.035126 | 11781.1647 | 0.00010828 | 57 | Commercial_2034_SC B_GWh_After Competition Groups_57 | PTAC (12 EER/10,000 BTU) | 0.01083% | 0.035126 | 1.2757 | Commercial_2034_SC B_GWh_After Competition Groups_PTAC (12 EER/10,000 BTU)
Commercial | Com ¦ CEE Tier 2/Energy Star Clothes Washers | 2034 | SC B | GWh | After Competition Groups | 1.2623 | 16310.3025 | 0.01631 | 11781.1647 | 0.00010715 | 58 | Commercial_2034_SC B_GWh_After Competition Groups_58 | CEE Tier 2/Energy Star Clothes Washers | 0.01071% | 0.01631 | 1.2623 | Commercial_2034_SC B_GWh_After Competition Groups_CEE Tier 2/Energy Star Clothes Washers
Commercial | Com ¦ Auto Off Time Switch or Time Clock control | 2034 | SC B | GWh | After Competition Groups | 1.2237 | 59.2336 | 5.9234e-05 | 11781.1647 | 0.00010387 | 59 | Commercial_2034_SC B_GWh_After Competition Groups_59 | Auto Off Time Switch or Time Clock control | 0.01039% | 5.9234e-05 | 1.2237 | Commercial_2034_SC B_GWh_After Competition Groups_Auto Off Time Switch or Time Clock control
Commercial | COM ¦ Ductless Mini-Split Heat Pumps | 2034 | SC B | GWh | After Competition Groups | 0.97944 | 244.1705 | 0.00024417 | 11781.1647 | 8.3136e-05 | 60 | Commercial_2034_SC B_GWh_After Competition Groups_60 | Ductless Mini-Split Heat Pumps | 0.008314% | 0.00024417 | 0.97944 | Commercial_2034_SC B_GWh_After Competition Groups_Ductless Mini-Split Heat Pumps
Commercial | Com ¦ Efficient compressor motor | 2034 | SC B | GWh | After Competition Groups | 0.89233 | 315560.6542 | 0.31556 | 11781.1647 | 7.5742e-05 | 61 | Commercial_2034_SC B_GWh_After Competition Groups_61 | Efficient compressor motor | 0.007574% | 0.31556 | 0.89233 | Commercial_2034_SC B_GWh_After Competition Groups_Efficient compressor motor
Commercial | Com ¦ High Efficiency Small Instantaneous Water Heater | 2034 | SC B | GWh | After Competition Groups | 0.72603 | 39472.4934 | 0.039472 | 11781.1647 | 6.1627e-05 | 62 | Commercial_2034_SC B_GWh_After Competition Groups_62 | High Efficiency Small Instantaneous Water Heater | 0.006163% | 0.039472 | 0.72603 | Commercial_2034_SC B_GWh_After Competition Groups_High Efficiency Small Instantaneous Water Heater
Commercial | Com ¦ Low Flow Pre-Rinse Spray Nozzle | 2034 | SC B | GWh | After Competition Groups | 0.64456 | 1485.1551 | 0.0014852 | 11781.1647 | 5.4711e-05 | 63 | Commercial_2034_SC B_GWh_After Competition Groups_63 | Low Flow Pre-Rinse Spray Nozzle | 0.005471% | 0.0014852 | 0.64456 | Commercial_2034_SC B_GWh_After Competition Groups_Low Flow Pre-Rinse Spray Nozzle
Commercial | Com ¦ LED RECESSED DOWNLIGHTS | 2034 | SC B | GWh | After Competition Groups | 0.48967 | 36803.8634 | 0.036804 | 11781.1647 | 4.1564e-05 | 64 | Commercial_2034_SC B_GWh_After Competition Groups_64 | LED RECESSED DOWNLIGHTS | 0.004156% | 0.036804 | 0.48967 | Commercial_2034_SC B_GWh_After Competition Groups_LED RECESSED DOWNLIGHTS
Commercial | Com ¦ Commercial Hot Food Holding Cabinets | 2034 | SC B | GWh | After Competition Groups | 0.44412 | 3677.4174 | 0.0036774 | 11781.1647 | 3.7698e-05 | 65 | Commercial_2034_SC B_GWh_After Competition Groups_65 | Commercial Hot Food Holding Cabinets | 0.00377% | 0.0036774 | 0.44412 | Commercial_2034_SC B_GWh_After Competition Groups_Commercial Hot Food Holding Cabinets
Commercial | Com ¦ Energy Recovery Ventilation and Ventilation (Enhanced) | 2034 | SC B | GWh | After Competition Groups | 0.36707 | 0 | 0 | 11781.1647 | 3.1157e-05 | 66 | Commercial_2034_SC B_GWh_After Competition Groups_66 | Energy Recovery Ventilation and Ventilation (Enhanced) | 0.003116% | 0 | 0.36707 | Commercial_2034_SC B_GWh_After Competition Groups_Energy Recovery Ventilation and Ventilation (Enhanced)
Commercial | Com ¦ HVAC Optimization | 2034 | SC B | GWh | After Competition Groups | 0.35639 | 208.042 | 0.00020804 | 11781.1647 | 3.0251e-05 | 67 | Commercial_2034_SC B_GWh_After Competition Groups_67 | HVAC Optimization | 0.003025% | 0.00020804 | 0.35639 | Commercial_2034_SC B_GWh_After Competition Groups_HVAC Optimization
Commercial | Com ¦ Wall Insulation | 2034 | SC B | GWh | After Competition Groups | 0.18206 | 7518.5059 | 0.0075185 | 11781.1647 | 1.5454e-05 | 68 | Commercial_2034_SC B_GWh_After Competition Groups_68 | Wall Insulation | 0.001545% | 0.0075185 | 0.18206 | Commercial_2034_SC B_GWh_After Competition Groups_Wall Insulation
Commercial | Com ¦ Room AC (w/ louvered sides) 14 SEER from 12 SEER code | 2034 | SC B | GWh | After Competition Groups | 0.0933 | 6013.6115 | 0.0060136 | 11781.1647 | 7.9194e-06 | 69 | Commercial_2034_SC B_GWh_After Competition Groups_69 | Room AC (w/ louvered sides) 14 SEER from 12 SEER code | 0.0007919% | 0.0060136 | 0.0933 | Commercial_2034_SC B_GWh_After Competition Groups_Room AC (w/ louvered sides) 14 SEER from 12 SEER code
Commercial | Com ¦ Air Curtains | 2034 | SC B | GWh | After Competition Groups | 0.054191 | 4356.8647 | 0.0043569 | 11781.1647 | 4.5998e-06 | 70 | Commercial_2034_SC B_GWh_After Competition Groups_70 | Air Curtains | 0.00046% | 0.0043569 | 0.054191 | Commercial_2034_SC B_GWh_After Competition Groups_Air Curtains
Commercial | Com ¦ High Efficiency Chiller (avg of water and air cooled) | 2034 | SC B | GWh | After Competition Groups | 0.053536 | 8368.0884 | 0.0083681 | 11781.1647 | 4.5442e-06 | 71 | Commercial_2034_SC B_GWh_After Competition Groups_71 | High Efficiency Chiller (avg of water and air cooled) | 0.0004544% | 0.0083681 | 0.053536 | Commercial_2034_SC B_GWh_After Competition Groups_High Efficiency Chiller (avg of water and air cooled)
Commercial | Com ¦ EC Plug Fan for Data Center (under cabinet) | 2034 | SC B | GWh | After Competition Groups | 0.048685 | 2309.6143 | 0.0023096 | 11781.1647 | 4.1324e-06 | 72 | Commercial_2034_SC B_GWh_After Competition Groups_72 | EC Plug Fan for Data Center (under cabinet) | 0.0004132% | 0.0023096 | 0.048685 | Commercial_2034_SC B_GWh_After Competition Groups_EC Plug Fan for Data Center (under cabinet)
Commercial | Com ¦ VSD Air Compressor | 2034 | SC B | GWh | After Competition Groups | 0.04006 | 554.7453 | 0.00055475 | 11781.1647 | 3.4003e-06 | 73 | Commercial_2034_SC B_GWh_After Competition Groups_73 | VSD Air Compressor | 0.00034% | 0.00055475 | 0.04006 | Commercial_2034_SC B_GWh_After Competition Groups_VSD Air Compressor
Commercial | Com ¦ Electric Convection Combination Ovens | 2034 | SC B | GWh | After Competition Groups | 0.0035071 | 3.3293 | 3.3293e-06 | 11781.1647 | 2.9769e-07 | 74 | Commercial_2034_SC B_GWh_After Competition Groups_74 | Electric Convection Combination Ovens | 2.977e-05% | 3.3293e-06 | 0.0035071 | Commercial_2034_SC B_GWh_After Competition Groups_Electric Convection Combination Ovens
Commercial | Com ¦ LLLC - Low Impact Application | 2034 | SC B | GWh | After Competition Groups | 2.9677e-18 | 7.713e-15 | 7.713e-21 | 11781.1647 | 2.5191e-22 | 75 | Commercial_2034_SC B_GWh_After Competition Groups_75 | LLLC - Low Impact Application | 2.519e-20% | 7.713e-21 | 2.9677e-18 | Commercial_2034_SC B_GWh_After Competition Groups_LLLC - Low Impact Application
Commercial | Com ¦ LLLC - High Impact Application | 2034 | SC B | GWh | After Competition Groups | 1.0846e-18 | 5.7935e-15 | 5.7935e-21 | 11781.1647 | 9.2063e-23 | 76 | Commercial_2034_SC B_GWh_After Competition Groups_76 | LLLC - High Impact Application | 9.206e-21% | 5.7935e-21 | 1.0846e-18 | Commercial_2034_SC B_GWh_After Competition Groups_LLLC - High Impact Application
Commercial | Com ¦ Networked/Connected - High Impact Application | 2034 | SC B | GWh | After Competition Groups | 1.4085e-20 | 1.0829e-16 | 1.0829e-22 | 11781.1647 | 1.1956e-24 | 77 | Commercial_2034_SC B_GWh_After Competition Groups_77 | Networked/Connected - High Impact Application | 1.196e-22% | 1.0829e-22 | 1.4085e-20 | Commercial_2034_SC B_GWh_After Competition Groups_Networked/Connected - High Impact Application
Commercial | Com ¦ Networked/Connected - Low Impact Application | 2034 | SC B | GWh | After Competition Groups | 8.1e-21 | 7.9149e-17 | 7.9149e-23 | 11781.1647 | 6.8754e-25 | 78 | Commercial_2034_SC B_GWh_After Competition Groups_78 | Networked/Connected - Low Impact Application | 6.875e-23% | 7.9149e-23 | 8.1e-21 | Commercial_2034_SC B_GWh_After Competition Groups_Networked/Connected - Low Impact Application
Commercial | Com ¦ Indoor Daylight Sensors/Photocell Dimming Control | 2034 | SC B | GWh | After Competition Groups | 0 | 0 | 0 | 11781.1647 | 0 | 79 | Commercial_2034_SC B_GWh_After Competition Groups_79 | Indoor Daylight Sensors/Photocell Dimming Control | 0% | 0 | 0 | Commercial_2034_SC B_GWh_After Competition Groups_Indoor Daylight Sensors/Photocell Dimming Control
Commercial | Com ¦ Variable Refrigerant Flow Heat Pump | 2034 | SC B | GWh | After Competition Groups | 0 | 0 | 0 | 11781.1647 | 0 | 80 | Commercial_2034_SC B_GWh_After Competition Groups_80 | Variable Refrigerant Flow Heat Pump | 0% | 0 | 0 | Commercial_2034_SC B_GWh_After Competition Groups_Variable Refrigerant Flow Heat Pump
Commercial | Com ¦ LED Low/High Bay | 2034 | SC C | GWh | After Competition Groups | 1129.1829 | 41907948.0145 | 41.9079 | 9453.4436 | 0.11945 | 1 | Commercial_2034_SC C_GWh_After Competition Groups_1 | LED Low/High Bay | 11.94% | 41.9079 | 1129.1829 | Commercial_2034_SC C_GWh_After Competition Groups_LED Low/High Bay
Commercial | Com ¦ LED Troffer/Surface/Suspended | 2034 | SC C | GWh | After Competition Groups | 988.2953 | 22712229.4404 | 22.7122 | 9453.4436 | 0.10454 | 2 | Commercial_2034_SC C_GWh_After Competition Groups_2 | LED Troffer/Surface/Suspended | 10.45% | 22.7122 | 988.2953 | Commercial_2034_SC C_GWh_After Competition Groups_LED Troffer/Surface/Suspended
Commercial | Com ¦ ENERGY STAR LED LAMPS (REFLECTOR LAMPs/MR16/PAR 16) | 2034 | SC C | GWh | After Competition Groups | 949.0115 | 1235180.7149 | 1.2352 | 9453.4436 | 0.10039 | 3 | Commercial_2034_SC C_GWh_After Competition Groups_3 | ENERGY STAR LED LAMPS (REFLECTOR LAMPs/MR16/PAR 16) | 10.04% | 1.2352 | 949.0115 | Commercial_2034_SC C_GWh_After Competition Groups_ENERGY STAR LED LAMPS (REFLECTOR LAMPs/MR16/PAR 16)
Commercial | Com ¦ LED EXTERIOR AREA LIGHTS - LED fixture (200W) | 2034 | SC C | GWh | After Competition Groups | 623.8428 | 0 | 0 | 9453.4436 | 0.065991 | 4 | Commercial_2034_SC C_GWh_After Competition Groups_4 | LED EXTERIOR AREA LIGHTS - LED fixture (200W) | 6.599% | 0 | 623.8428 | Commercial_2034_SC C_GWh_After Competition Groups_LED EXTERIOR AREA LIGHTS - LED fixture (200W)
Commercial | Com ¦ Building Recommissioning, Operations and Maintenance (O&M) Improvements | 2034 | SC C | GWh | After Competition Groups | 618.967 | 2690709.3892 | 2.6907 | 9453.4436 | 0.065475 | 5 | Commercial_2034_SC C_GWh_After Competition Groups_5 | Building Recommissioning, Operations and Maintenance (O&M) Improvements | 6.548% | 2.6907 | 618.967 | Commercial_2034_SC C_GWh_After Competition Groups_Building Recommissioning, Operations and Maintenance (O&M) Improvements
Commercial | Com ¦ LED Replacement Lamp (Tube) | 2034 | SC C | GWh | After Competition Groups | 599.0575 | 0 | 0 | 9453.4436 | 0.063369 | 6 | Commercial_2034_SC C_GWh_After Competition Groups_6 | LED Replacement Lamp (Tube) | 6.337% | 0 | 599.0575 | Commercial_2034_SC C_GWh_After Competition Groups_LED Replacement Lamp (Tube)
Commercial | Com ¦ LED parking lot fixture | 2034 | SC C | GWh | After Competition Groups | 596.4468 | 2264242.1282 | 2.2642 | 9453.4436 | 0.063093 | 7 | Commercial_2034_SC C_GWh_After Competition Groups_7 | LED parking lot fixture | 6.309% | 2.2642 | 596.4468 | Commercial_2034_SC C_GWh_After Competition Groups_LED parking lot fixture
Commercial | Com ¦ LED street light fixture | 2034 | SC C | GWh | After Competition Groups | 377.5134 | 5168559.411 | 5.1686 | 9453.4436 | 0.039934 | 8 | Commercial_2034_SC C_GWh_After Competition Groups_8 | LED street light fixture | 3.993% | 5.1686 | 377.5134 | Commercial_2034_SC C_GWh_After Competition Groups_LED street light fixture
Commercial | Com ¦ Furnace Tune-Up | 2034 | SC C | GWh | After Competition Groups | 374.3373 | 109853.6292 | 0.10985 | 9453.4436 | 0.039598 | 9 | Commercial_2034_SC C_GWh_After Competition Groups_9 | Furnace Tune-Up | 3.96% | 0.10985 | 374.3373 | Commercial_2034_SC C_GWh_After Competition Groups_Furnace Tune-Up
Commercial | Com ¦ High Efficiency Air Source Heat Pump | 2034 | SC C | GWh | After Competition Groups | 265.2901 | 1364652.657 | 1.3647 | 9453.4436 | 0.028063 | 10 | Commercial_2034_SC C_GWh_After Competition Groups_10 | High Efficiency Air Source Heat Pump | 2.806% | 1.3647 | 265.2901 | Commercial_2034_SC C_GWh_After Competition Groups_High Efficiency Air Source Heat Pump
Commercial | Com ¦ Reach-in Shaded Pole to ECM/PSC Evaporator Fan Motor | 2034 | SC C | GWh | After Competition Groups | 245.5127 | 2410439.3469 | 2.4104 | 9453.4436 | 0.025971 | 11 | Commercial_2034_SC C_GWh_After Competition Groups_11 | Reach-in Shaded Pole to ECM/PSC Evaporator Fan Motor | 2.597% | 2.4104 | 245.5127 | Commercial_2034_SC C_GWh_After Competition Groups_Reach-in Shaded Pole to ECM/PSC Evaporator Fan Motor
Commercial | Com ¦ Refrigerated Display Case Doors | 2034 | SC C | GWh | After Competition Groups | 240.355 | 14134932.9561 | 14.1349 | 9453.4436 | 0.025425 | 12 | Commercial_2034_SC C_GWh_After Competition Groups_12 | Refrigerated Display Case Doors | 2.543% | 14.1349 | 240.355 | Commercial_2034_SC C_GWh_After Competition Groups_Refrigerated Display Case Doors
Commercial | Com ¦ Data Center Storage/Server Virtualization | 2034 | SC C | GWh | After Competition Groups | 223.2348 | 0 | 0 | 9453.4436 | 0.023614 | 13 | Commercial_2034_SC C_GWh_After Competition Groups_13 | Data Center Storage/Server Virtualization | 2.361% | 0 | 223.2348 | Commercial_2034_SC C_GWh_After Competition Groups_Data Center Storage/Server Virtualization
Commercial | Com ¦ Strip Curtains | 2034 | SC C | GWh | After Competition Groups | 177.6703 | 182867.7367 | 0.18287 | 9453.4436 | 0.018794 | 14 | Commercial_2034_SC C_GWh_After Competition Groups_14 | Strip Curtains | 1.879% | 0.18287 | 177.6703 | Commercial_2034_SC C_GWh_After Competition Groups_Strip Curtains
Commercial | Com ¦ LED or Equivalent Sign Lighting | 2034 | SC C | GWh | After Competition Groups | 168.6482 | 3374998.743 | 3.375 | 9453.4436 | 0.01784 | 15 | Commercial_2034_SC C_GWh_After Competition Groups_15 | LED or Equivalent Sign Lighting | 1.784% | 3.375 | 168.6482 | Commercial_2034_SC C_GWh_After Competition Groups_LED or Equivalent Sign Lighting
Commercial | Com ¦ Demand Control Ventilation | 2034 | SC C | GWh | After Competition Groups | 165.0976 | 3526609.8906 | 3.5266 | 9453.4436 | 0.017464 | 16 | Commercial_2034_SC C_GWh_After Competition Groups_16 | Demand Control Ventilation | 1.746% | 3.5266 | 165.0976 | Commercial_2034_SC C_GWh_After Competition Groups_Demand Control Ventilation
Commercial | Com ¦ Advanced BAS/Controllers | 2034 | SC C | GWh | After Competition Groups | 139.2821 | 619844.9012 | 0.61984 | 9453.4436 | 0.014733 | 17 | Commercial_2034_SC C_GWh_After Competition Groups_17 | Advanced BAS/Controllers | 1.473% | 0.61984 | 139.2821 | Commercial_2034_SC C_GWh_After Competition Groups_Advanced BAS/Controllers
Commercial | Com ¦ Centrally controlled desktop PC/NETWORK PC POWER MANAGEMENT SOFTWARE | 2034 | SC C | GWh | After Competition Groups | 135.153 | 834074.1585 | 0.83407 | 9453.4436 | 0.014297 | 18 | Commercial_2034_SC C_GWh_After Competition Groups_18 | Centrally controlled desktop PC/NETWORK PC POWER MANAGEMENT SOFTWARE | 1.43% | 0.83407 | 135.153 | Commercial_2034_SC C_GWh_After Competition Groups_Centrally controlled desktop PC/NETWORK PC POWER MANAGEMENT SOFTWARE
Commercial | Com ¦ Variable Frequency Drive (VFD) | 2034 | SC C | GWh | After Competition Groups | 124.6277 | 1812846.2916 | 1.8128 | 9453.4436 | 0.013183 | 19 | Commercial_2034_SC C_GWh_After Competition Groups_19 | Variable Frequency Drive (VFD) | 1.318% | 1.8128 | 124.6277 | Commercial_2034_SC C_GWh_After Competition Groups_Variable Frequency Drive (VFD)
Commercial | Com ¦ Education and Capacity Building/Energy Behavior | 2034 | SC C | GWh | After Competition Groups | 124.2999 | 1363936.8019 | 1.3639 | 9453.4436 | 0.013149 | 20 | Commercial_2034_SC C_GWh_After Competition Groups_20 | Education and Capacity Building/Energy Behavior | 1.315% | 1.3639 | 124.2999 | Commercial_2034_SC C_GWh_After Competition Groups_Education and Capacity Building/Energy Behavior
Commercial | Com ¦ VFD on Pumps | 2034 | SC C | GWh | After Competition Groups | 116.4186 | 1842641.9802 | 1.8426 | 9453.4436 | 0.012315 | 21 | Commercial_2034_SC C_GWh_After Competition Groups_21 | VFD on Pumps | 1.231% | 1.8426 | 116.4186 | Commercial_2034_SC C_GWh_After Competition Groups_VFD on Pumps
Commercial | Com ¦ ENERGY STAR LED LAMPS (General Service Lamps) | 2034 | SC C | GWh | After Competition Groups | 113.8464 | 198123.0214 | 0.19812 | 9453.4436 | 0.012043 | 22 | Commercial_2034_SC C_GWh_After Competition Groups_22 | ENERGY STAR LED LAMPS (General Service Lamps) | 1.204% | 0.19812 | 113.8464 | Commercial_2034_SC C_GWh_After Competition Groups_ENERGY STAR LED LAMPS (General Service Lamps)
Commercial | Com ¦ Adaptive Thermostats | 2034 | SC C | GWh | After Competition Groups | 98.5494 | 3499923.2261 | 3.4999 | 9453.4436 | 0.010425 | 23 | Commercial_2034_SC C_GWh_After Competition Groups_23 | Adaptive Thermostats | 1.042% | 3.4999 | 98.5494 | Commercial_2034_SC C_GWh_After Competition Groups_Adaptive Thermostats
Commercial | Com ¦ Unitary Air-Conditioning Unit | 2034 | SC C | GWh | After Competition Groups | 91.4101 | 11442012.1128 | 11.442 | 9453.4436 | 0.0096695 | 24 | Commercial_2034_SC C_GWh_After Competition Groups_24 | Unitary Air-Conditioning Unit | 0.967% | 11.442 | 91.4101 | Commercial_2034_SC C_GWh_After Competition Groups_Unitary Air-Conditioning Unit
Commercial | Com ¦ Air Handler with Dedicated Outdoor Air Systems | 2034 | SC C | GWh | After Competition Groups | 70.0524 | 0 | 0 | 9453.4436 | 0.0074102 | 25 | Commercial_2034_SC C_GWh_After Competition Groups_25 | Air Handler with Dedicated Outdoor Air Systems | 0.741% | 0 | 70.0524 | Commercial_2034_SC C_GWh_After Competition Groups_Air Handler with Dedicated Outdoor Air Systems
Commercial | Com ¦ Door Gasket Freezer/Refrigerator | 2034 | SC C | GWh | After Competition Groups | 62.1947 | 1480427.5218 | 1.4804 | 9453.4436 | 0.006579 | 26 | Commercial_2034_SC C_GWh_After Competition Groups_26 | Door Gasket Freezer/Refrigerator | 0.6579% | 1.4804 | 62.1947 | Commercial_2034_SC C_GWh_After Competition Groups_Door Gasket Freezer/Refrigerator
Commercial | Com ¦ Demand Control Kitchen Ventilation | 2034 | SC C | GWh | After Competition Groups | 58.7092 | 249984.0461 | 0.24998 | 9453.4436 | 0.0062104 | 27 | Commercial_2034_SC C_GWh_After Competition Groups_27 | Demand Control Kitchen Ventilation | 0.621% | 0.24998 | 58.7092 | Commercial_2034_SC C_GWh_After Competition Groups_Demand Control Kitchen Ventilation
Commercial | Com ¦ ECM MOTORS FOR EVAPORATOR FANS for refrigeration (WALK-IN) | 2034 | SC C | GWh | After Competition Groups | 58.2486 | 1105245.8899 | 1.1052 | 9453.4436 | 0.0061616 | 28 | Commercial_2034_SC C_GWh_After Competition Groups_28 | ECM MOTORS FOR EVAPORATOR FANS for refrigeration (WALK-IN) | 0.6162% | 1.1052 | 58.2486 | Commercial_2034_SC C_GWh_After Competition Groups_ECM MOTORS FOR EVAPORATOR FANS for refrigeration (WALK-IN)
Commercial | Com ¦ Condensing Unit Heaters or other Efficient Unit Heating System | 2034 | SC C | GWh | After Competition Groups | 56.2961 | 32985.9455 | 0.032986 | 9453.4436 | 0.0059551 | 29 | Commercial_2034_SC C_GWh_After Competition Groups_29 | Condensing Unit Heaters or other Efficient Unit Heating System | 0.5955% | 0.032986 | 56.2961 | Commercial_2034_SC C_GWh_After Competition Groups_Condensing Unit Heaters or other Efficient Unit Heating System
Commercial | Com ¦ Refrigerated Display Case LED | 2034 | SC C | GWh | After Competition Groups | 53.7271 | 2392099.8523 | 2.3921 | 9453.4436 | 0.0056833 | 30 | Commercial_2034_SC C_GWh_After Competition Groups_30 | Refrigerated Display Case LED | 0.5683% | 2.3921 | 53.7271 | Commercial_2034_SC C_GWh_After Competition Groups_Refrigerated Display Case LED
Commercial | Com ¦ Freezer Case Light Sensor | 2034 | SC C | GWh | After Competition Groups | 47.8358 | 2435476.6778 | 2.4355 | 9453.4436 | 0.0050601 | 31 | Commercial_2034_SC C_GWh_After Competition Groups_31 | Freezer Case Light Sensor | 0.506% | 2.4355 | 47.8358 | Commercial_2034_SC C_GWh_After Competition Groups_Freezer Case Light Sensor
Commercial | Com ¦ Evaporator Fan Controls | 2034 | SC C | GWh | After Competition Groups | 46.6617 | 173526.5656 | 0.17353 | 9453.4436 | 0.0049359 | 32 | Commercial_2034_SC C_GWh_After Competition Groups_32 | Evaporator Fan Controls | 0.4936% | 0.17353 | 46.6617 | Commercial_2034_SC C_GWh_After Competition Groups_Evaporator Fan Controls
Commercial | Com ¦ Occupancy Sensors | 2034 | SC C | GWh | After Competition Groups | 32.762 | 7526.5035 | 0.0075265 | 9453.4436 | 0.0034656 | 33 | Commercial_2034_SC C_GWh_After Competition Groups_33 | Occupancy Sensors | 0.3466% | 0.0075265 | 32.762 | Commercial_2034_SC C_GWh_After Competition Groups_Occupancy Sensors
Commercial | Com ¦ ENERGY STAR Griddle (74% eff) | 2034 | SC C | GWh | After Competition Groups | 30.6458 | 222104.2843 | 0.2221 | 9453.4436 | 0.0032418 | 34 | Commercial_2034_SC C_GWh_After Competition Groups_34 | ENERGY STAR Griddle (74% eff) | 0.3242% | 0.2221 | 30.6458 | Commercial_2034_SC C_GWh_After Competition Groups_ENERGY STAR Griddle (74% eff)
Commercial | Com ¦ Chilled Water Optimization | 2034 | SC C | GWh | After Competition Groups | 29.9422 | 1813472.0353 | 1.8135 | 9453.4436 | 0.0031673 | 35 | Commercial_2034_SC C_GWh_After Competition Groups_35 | Chilled Water Optimization | 0.3167% | 1.8135 | 29.9422 | Commercial_2034_SC C_GWh_After Competition Groups_Chilled Water Optimization
Commercial | Com ¦ BEVERAGE VENDING MACHINE CONTROLS | 2034 | SC C | GWh | After Competition Groups | 22.3043 | 369626.54 | 0.36963 | 9453.4436 | 0.0023594 | 36 | Commercial_2034_SC C_GWh_After Competition Groups_36 | BEVERAGE VENDING MACHINE CONTROLS | 0.2359% | 0.36963 | 22.3043 | Commercial_2034_SC C_GWh_After Competition Groups_BEVERAGE VENDING MACHINE CONTROLS
Commercial | Com ¦ Elec Storage WH 2.30 Et | 2034 | SC C | GWh | After Competition Groups | 20.9696 | 608972.5639 | 0.60897 | 9453.4436 | 0.0022182 | 37 | Commercial_2034_SC C_GWh_After Competition Groups_37 | Elec Storage WH 2.30 Et | 0.2218% | 0.60897 | 20.9696 | Commercial_2034_SC C_GWh_After Competition Groups_Elec Storage WH 2.30 Et
Commercial | Com ¦ CO Sensors for parking garage exhaust fans | 2034 | SC C | GWh | After Competition Groups | 17.9235 | 808038.0113 | 0.80804 | 9453.4436 | 0.001896 | 38 | Commercial_2034_SC C_GWh_After Competition Groups_38 | CO Sensors for parking garage exhaust fans | 0.1896% | 0.80804 | 17.9235 | Commercial_2034_SC C_GWh_After Competition Groups_CO Sensors for parking garage exhaust fans
Commercial | Com ¦ Temperature Adjustment in Commercial Freezers | 2034 | SC C | GWh | After Competition Groups | 17.8596 | 0 | 0 | 9453.4436 | 0.0018892 | 39 | Commercial_2034_SC C_GWh_After Competition Groups_39 | Temperature Adjustment in Commercial Freezers | 0.1889% | 0 | 17.8596 | Commercial_2034_SC C_GWh_After Competition Groups_Temperature Adjustment in Commercial Freezers
Commercial | Com ¦ Water Source Heat Pump (4 ton) | 2034 | SC C | GWh | After Competition Groups | 16.6591 | 1405416.906 | 1.4054 | 9453.4436 | 0.0017622 | 40 | Commercial_2034_SC C_GWh_After Competition Groups_40 | Water Source Heat Pump (4 ton) | 0.1762% | 1.4054 | 16.6591 | Commercial_2034_SC C_GWh_After Competition Groups_Water Source Heat Pump (4 ton)
Commercial | Com ¦ Energy Efficient Laboratory Fume Hood | 2034 | SC C | GWh | After Competition Groups | 15.8206 | 584899.3851 | 0.5849 | 9453.4436 | 0.0016735 | 41 | Commercial_2034_SC C_GWh_After Competition Groups_41 | Energy Efficient Laboratory Fume Hood | 0.1674% | 0.5849 | 15.8206 | Commercial_2034_SC C_GWh_After Competition Groups_Energy Efficient Laboratory Fume Hood
Commercial | Com ¦ Vertical Night Covers | 2034 | SC C | GWh | After Competition Groups | 13.8413 | 168321.5851 | 0.16832 | 9453.4436 | 0.0014642 | 42 | Commercial_2034_SC C_GWh_After Competition Groups_42 | Vertical Night Covers | 0.1464% | 0.16832 | 13.8413 | Commercial_2034_SC C_GWh_After Competition Groups_Vertical Night Covers
Commercial | Com ¦ Outside Air Economizer | 2034 | SC C | GWh | After Competition Groups | 12.8433 | 116476.5536 | 0.11648 | 9453.4436 | 0.0013586 | 43 | Commercial_2034_SC C_GWh_After Competition Groups_43 | Outside Air Economizer | 0.1359% | 0.11648 | 12.8433 | Commercial_2034_SC C_GWh_After Competition Groups_Outside Air Economizer
Commercial | Com ¦ Duct Insulation, R8 | 2034 | SC C | GWh | After Competition Groups | 12.515 | 337424.2508 | 0.33742 | 9453.4436 | 0.0013239 | 44 | Commercial_2034_SC C_GWh_After Competition Groups_44 | Duct Insulation, R8 | 0.1324% | 0.33742 | 12.515 | Commercial_2034_SC C_GWh_After Competition Groups_Duct Insulation, R8
Commercial | Com ¦ Water Heating (DHW) Pipe Insulation (Add 3/4\ Foam)" | 2034 | SC C | GWh | After Competition Groups | 11.9722 | 235728.6939 | 0.23573 | 9453.4436 | 0.0012664 | 45 | Commercial_2034_SC C_GWh_After Competition Groups_45 | Water Heating (DHW) Pipe Insulation (Add 3/4\ Foam)" | 0.1266% | 0.23573 | 11.9722 | Commercial_2034_SC C_GWh_After Competition Groups_Water Heating (DHW) Pipe Insulation (Add 3/4\ Foam)"
Commercial | Com ¦ ENERGY STAR Fryer (84% eff) | 2034 | SC C | GWh | After Competition Groups | 11.2373 | 156361.0049 | 0.15636 | 9453.4436 | 0.0011887 | 46 | Commercial_2034_SC C_GWh_After Competition Groups_46 | ENERGY STAR Fryer (84% eff) | 0.1189% | 0.15636 | 11.2373 | Commercial_2034_SC C_GWh_After Competition Groups_ENERGY STAR Fryer (84% eff)
Commercial | Com ¦ Suction Pipe Insulation Freezer/Refrigerator | 2034 | SC C | GWh | After Competition Groups | 7.5765 | 166098.5813 | 0.1661 | 9453.4436 | 0.00080146 | 47 | Commercial_2034_SC C_GWh_After Competition Groups_47 | Suction Pipe Insulation Freezer/Refrigerator | 0.08015% | 0.1661 | 7.5765 | Commercial_2034_SC C_GWh_After Competition Groups_Suction Pipe Insulation Freezer/Refrigerator
Commercial | Com ¦ Condensing Make Up Air Unit | 2034 | SC C | GWh | After Competition Groups | 6.6353 | 1609448.2305 | 1.6094 | 9453.4436 | 0.00070189 | 48 | Commercial_2034_SC C_GWh_After Competition Groups_48 | Condensing Make Up Air Unit | 0.07019% | 1.6094 | 6.6353 | Commercial_2034_SC C_GWh_After Competition Groups_Condensing Make Up Air Unit
Commercial | Com ¦ ENERGY STAR Dishwasher | 2034 | SC C | GWh | After Competition Groups | 6.2218 | 37803.2344 | 0.037803 | 9453.4436 | 0.00065815 | 49 | Commercial_2034_SC C_GWh_After Competition Groups_49 | ENERGY STAR Dishwasher | 0.06582% | 0.037803 | 6.2218 | Commercial_2034_SC C_GWh_After Competition Groups_ENERGY STAR Dishwasher
Commercial | Com ¦ ENERGY STAR Steam Cookers | 2034 | SC C | GWh | After Competition Groups | 5.3657 | 81792.7753 | 0.081793 | 9453.4436 | 0.00056759 | 50 | Commercial_2034_SC C_GWh_After Competition Groups_50 | ENERGY STAR Steam Cookers | 0.05676% | 0.081793 | 5.3657 | Commercial_2034_SC C_GWh_After Competition Groups_ENERGY STAR Steam Cookers
Commercial | Com ¦ Ozone Laundry Treatment | 2034 | SC C | GWh | After Competition Groups | 3.9848 | 217982.7578 | 0.21798 | 9453.4436 | 0.00042151 | 51 | Commercial_2034_SC C_GWh_After Competition Groups_51 | Ozone Laundry Treatment | 0.04215% | 0.21798 | 3.9848 | Commercial_2034_SC C_GWh_After Competition Groups_Ozone Laundry Treatment
Commercial | Com ¦ Demand controlled Circulating Systems | 2034 | SC C | GWh | After Competition Groups | 2.5459 | 0 | 0 | 9453.4436 | 0.00026931 | 52 | Commercial_2034_SC C_GWh_After Competition Groups_52 | Demand controlled Circulating Systems | 0.02693% | 0 | 2.5459 | Commercial_2034_SC C_GWh_After Competition Groups_Demand controlled Circulating Systems
Commercial | Com ¦ Thermostat Setback | 2034 | SC C | GWh | After Competition Groups | 2.4159 | 0 | 0 | 9453.4436 | 0.00025556 | 53 | Commercial_2034_SC C_GWh_After Competition Groups_53 | Thermostat Setback | 0.02556% | 0 | 2.4159 | Commercial_2034_SC C_GWh_After Competition Groups_Thermostat Setback
Commercial | Com ¦ ECM MOTORS FOR HVAC APPLICATION (FAN-POWERED VAV BOX) | 2034 | SC C | GWh | After Competition Groups | 1.8708 | 43638.4844 | 0.043638 | 9453.4436 | 0.00019789 | 54 | Commercial_2034_SC C_GWh_After Competition Groups_54 | ECM MOTORS FOR HVAC APPLICATION (FAN-POWERED VAV BOX) | 0.01979% | 0.043638 | 1.8708 | Commercial_2034_SC C_GWh_After Competition Groups_ECM MOTORS FOR HVAC APPLICATION (FAN-POWERED VAV BOX)
Commercial | Com ¦ Solar Water Preheat (Pools/DHW) | 2034 | SC C | GWh | After Competition Groups | 1.1669 | 4215.835 | 0.0042158 | 9453.4436 | 0.00012344 | 55 | Commercial_2034_SC C_GWh_After Competition Groups_55 | Solar Water Preheat (Pools/DHW) | 0.01234% | 0.0042158 | 1.1669 | Commercial_2034_SC C_GWh_After Competition Groups_Solar Water Preheat (Pools/DHW)
Commercial | Com ¦ CEE Tier 2/Energy Star Clothes Washers | 2034 | SC C | GWh | After Competition Groups | 1.1402 | 18169.6947 | 0.01817 | 9453.4436 | 0.00012061 | 56 | Commercial_2034_SC C_GWh_After Competition Groups_56 | CEE Tier 2/Energy Star Clothes Washers | 0.01206% | 0.01817 | 1.1402 | Commercial_2034_SC C_GWh_After Competition Groups_CEE Tier 2/Energy Star Clothes Washers
Commercial | Com ¦ Notched V belts for HVAC Systems | 2034 | SC C | GWh | After Competition Groups | 1.0794 | 36001.2428 | 0.036001 | 9453.4436 | 0.00011418 | 57 | Commercial_2034_SC C_GWh_After Competition Groups_57 | Notched V belts for HVAC Systems | 0.01142% | 0.036001 | 1.0794 | Commercial_2034_SC C_GWh_After Competition Groups_Notched V belts for HVAC Systems
Commercial | Com ¦ Auto Off Time Switch or Time Clock control | 2034 | SC C | GWh | After Competition Groups | 0.78285 | 90.1164 | 9.0116e-05 | 9453.4436 | 8.2811e-05 | 58 | Commercial_2034_SC C_GWh_After Competition Groups_58 | Auto Off Time Switch or Time Clock control | 0.008281% | 9.0116e-05 | 0.78285 | Commercial_2034_SC C_GWh_After Competition Groups_Auto Off Time Switch or Time Clock control
Commercial | COM ¦ Ductless Mini-Split Heat Pumps | 2034 | SC C | GWh | After Competition Groups | 0.76926 | 238.0453 | 0.00023805 | 9453.4436 | 8.1373e-05 | 59 | Commercial_2034_SC C_GWh_After Competition Groups_59 | Ductless Mini-Split Heat Pumps | 0.008137% | 0.00023805 | 0.76926 | Commercial_2034_SC C_GWh_After Competition Groups_Ductless Mini-Split Heat Pumps
Commercial | Com ¦ PTAC (12 EER/10,000 BTU) | 2034 | SC C | GWh | After Competition Groups | 0.6922 | 32846.697 | 0.032847 | 9453.4436 | 7.3222e-05 | 60 | Commercial_2034_SC C_GWh_After Competition Groups_60 | PTAC (12 EER/10,000 BTU) | 0.007322% | 0.032847 | 0.6922 | Commercial_2034_SC C_GWh_After Competition Groups_PTAC (12 EER/10,000 BTU)
Commercial | Com ¦ LLLC - High Impact Application | 2034 | SC C | GWh | After Competition Groups | 0.65423 | 1.0579 | 1.0579e-06 | 9453.4436 | 6.9205e-05 | 61 | Commercial_2034_SC C_GWh_After Competition Groups_61 | LLLC - High Impact Application | 0.006921% | 1.0579e-06 | 0.65423 | Commercial_2034_SC C_GWh_After Competition Groups_LLLC - High Impact Application
Commercial | Com ¦ Low Flow Pre-Rinse Spray Nozzle | 2034 | SC C | GWh | After Competition Groups | 0.54821 | 2145.3557 | 0.0021454 | 9453.4436 | 5.7991e-05 | 62 | Commercial_2034_SC C_GWh_After Competition Groups_62 | Low Flow Pre-Rinse Spray Nozzle | 0.005799% | 0.0021454 | 0.54821 | Commercial_2034_SC C_GWh_After Competition Groups_Low Flow Pre-Rinse Spray Nozzle
Commercial | Com ¦ LED RECESSED DOWNLIGHTS | 2034 | SC C | GWh | After Competition Groups | 0.48967 | 36807.5442 | 0.036808 | 9453.4436 | 5.1798e-05 | 63 | Commercial_2034_SC C_GWh_After Competition Groups_63 | LED RECESSED DOWNLIGHTS | 0.00518% | 0.036808 | 0.48967 | Commercial_2034_SC C_GWh_After Competition Groups_LED RECESSED DOWNLIGHTS
Commercial | Com ¦ LLLC - Low Impact Application | 2034 | SC C | GWh | After Competition Groups | 0.39841 | 4.4357 | 4.4357e-06 | 9453.4436 | 4.2144e-05 | 64 | Commercial_2034_SC C_GWh_After Competition Groups_64 | LLLC - Low Impact Application | 0.004214% | 4.4357e-06 | 0.39841 | Commercial_2034_SC C_GWh_After Competition Groups_LLLC - Low Impact Application
Commercial | Com ¦ HVAC Optimization | 2034 | SC C | GWh | After Competition Groups | 0.35639 | 208.0629 | 0.00020806 | 9453.4436 | 3.77e-05 | 65 | Commercial_2034_SC C_GWh_After Competition Groups_65 | HVAC Optimization | 0.00377% | 0.00020806 | 0.35639 | Commercial_2034_SC C_GWh_After Competition Groups_HVAC Optimization
Commercial | Com ¦ High Efficiency Small Instantaneous Water Heater | 2034 | SC C | GWh | After Competition Groups | 0.34816 | 35308.1151 | 0.035308 | 9453.4436 | 3.6829e-05 | 66 | Commercial_2034_SC C_GWh_After Competition Groups_66 | High Efficiency Small Instantaneous Water Heater | 0.003683% | 0.035308 | 0.34816 | Commercial_2034_SC C_GWh_After Competition Groups_High Efficiency Small Instantaneous Water Heater
Commercial | Com ¦ Commercial Hot Food Holding Cabinets | 2034 | SC C | GWh | After Competition Groups | 0.34232 | 3649.5389 | 0.0036495 | 9453.4436 | 3.6212e-05 | 67 | Commercial_2034_SC C_GWh_After Competition Groups_67 | Commercial Hot Food Holding Cabinets | 0.003621% | 0.0036495 | 0.34232 | Commercial_2034_SC C_GWh_After Competition Groups_Commercial Hot Food Holding Cabinets
Commercial | Com ¦ Efficient compressor motor | 2034 | SC C | GWh | After Competition Groups | 0.34182 | 130143.751 | 0.13014 | 9453.4436 | 3.6159e-05 | 68 | Commercial_2034_SC C_GWh_After Competition Groups_68 | Efficient compressor motor | 0.003616% | 0.13014 | 0.34182 | Commercial_2034_SC C_GWh_After Competition Groups_Efficient compressor motor
Commercial | Com ¦ Air Curtains | 2034 | SC C | GWh | After Competition Groups | 0.20136 | 6938.2355 | 0.0069382 | 9453.4436 | 2.13e-05 | 69 | Commercial_2034_SC C_GWh_After Competition Groups_69 | Air Curtains | 0.00213% | 0.0069382 | 0.20136 | Commercial_2034_SC C_GWh_After Competition Groups_Air Curtains
Commercial | Com ¦ Energy Recovery Ventilation and Ventilation (Enhanced) | 2034 | SC C | GWh | After Competition Groups | 0.14581 | 0 | 0 | 9453.4436 | 1.5424e-05 | 70 | Commercial_2034_SC C_GWh_After Competition Groups_70 | Energy Recovery Ventilation and Ventilation (Enhanced) | 0.001542% | 0 | 0.14581 | Commercial_2034_SC C_GWh_After Competition Groups_Energy Recovery Ventilation and Ventilation (Enhanced)
Commercial | Com ¦ Wall Insulation | 2034 | SC C | GWh | After Competition Groups | 0.11647 | 3155.0224 | 0.003155 | 9453.4436 | 1.2321e-05 | 71 | Commercial_2034_SC C_GWh_After Competition Groups_71 | Wall Insulation | 0.001232% | 0.003155 | 0.11647 | Commercial_2034_SC C_GWh_After Competition Groups_Wall Insulation
Commercial | Com ¦ High Efficiency Chiller (avg of water and air cooled) | 2034 | SC C | GWh | After Competition Groups | 0.053541 | 8369.7455 | 0.0083697 | 9453.4436 | 5.6636e-06 | 72 | Commercial_2034_SC C_GWh_After Competition Groups_72 | High Efficiency Chiller (avg of water and air cooled) | 0.0005664% | 0.0083697 | 0.053541 | Commercial_2034_SC C_GWh_After Competition Groups_High Efficiency Chiller (avg of water and air cooled)
Commercial | Com ¦ Room AC (w/ louvered sides) 14 SEER from 12 SEER code | 2034 | SC C | GWh | After Competition Groups | 0.052301 | 5204.2199 | 0.0052042 | 9453.4436 | 5.5325e-06 | 73 | Commercial_2034_SC C_GWh_After Competition Groups_73 | Room AC (w/ louvered sides) 14 SEER from 12 SEER code | 0.0005533% | 0.0052042 | 0.052301 | Commercial_2034_SC C_GWh_After Competition Groups_Room AC (w/ louvered sides) 14 SEER from 12 SEER code
Commercial | Com ¦ VSD Air Compressor | 2034 | SC C | GWh | After Competition Groups | 0.03526 | 569.8325 | 0.00056983 | 9453.4436 | 3.7299e-06 | 74 | Commercial_2034_SC C_GWh_After Competition Groups_74 | VSD Air Compressor | 0.000373% | 0.00056983 | 0.03526 | Commercial_2034_SC C_GWh_After Competition Groups_VSD Air Compressor
Commercial | Com ¦ EC Plug Fan for Data Center (under cabinet) | 2034 | SC C | GWh | After Competition Groups | 0.034693 | 1904.5506 | 0.0019046 | 9453.4436 | 3.6699e-06 | 75 | Commercial_2034_SC C_GWh_After Competition Groups_75 | EC Plug Fan for Data Center (under cabinet) | 0.000367% | 0.0019046 | 0.034693 | Commercial_2034_SC C_GWh_After Competition Groups_EC Plug Fan for Data Center (under cabinet)
Commercial | Com ¦ Electric Convection Combination Ovens | 2034 | SC C | GWh | After Competition Groups | 0.0033013 | 3.4448 | 3.4448e-06 | 9453.4436 | 3.4922e-07 | 76 | Commercial_2034_SC C_GWh_After Competition Groups_76 | Electric Convection Combination Ovens | 3.492e-05% | 3.4448e-06 | 0.0033013 | Commercial_2034_SC C_GWh_After Competition Groups_Electric Convection Combination Ovens
Commercial | Com ¦ Networked/Connected - High Impact Application | 2034 | SC C | GWh | After Competition Groups | 0.0021945 | 9.2597e-06 | 9.2597e-12 | 9453.4436 | 2.3213e-07 | 77 | Commercial_2034_SC C_GWh_After Competition Groups_77 | Networked/Connected - High Impact Application | 2.321e-05% | 9.2597e-12 | 0.0021945 | Commercial_2034_SC C_GWh_After Competition Groups_Networked/Connected - High Impact Application
Commercial | Com ¦ Networked/Connected - Low Impact Application | 2034 | SC C | GWh | After Competition Groups | 0.00010724 | 0.00040438 | 4.0438e-10 | 9453.4436 | 1.1344e-08 | 78 | Commercial_2034_SC C_GWh_After Competition Groups_78 | Networked/Connected - Low Impact Application | 1.134e-06% | 4.0438e-10 | 0.00010724 | Commercial_2034_SC C_GWh_After Competition Groups_Networked/Connected - Low Impact Application
Commercial | Com ¦ Indoor Daylight Sensors/Photocell Dimming Control | 2034 | SC C | GWh | After Competition Groups | 0 | 0 | 0 | 9453.4436 | 0 | 79 | Commercial_2034_SC C_GWh_After Competition Groups_79 | Indoor Daylight Sensors/Photocell Dimming Control | 0% | 0 | 0 | Commercial_2034_SC C_GWh_After Competition Groups_Indoor Daylight Sensors/Photocell Dimming Control
Commercial | Com ¦ Variable Refrigerant Flow Heat Pump | 2034 | SC C | GWh | After Competition Groups | 0 | 0 | 0 | 9453.4436 | 0 | 80 | Commercial_2034_SC C_GWh_After Competition Groups_80 | Variable Refrigerant Flow Heat Pump | 0% | 0 | 0 | Commercial_2034_SC C_GWh_After Competition Groups_Variable Refrigerant Flow Heat Pump
Commercial | Com ¦ LED Low/High Bay | 2034 | SC D | GWh | After Competition Groups | 956.2834 | 0 | 0 | 8843.9392 | 0.10813 | 1 | Commercial_2034_SC D_GWh_After Competition Groups_1 | LED Low/High Bay | 10.81% | 0 | 956.2834 | Commercial_2034_SC D_GWh_After Competition Groups_LED Low/High Bay
Commercial | Com ¦ ENERGY STAR LED LAMPS (REFLECTOR LAMPs/MR16/PAR 16) | 2034 | SC D | GWh | After Competition Groups | 949.0026 | 0 | 0 | 8843.9392 | 0.10731 | 2 | Commercial_2034_SC D_GWh_After Competition Groups_2 | ENERGY STAR LED LAMPS (REFLECTOR LAMPs/MR16/PAR 16) | 10.73% | 0 | 949.0026 | Commercial_2034_SC D_GWh_After Competition Groups_ENERGY STAR LED LAMPS (REFLECTOR LAMPs/MR16/PAR 16)
Commercial | Com ¦ LED Troffer/Surface/Suspended | 2034 | SC D | GWh | After Competition Groups | 891.3583 | 0 | 0 | 8843.9392 | 0.10079 | 3 | Commercial_2034_SC D_GWh_After Competition Groups_3 | LED Troffer/Surface/Suspended | 10.08% | 0 | 891.3583 | Commercial_2034_SC D_GWh_After Competition Groups_LED Troffer/Surface/Suspended
Commercial | Com ¦ LED EXTERIOR AREA LIGHTS - LED fixture (200W) | 2034 | SC D | GWh | After Competition Groups | 619.3425 | 0 | 0 | 8843.9392 | 0.07003 | 4 | Commercial_2034_SC D_GWh_After Competition Groups_4 | LED EXTERIOR AREA LIGHTS - LED fixture (200W) | 7.003% | 0 | 619.3425 | Commercial_2034_SC D_GWh_After Competition Groups_LED EXTERIOR AREA LIGHTS - LED fixture (200W)
Commercial | Com ¦ Building Recommissioning, Operations and Maintenance (O&M) Improvements | 2034 | SC D | GWh | After Competition Groups | 615.4599 | 0 | 0 | 8843.9392 | 0.069591 | 5 | Commercial_2034_SC D_GWh_After Competition Groups_5 | Building Recommissioning, Operations and Maintenance (O&M) Improvements | 6.959% | 0 | 615.4599 | Commercial_2034_SC D_GWh_After Competition Groups_Building Recommissioning, Operations and Maintenance (O&M) Improvements
Commercial | Com ¦ LED Replacement Lamp (Tube) | 2034 | SC D | GWh | After Competition Groups | 599.0575 | 0 | 0 | 8843.9392 | 0.067736 | 6 | Commercial_2034_SC D_GWh_After Competition Groups_6 | LED Replacement Lamp (Tube) | 6.774% | 0 | 599.0575 | Commercial_2034_SC D_GWh_After Competition Groups_LED Replacement Lamp (Tube)
Commercial | Com ¦ LED parking lot fixture | 2034 | SC D | GWh | After Competition Groups | 596.4468 | 0 | 0 | 8843.9392 | 0.067441 | 7 | Commercial_2034_SC D_GWh_After Competition Groups_7 | LED parking lot fixture | 6.744% | 0 | 596.4468 | Commercial_2034_SC D_GWh_After Competition Groups_LED parking lot fixture
Commercial | Com ¦ Furnace Tune-Up | 2034 | SC D | GWh | After Competition Groups | 374.282 | 0 | 0 | 8843.9392 | 0.042321 | 8 | Commercial_2034_SC D_GWh_After Competition Groups_8 | Furnace Tune-Up | 4.232% | 0 | 374.282 | Commercial_2034_SC D_GWh_After Competition Groups_Furnace Tune-Up
Commercial | Com ¦ LED street light fixture | 2034 | SC D | GWh | After Competition Groups | 299.983 | 0 | 0 | 8843.9392 | 0.03392 | 9 | Commercial_2034_SC D_GWh_After Competition Groups_9 | LED street light fixture | 3.392% | 0 | 299.983 | Commercial_2034_SC D_GWh_After Competition Groups_LED street light fixture
Commercial | Com ¦ High Efficiency Air Source Heat Pump | 2034 | SC D | GWh | After Competition Groups | 265.2901 | 0 | 0 | 8843.9392 | 0.029997 | 10 | Commercial_2034_SC D_GWh_After Competition Groups_10 | High Efficiency Air Source Heat Pump | 3% | 0 | 265.2901 | Commercial_2034_SC D_GWh_After Competition Groups_High Efficiency Air Source Heat Pump
Commercial | Com ¦ Reach-in Shaded Pole to ECM/PSC Evaporator Fan Motor | 2034 | SC D | GWh | After Competition Groups | 245.5127 | 0 | 0 | 8843.9392 | 0.027761 | 11 | Commercial_2034_SC D_GWh_After Competition Groups_11 | Reach-in Shaded Pole to ECM/PSC Evaporator Fan Motor | 2.776% | 0 | 245.5127 | Commercial_2034_SC D_GWh_After Competition Groups_Reach-in Shaded Pole to ECM/PSC Evaporator Fan Motor
Commercial | Com ¦ Data Center Storage/Server Virtualization | 2034 | SC D | GWh | After Competition Groups | 223.2348 | 0 | 0 | 8843.9392 | 0.025242 | 12 | Commercial_2034_SC D_GWh_After Competition Groups_12 | Data Center Storage/Server Virtualization | 2.524% | 0 | 223.2348 | Commercial_2034_SC D_GWh_After Competition Groups_Data Center Storage/Server Virtualization
Commercial | Com ¦ Strip Curtains | 2034 | SC D | GWh | After Competition Groups | 177.5912 | 0 | 0 | 8843.9392 | 0.020081 | 13 | Commercial_2034_SC D_GWh_After Competition Groups_13 | Strip Curtains | 2.008% | 0 | 177.5912 | Commercial_2034_SC D_GWh_After Competition Groups_Strip Curtains
Commercial | Com ¦ Refrigerated Display Case Doors | 2034 | SC D | GWh | After Competition Groups | 174.7715 | 0 | 0 | 8843.9392 | 0.019762 | 14 | Commercial_2034_SC D_GWh_After Competition Groups_14 | Refrigerated Display Case Doors | 1.976% | 0 | 174.7715 | Commercial_2034_SC D_GWh_After Competition Groups_Refrigerated Display Case Doors
Commercial | Com ¦ Advanced BAS/Controllers | 2034 | SC D | GWh | After Competition Groups | 147.8571 | 0 | 0 | 8843.9392 | 0.016718 | 15 | Commercial_2034_SC D_GWh_After Competition Groups_15 | Advanced BAS/Controllers | 1.672% | 0 | 147.8571 | Commercial_2034_SC D_GWh_After Competition Groups_Advanced BAS/Controllers
Commercial | Com ¦ Centrally controlled desktop PC/NETWORK PC POWER MANAGEMENT SOFTWARE | 2034 | SC D | GWh | After Competition Groups | 135.011 | 0 | 0 | 8843.9392 | 0.015266 | 16 | Commercial_2034_SC D_GWh_After Competition Groups_16 | Centrally controlled desktop PC/NETWORK PC POWER MANAGEMENT SOFTWARE | 1.527% | 0 | 135.011 | Commercial_2034_SC D_GWh_After Competition Groups_Centrally controlled desktop PC/NETWORK PC POWER MANAGEMENT SOFTWARE
Commercial | Com ¦ Demand Control Ventilation | 2034 | SC D | GWh | After Competition Groups | 127.9807 | 0 | 0 | 8843.9392 | 0.014471 | 17 | Commercial_2034_SC D_GWh_After Competition Groups_17 | Demand Control Ventilation | 1.447% | 0 | 127.9807 | Commercial_2034_SC D_GWh_After Competition Groups_Demand Control Ventilation
Commercial | Com ¦ Education and Capacity Building/Energy Behavior | 2034 | SC D | GWh | After Competition Groups | 124.2999 | 0 | 0 | 8843.9392 | 0.014055 | 18 | Commercial_2034_SC D_GWh_After Competition Groups_18 | Education and Capacity Building/Energy Behavior | 1.405% | 0 | 124.2999 | Commercial_2034_SC D_GWh_After Competition Groups_Education and Capacity Building/Energy Behavior
Commercial | Com ¦ Variable Frequency Drive (VFD) | 2034 | SC D | GWh | After Competition Groups | 121.2425 | 0 | 0 | 8843.9392 | 0.013709 | 19 | Commercial_2034_SC D_GWh_After Competition Groups_19 | Variable Frequency Drive (VFD) | 1.371% | 0 | 121.2425 | Commercial_2034_SC D_GWh_After Competition Groups_Variable Frequency Drive (VFD)
Commercial | Com ¦ ENERGY STAR LED LAMPS (General Service Lamps) | 2034 | SC D | GWh | After Competition Groups | 113.8409 | 0 | 0 | 8843.9392 | 0.012872 | 20 | Commercial_2034_SC D_GWh_After Competition Groups_20 | ENERGY STAR LED LAMPS (General Service Lamps) | 1.287% | 0 | 113.8409 | Commercial_2034_SC D_GWh_After Competition Groups_ENERGY STAR LED LAMPS (General Service Lamps)
Commercial | Com ¦ VFD on Pumps | 2034 | SC D | GWh | After Competition Groups | 112.5558 | 0 | 0 | 8843.9392 | 0.012727 | 21 | Commercial_2034_SC D_GWh_After Competition Groups_21 | VFD on Pumps | 1.273% | 0 | 112.5558 | Commercial_2034_SC D_GWh_After Competition Groups_VFD on Pumps
Commercial | Com ¦ LED or Equivalent Sign Lighting | 2034 | SC D | GWh | After Competition Groups | 109.9879 | 0 | 0 | 8843.9392 | 0.012437 | 22 | Commercial_2034_SC D_GWh_After Competition Groups_22 | LED or Equivalent Sign Lighting | 1.244% | 0 | 109.9879 | Commercial_2034_SC D_GWh_After Competition Groups_LED or Equivalent Sign Lighting
Commercial | Com ¦ Adaptive Thermostats | 2034 | SC D | GWh | After Competition Groups | 94.4402 | 0 | 0 | 8843.9392 | 0.010679 | 23 | Commercial_2034_SC D_GWh_After Competition Groups_23 | Adaptive Thermostats | 1.068% | 0 | 94.4402 | Commercial_2034_SC D_GWh_After Competition Groups_Adaptive Thermostats
Commercial | Com ¦ Unitary Air-Conditioning Unit | 2034 | SC D | GWh | After Competition Groups | 78.6222 | 0 | 0 | 8843.9392 | 0.0088899 | 24 | Commercial_2034_SC D_GWh_After Competition Groups_24 | Unitary Air-Conditioning Unit | 0.889% | 0 | 78.6222 | Commercial_2034_SC D_GWh_After Competition Groups_Unitary Air-Conditioning Unit
Commercial | Com ¦ ECM MOTORS FOR EVAPORATOR FANS for refrigeration (WALK-IN) | 2034 | SC D | GWh | After Competition Groups | 57.6295 | 0 | 0 | 8843.9392 | 0.0065163 | 25 | Commercial_2034_SC D_GWh_After Competition Groups_25 | ECM MOTORS FOR EVAPORATOR FANS for refrigeration (WALK-IN) | 0.6516% | 0 | 57.6295 | Commercial_2034_SC D_GWh_After Competition Groups_ECM MOTORS FOR EVAPORATOR FANS for refrigeration (WALK-IN)
Commercial | Com ¦ Door Gasket Freezer/Refrigerator | 2034 | SC D | GWh | After Competition Groups | 56.8193 | 0 | 0 | 8843.9392 | 0.0064247 | 26 | Commercial_2034_SC D_GWh_After Competition Groups_26 | Door Gasket Freezer/Refrigerator | 0.6425% | 0 | 56.8193 | Commercial_2034_SC D_GWh_After Competition Groups_Door Gasket Freezer/Refrigerator
Commercial | Com ¦ Condensing Unit Heaters or other Efficient Unit Heating System | 2034 | SC D | GWh | After Competition Groups | 56.08 | 0 | 0 | 8843.9392 | 0.0063411 | 27 | Commercial_2034_SC D_GWh_After Competition Groups_27 | Condensing Unit Heaters or other Efficient Unit Heating System | 0.6341% | 0 | 56.08 | Commercial_2034_SC D_GWh_After Competition Groups_Condensing Unit Heaters or other Efficient Unit Heating System
Commercial | Com ¦ Demand Control Kitchen Ventilation | 2034 | SC D | GWh | After Competition Groups | 54.9998 | 0 | 0 | 8843.9392 | 0.0062189 | 28 | Commercial_2034_SC D_GWh_After Competition Groups_28 | Demand Control Kitchen Ventilation | 0.6219% | 0 | 54.9998 | Commercial_2034_SC D_GWh_After Competition Groups_Demand Control Kitchen Ventilation
Commercial | Com ¦ Air Handler with Dedicated Outdoor Air Systems | 2034 | SC D | GWh | After Competition Groups | 51.8911 | 0 | 0 | 8843.9392 | 0.0058674 | 29 | Commercial_2034_SC D_GWh_After Competition Groups_29 | Air Handler with Dedicated Outdoor Air Systems | 0.5867% | 0 | 51.8911 | Commercial_2034_SC D_GWh_After Competition Groups_Air Handler with Dedicated Outdoor Air Systems
Commercial | Com ¦ Evaporator Fan Controls | 2034 | SC D | GWh | After Competition Groups | 46.6617 | 0 | 0 | 8843.9392 | 0.0052761 | 30 | Commercial_2034_SC D_GWh_After Competition Groups_30 | Evaporator Fan Controls | 0.5276% | 0 | 46.6617 | Commercial_2034_SC D_GWh_After Competition Groups_Evaporator Fan Controls
Commercial | Com ¦ Refrigerated Display Case LED | 2034 | SC D | GWh | After Competition Groups | 43.3003 | 0 | 0 | 8843.9392 | 0.004896 | 31 | Commercial_2034_SC D_GWh_After Competition Groups_31 | Refrigerated Display Case LED | 0.4896% | 0 | 43.3003 | Commercial_2034_SC D_GWh_After Competition Groups_Refrigerated Display Case LED
Commercial | Com ¦ Occupancy Sensors | 2034 | SC D | GWh | After Competition Groups | 32.762 | 0 | 0 | 8843.9392 | 0.0037045 | 32 | Commercial_2034_SC D_GWh_After Competition Groups_32 | Occupancy Sensors | 0.3704% | 0 | 32.762 | Commercial_2034_SC D_GWh_After Competition Groups_Occupancy Sensors
Commercial | Com ¦ Freezer Case Light Sensor | 2034 | SC D | GWh | After Competition Groups | 32.6163 | 0 | 0 | 8843.9392 | 0.003688 | 33 | Commercial_2034_SC D_GWh_After Competition Groups_33 | Freezer Case Light Sensor | 0.3688% | 0 | 32.6163 | Commercial_2034_SC D_GWh_After Competition Groups_Freezer Case Light Sensor
Commercial | Com ¦ ENERGY STAR Griddle (74% eff) | 2034 | SC D | GWh | After Competition Groups | 30.6458 | 0 | 0 | 8843.9392 | 0.0034652 | 34 | Commercial_2034_SC D_GWh_After Competition Groups_34 | ENERGY STAR Griddle (74% eff) | 0.3465% | 0 | 30.6458 | Commercial_2034_SC D_GWh_After Competition Groups_ENERGY STAR Griddle (74% eff)
Commercial | Com ¦ Chilled Water Optimization | 2034 | SC D | GWh | After Competition Groups | 29.9422 | 0 | 0 | 8843.9392 | 0.0033856 | 35 | Commercial_2034_SC D_GWh_After Competition Groups_35 | Chilled Water Optimization | 0.3386% | 0 | 29.9422 | Commercial_2034_SC D_GWh_After Competition Groups_Chilled Water Optimization
Commercial | Com ¦ BEVERAGE VENDING MACHINE CONTROLS | 2034 | SC D | GWh | After Competition Groups | 21.4573 | 0 | 0 | 8843.9392 | 0.0024262 | 36 | Commercial_2034_SC D_GWh_After Competition Groups_36 | BEVERAGE VENDING MACHINE CONTROLS | 0.2426% | 0 | 21.4573 | Commercial_2034_SC D_GWh_After Competition Groups_BEVERAGE VENDING MACHINE CONTROLS
Commercial | Com ¦ Elec Storage WH 2.30 Et | 2034 | SC D | GWh | After Competition Groups | 18.9166 | 0 | 0 | 8843.9392 | 0.0021389 | 37 | Commercial_2034_SC D_GWh_After Competition Groups_37 | Elec Storage WH 2.30 Et | 0.2139% | 0 | 18.9166 | Commercial_2034_SC D_GWh_After Competition Groups_Elec Storage WH 2.30 Et
Commercial | Com ¦ Temperature Adjustment in Commercial Freezers | 2034 | SC D | GWh | After Competition Groups | 17.8596 | 0 | 0 | 8843.9392 | 0.0020194 | 38 | Commercial_2034_SC D_GWh_After Competition Groups_38 | Temperature Adjustment in Commercial Freezers | 0.2019% | 0 | 17.8596 | Commercial_2034_SC D_GWh_After Competition Groups_Temperature Adjustment in Commercial Freezers
Commercial | Com ¦ CO Sensors for parking garage exhaust fans | 2034 | SC D | GWh | After Competition Groups | 14.137 | 0 | 0 | 8843.9392 | 0.0015985 | 39 | Commercial_2034_SC D_GWh_After Competition Groups_39 | CO Sensors for parking garage exhaust fans | 0.1598% | 0 | 14.137 | Commercial_2034_SC D_GWh_After Competition Groups_CO Sensors for parking garage exhaust fans
Commercial | Com ¦ Water Source Heat Pump (4 ton) | 2034 | SC D | GWh | After Competition Groups | 13.7782 | 0 | 0 | 8843.9392 | 0.0015579 | 40 | Commercial_2034_SC D_GWh_After Competition Groups_40 | Water Source Heat Pump (4 ton) | 0.1558% | 0 | 13.7782 | Commercial_2034_SC D_GWh_After Competition Groups_Water Source Heat Pump (4 ton)
Commercial | Com ¦ Vertical Night Covers | 2034 | SC D | GWh | After Competition Groups | 13.2211 | 0 | 0 | 8843.9392 | 0.0014949 | 41 | Commercial_2034_SC D_GWh_After Competition Groups_41 | Vertical Night Covers | 0.1495% | 0 | 13.2211 | Commercial_2034_SC D_GWh_After Competition Groups_Vertical Night Covers
Commercial | Com ¦ Energy Efficient Laboratory Fume Hood | 2034 | SC D | GWh | After Competition Groups | 13.0011 | 0 | 0 | 8843.9392 | 0.0014701 | 42 | Commercial_2034_SC D_GWh_After Competition Groups_42 | Energy Efficient Laboratory Fume Hood | 0.147% | 0 | 13.0011 | Commercial_2034_SC D_GWh_After Competition Groups_Energy Efficient Laboratory Fume Hood
Commercial | Com ¦ Outside Air Economizer | 2034 | SC D | GWh | After Competition Groups | 12.8433 | 0 | 0 | 8843.9392 | 0.0014522 | 43 | Commercial_2034_SC D_GWh_After Competition Groups_43 | Outside Air Economizer | 0.1452% | 0 | 12.8433 | Commercial_2034_SC D_GWh_After Competition Groups_Outside Air Economizer
Commercial | Com ¦ Duct Insulation, R8 | 2034 | SC D | GWh | After Competition Groups | 12.4483 | 0 | 0 | 8843.9392 | 0.0014076 | 44 | Commercial_2034_SC D_GWh_After Competition Groups_44 | Duct Insulation, R8 | 0.1408% | 0 | 12.4483 | Commercial_2034_SC D_GWh_After Competition Groups_Duct Insulation, R8
Commercial | Com ¦ Water Heating (DHW) Pipe Insulation (Add 3/4\ Foam)" | 2034 | SC D | GWh | After Competition Groups | 11.3746 | 0 | 0 | 8843.9392 | 0.0012861 | 45 | Commercial_2034_SC D_GWh_After Competition Groups_45 | Water Heating (DHW) Pipe Insulation (Add 3/4\ Foam)" | 0.1286% | 0 | 11.3746 | Commercial_2034_SC D_GWh_After Competition Groups_Water Heating (DHW) Pipe Insulation (Add 3/4\ Foam)"
Commercial | Com ¦ ENERGY STAR Fryer (84% eff) | 2034 | SC D | GWh | After Competition Groups | 11.1436 | 0 | 0 | 8843.9392 | 0.00126 | 46 | Commercial_2034_SC D_GWh_After Competition Groups_46 | ENERGY STAR Fryer (84% eff) | 0.126% | 0 | 11.1436 | Commercial_2034_SC D_GWh_After Competition Groups_ENERGY STAR Fryer (84% eff)
Commercial | Com ¦ Suction Pipe Insulation Freezer/Refrigerator | 2034 | SC D | GWh | After Competition Groups | 6.998 | 0 | 0 | 8843.9392 | 0.00079128 | 47 | Commercial_2034_SC D_GWh_After Competition Groups_47 | Suction Pipe Insulation Freezer/Refrigerator | 0.07913% | 0 | 6.998 | Commercial_2034_SC D_GWh_After Competition Groups_Suction Pipe Insulation Freezer/Refrigerator
Commercial | Com ¦ ENERGY STAR Dishwasher | 2034 | SC D | GWh | After Competition Groups | 5.5097 | 0 | 0 | 8843.9392 | 0.00062299 | 48 | Commercial_2034_SC D_GWh_After Competition Groups_48 | ENERGY STAR Dishwasher | 0.0623% | 0 | 5.5097 | Commercial_2034_SC D_GWh_After Competition Groups_ENERGY STAR Dishwasher
Commercial | Com ¦ ENERGY STAR Steam Cookers | 2034 | SC D | GWh | After Competition Groups | 5.3316 | 0 | 0 | 8843.9392 | 0.00060286 | 49 | Commercial_2034_SC D_GWh_After Competition Groups_49 | ENERGY STAR Steam Cookers | 0.06029% | 0 | 5.3316 | Commercial_2034_SC D_GWh_After Competition Groups_ENERGY STAR Steam Cookers
Commercial | Com ¦ Condensing Make Up Air Unit | 2034 | SC D | GWh | After Competition Groups | 3.4228 | 0 | 0 | 8843.9392 | 0.00038702 | 50 | Commercial_2034_SC D_GWh_After Competition Groups_50 | Condensing Make Up Air Unit | 0.0387% | 0 | 3.4228 | Commercial_2034_SC D_GWh_After Competition Groups_Condensing Make Up Air Unit
Commercial | Com ¦ Ozone Laundry Treatment | 2034 | SC D | GWh | After Competition Groups | 2.7827 | 0 | 0 | 8843.9392 | 0.00031464 | 51 | Commercial_2034_SC D_GWh_After Competition Groups_51 | Ozone Laundry Treatment | 0.03146% | 0 | 2.7827 | Commercial_2034_SC D_GWh_After Competition Groups_Ozone Laundry Treatment
Commercial | Com ¦ Thermostat Setback | 2034 | SC D | GWh | After Competition Groups | 2.4159 | 0 | 0 | 8843.9392 | 0.00027317 | 52 | Commercial_2034_SC D_GWh_After Competition Groups_52 | Thermostat Setback | 0.02732% | 0 | 2.4159 | Commercial_2034_SC D_GWh_After Competition Groups_Thermostat Setback
Commercial | Com ¦ ECM MOTORS FOR HVAC APPLICATION (FAN-POWERED VAV BOX) | 2034 | SC D | GWh | After Competition Groups | 1.7647 | 0 | 0 | 8843.9392 | 0.00019954 | 53 | Commercial_2034_SC D_GWh_After Competition Groups_53 | ECM MOTORS FOR HVAC APPLICATION (FAN-POWERED VAV BOX) | 0.01995% | 0 | 1.7647 | Commercial_2034_SC D_GWh_After Competition Groups_ECM MOTORS FOR HVAC APPLICATION (FAN-POWERED VAV BOX)
Commercial | Com ¦ Solar Water Preheat (Pools/DHW) | 2034 | SC D | GWh | After Competition Groups | 1.1669 | 0 | 0 | 8843.9392 | 0.00013195 | 54 | Commercial_2034_SC D_GWh_After Competition Groups_54 | Solar Water Preheat (Pools/DHW) | 0.01319% | 0 | 1.1669 | Commercial_2034_SC D_GWh_After Competition Groups_Solar Water Preheat (Pools/DHW)
Commercial | Com ¦ CEE Tier 2/Energy Star Clothes Washers | 2034 | SC D | GWh | After Competition Groups | 1.0853 | 0 | 0 | 8843.9392 | 0.00012272 | 55 | Commercial_2034_SC D_GWh_After Competition Groups_55 | CEE Tier 2/Energy Star Clothes Washers | 0.01227% | 0 | 1.0853 | Commercial_2034_SC D_GWh_After Competition Groups_CEE Tier 2/Energy Star Clothes Washers
Commercial | Com ¦ Notched V belts for HVAC Systems | 2034 | SC D | GWh | After Competition Groups | 0.95781 | 0 | 0 | 8843.9392 | 0.0001083 | 56 | Commercial_2034_SC D_GWh_After Competition Groups_56 | Notched V belts for HVAC Systems | 0.01083% | 0 | 0.95781 | Commercial_2034_SC D_GWh_After Competition Groups_Notched V belts for HVAC Systems
Commercial | Com ¦ Auto Off Time Switch or Time Clock control | 2034 | SC D | GWh | After Competition Groups | 0.78285 | 0 | 0 | 8843.9392 | 8.8518e-05 | 57 | Commercial_2034_SC D_GWh_After Competition Groups_57 | Auto Off Time Switch or Time Clock control | 0.008852% | 0 | 0.78285 | Commercial_2034_SC D_GWh_After Competition Groups_Auto Off Time Switch or Time Clock control
Commercial | COM ¦ Ductless Mini-Split Heat Pumps | 2034 | SC D | GWh | After Competition Groups | 0.76926 | 0 | 0 | 8843.9392 | 8.6981e-05 | 58 | Commercial_2034_SC D_GWh_After Competition Groups_58 | Ductless Mini-Split Heat Pumps | 0.008698% | 0 | 0.76926 | Commercial_2034_SC D_GWh_After Competition Groups_Ductless Mini-Split Heat Pumps
Commercial | Com ¦ Demand controlled Circulating Systems | 2034 | SC D | GWh | After Competition Groups | 0.76824 | 0 | 0 | 8843.9392 | 8.6867e-05 | 59 | Commercial_2034_SC D_GWh_After Competition Groups_59 | Demand controlled Circulating Systems | 0.008687% | 0 | 0.76824 | Commercial_2034_SC D_GWh_After Competition Groups_Demand controlled Circulating Systems
Commercial | Com ¦ PTAC (12 EER/10,000 BTU) | 2034 | SC D | GWh | After Competition Groups | 0.66703 | 0 | 0 | 8843.9392 | 7.5422e-05 | 60 | Commercial_2034_SC D_GWh_After Competition Groups_60 | PTAC (12 EER/10,000 BTU) | 0.007542% | 0 | 0.66703 | Commercial_2034_SC D_GWh_After Competition Groups_PTAC (12 EER/10,000 BTU)
Commercial | Com ¦ Low Flow Pre-Rinse Spray Nozzle | 2034 | SC D | GWh | After Competition Groups | 0.54639 | 0 | 0 | 8843.9392 | 6.1782e-05 | 61 | Commercial_2034_SC D_GWh_After Competition Groups_61 | Low Flow Pre-Rinse Spray Nozzle | 0.006178% | 0 | 0.54639 | Commercial_2034_SC D_GWh_After Competition Groups_Low Flow Pre-Rinse Spray Nozzle
Commercial | Com ¦ LED RECESSED DOWNLIGHTS | 2034 | SC D | GWh | After Competition Groups | 0.40777 | 0 | 0 | 8843.9392 | 4.6107e-05 | 62 | Commercial_2034_SC D_GWh_After Competition Groups_62 | LED RECESSED DOWNLIGHTS | 0.004611% | 0 | 0.40777 | Commercial_2034_SC D_GWh_After Competition Groups_LED RECESSED DOWNLIGHTS
Commercial | Com ¦ HVAC Optimization | 2034 | SC D | GWh | After Competition Groups | 0.35639 | 0 | 0 | 8843.9392 | 4.0298e-05 | 63 | Commercial_2034_SC D_GWh_After Competition Groups_63 | HVAC Optimization | 0.00403% | 0 | 0.35639 | Commercial_2034_SC D_GWh_After Competition Groups_HVAC Optimization
Commercial | Com ¦ Commercial Hot Food Holding Cabinets | 2034 | SC D | GWh | After Competition Groups | 0.34232 | 0 | 0 | 8843.9392 | 3.8707e-05 | 64 | Commercial_2034_SC D_GWh_After Competition Groups_64 | Commercial Hot Food Holding Cabinets | 0.003871% | 0 | 0.34232 | Commercial_2034_SC D_GWh_After Competition Groups_Commercial Hot Food Holding Cabinets
Commercial | Com ¦ High Efficiency Small Instantaneous Water Heater | 2034 | SC D | GWh | After Competition Groups | 0.29237 | 0 | 0 | 8843.9392 | 3.3059e-05 | 65 | Commercial_2034_SC D_GWh_After Competition Groups_65 | High Efficiency Small Instantaneous Water Heater | 0.003306% | 0 | 0.29237 | Commercial_2034_SC D_GWh_After Competition Groups_High Efficiency Small Instantaneous Water Heater
Commercial | Com ¦ Air Curtains | 2034 | SC D | GWh | After Competition Groups | 0.17644 | 0 | 0 | 8843.9392 | 1.9951e-05 | 66 | Commercial_2034_SC D_GWh_After Competition Groups_66 | Air Curtains | 0.001995% | 0 | 0.17644 | Commercial_2034_SC D_GWh_After Competition Groups_Air Curtains
Commercial | Com ¦ Wall Insulation | 2034 | SC D | GWh | After Competition Groups | 0.10458 | 0 | 0 | 8843.9392 | 1.1825e-05 | 67 | Commercial_2034_SC D_GWh_After Competition Groups_67 | Wall Insulation | 0.001183% | 0 | 0.10458 | Commercial_2034_SC D_GWh_After Competition Groups_Wall Insulation
Commercial | Com ¦ Energy Recovery Ventilation and Ventilation (Enhanced) | 2034 | SC D | GWh | After Competition Groups | 0.094809 | 0 | 0 | 8843.9392 | 1.072e-05 | 68 | Commercial_2034_SC D_GWh_After Competition Groups_68 | Energy Recovery Ventilation and Ventilation (Enhanced) | 0.001072% | 0 | 0.094809 | Commercial_2034_SC D_GWh_After Competition Groups_Energy Recovery Ventilation and Ventilation (Enhanced)
Commercial | Com ¦ Efficient compressor motor | 2034 | SC D | GWh | After Competition Groups | 0.058842 | 0 | 0 | 8843.9392 | 6.6534e-06 | 69 | Commercial_2034_SC D_GWh_After Competition Groups_69 | Efficient compressor motor | 0.0006653% | 0 | 0.058842 | Commercial_2034_SC D_GWh_After Competition Groups_Efficient compressor motor
Commercial | Com ¦ Room AC (w/ louvered sides) 14 SEER from 12 SEER code | 2034 | SC D | GWh | After Competition Groups | 0.052252 | 0 | 0 | 8843.9392 | 5.9082e-06 | 70 | Commercial_2034_SC D_GWh_After Competition Groups_70 | Room AC (w/ louvered sides) 14 SEER from 12 SEER code | 0.0005908% | 0 | 0.052252 | Commercial_2034_SC D_GWh_After Competition Groups_Room AC (w/ louvered sides) 14 SEER from 12 SEER code
Commercial | Com ¦ VSD Air Compressor | 2034 | SC D | GWh | After Competition Groups | 0.03526 | 0 | 0 | 8843.9392 | 3.9869e-06 | 71 | Commercial_2034_SC D_GWh_After Competition Groups_71 | VSD Air Compressor | 0.0003987% | 0 | 0.03526 | Commercial_2034_SC D_GWh_After Competition Groups_VSD Air Compressor
Commercial | Com ¦ EC Plug Fan for Data Center (under cabinet) | 2034 | SC D | GWh | After Competition Groups | 0.030942 | 0 | 0 | 8843.9392 | 3.4987e-06 | 72 | Commercial_2034_SC D_GWh_After Competition Groups_72 | EC Plug Fan for Data Center (under cabinet) | 0.0003499% | 0 | 0.030942 | Commercial_2034_SC D_GWh_After Competition Groups_EC Plug Fan for Data Center (under cabinet)
Commercial | Com ¦ High Efficiency Chiller (avg of water and air cooled) | 2034 | SC D | GWh | After Competition Groups | 0.024818 | 0 | 0 | 8843.9392 | 2.8062e-06 | 73 | Commercial_2034_SC D_GWh_After Competition Groups_73 | High Efficiency Chiller (avg of water and air cooled) | 0.0002806% | 0 | 0.024818 | Commercial_2034_SC D_GWh_After Competition Groups_High Efficiency Chiller (avg of water and air cooled)
Commercial | Com ¦ LLLC - High Impact Application | 2034 | SC D | GWh | After Competition Groups | 0.0059799 | 0 | 0 | 8843.9392 | 6.7616e-07 | 74 | Commercial_2034_SC D_GWh_After Competition Groups_74 | LLLC - High Impact Application | 6.762e-05% | 0 | 0.0059799 | Commercial_2034_SC D_GWh_After Competition Groups_LLLC - High Impact Application
Commercial | Com ¦ Electric Convection Combination Ovens | 2034 | SC D | GWh | After Competition Groups | 0.0033013 | 0 | 0 | 8843.9392 | 3.7328e-07 | 75 | Commercial_2034_SC D_GWh_After Competition Groups_75 | Electric Convection Combination Ovens | 3.733e-05% | 0 | 0.0033013 | Commercial_2034_SC D_GWh_After Competition Groups_Electric Convection Combination Ovens
Commercial | Com ¦ LLLC - Low Impact Application | 2034 | SC D | GWh | After Competition Groups | 0.00055964 | 0 | 0 | 8843.9392 | 6.3279e-08 | 76 | Commercial_2034_SC D_GWh_After Competition Groups_76 | LLLC - Low Impact Application | 6.328e-06% | 0 | 0.00055964 | Commercial_2034_SC D_GWh_After Competition Groups_LLLC - Low Impact Application
Commercial | Com ¦ Networked/Connected - Low Impact Application | 2034 | SC D | GWh | After Competition Groups | 1.7138e-07 | 0 | 0 | 8843.9392 | 1.9378e-11 | 77 | Commercial_2034_SC D_GWh_After Competition Groups_77 | Networked/Connected - Low Impact Application | 1.938e-09% | 0 | 1.7138e-07 | Commercial_2034_SC D_GWh_After Competition Groups_Networked/Connected - Low Impact Application
Commercial | Com ¦ Networked/Connected - High Impact Application | 2034 | SC D | GWh | After Competition Groups | 2.5609e-08 | 0 | 0 | 8843.9392 | 2.8956e-12 | 78 | Commercial_2034_SC D_GWh_After Competition Groups_78 | Networked/Connected - High Impact Application | 2.896e-10% | 0 | 2.5609e-08 | Commercial_2034_SC D_GWh_After Competition Groups_Networked/Connected - High Impact Application
Commercial | Com ¦ Indoor Daylight Sensors/Photocell Dimming Control | 2034 | SC D | GWh | After Competition Groups | 0 | 0 | 0 | 8843.9392 | 0 | 79 | Commercial_2034_SC D_GWh_After Competition Groups_79 | Indoor Daylight Sensors/Photocell Dimming Control | 0% | 0 | 0 | Commercial_2034_SC D_GWh_After Competition Groups_Indoor Daylight Sensors/Photocell Dimming Control
Commercial | Com ¦ Variable Refrigerant Flow Heat Pump | 2034 | SC D | GWh | After Competition Groups | 0 | 0 | 0 | 8843.9392 | 0 | 80 | Commercial_2034_SC D_GWh_After Competition Groups_80 | Variable Refrigerant Flow Heat Pump | 0% | 0 | 0 | Commercial_2034_SC D_GWh_After Competition Groups_Variable Refrigerant Flow Heat Pump
Commercial | Com ¦ Building Recommissioning, Operations and Maintenance (O&M) Improvements | 2034 | Technical | GWh | After Competition Groups | 1878.7291 | 0 | 0 | 18028.2354 | 0.10421 | 1 | Commercial_2034_Technical_GWh_After Competition Groups_1 | Building Recommissioning, Operations and Maintenance (O&M) Improvements | 10.42% | 0 | 1878.7291 | Commercial_2034_Technical_GWh_After Competition Groups_Building Recommissioning, Operations and Maintenance (O&M) Improvements
Commercial | Com ¦ Central Lighting Control System | 2034 | Technical | GWh | After Competition Groups | 1859.1284 | 0 | 0 | 18028.2354 | 0.10312 | 2 | Commercial_2034_Technical_GWh_After Competition Groups_2 | Central Lighting Control System | 10.31% | 0 | 1859.1284 | Commercial_2034_Technical_GWh_After Competition Groups_Central Lighting Control System
Commercial | Com ¦ LED Low/High Bay | 2034 | Technical | GWh | After Competition Groups | 1151.8133 | 0 | 0 | 18028.2354 | 0.063889 | 3 | Commercial_2034_Technical_GWh_After Competition Groups_3 | LED Low/High Bay | 6.389% | 0 | 1151.8133 | Commercial_2034_Technical_GWh_After Competition Groups_LED Low/High Bay
Commercial | Com ¦ ENERGY STAR LED LAMPS (REFLECTOR LAMPs/MR16/PAR 16) | 2034 | Technical | GWh | After Competition Groups | 1049.2436 | 0 | 0 | 18028.2354 | 0.0582 | 4 | Commercial_2034_Technical_GWh_After Competition Groups_4 | ENERGY STAR LED LAMPS (REFLECTOR LAMPs/MR16/PAR 16) | 5.82% | 0 | 1049.2436 | Commercial_2034_Technical_GWh_After Competition Groups_ENERGY STAR LED LAMPS (REFLECTOR LAMPs/MR16/PAR 16)
Commercial | Com ¦ LED Troffer/Surface/Suspended | 2034 | Technical | GWh | After Competition Groups | 938.2885 | 0 | 0 | 18028.2354 | 0.052045 | 5 | Commercial_2034_Technical_GWh_After Competition Groups_5 | LED Troffer/Surface/Suspended | 5.205% | 0 | 938.2885 | Commercial_2034_Technical_GWh_After Competition Groups_LED Troffer/Surface/Suspended
Commercial | Com ¦ LED Replacement Lamp (Tube) | 2034 | Technical | GWh | After Competition Groups | 716.3568 | 0 | 0 | 18028.2354 | 0.039735 | 6 | Commercial_2034_Technical_GWh_After Competition Groups_6 | LED Replacement Lamp (Tube) | 3.974% | 0 | 716.3568 | Commercial_2034_Technical_GWh_After Competition Groups_LED Replacement Lamp (Tube)
Commercial | Com ¦ Education and Capacity Building/Energy Behavior | 2034 | Technical | GWh | After Competition Groups | 706.63 | 0 | 0 | 18028.2354 | 0.039196 | 7 | Commercial_2034_Technical_GWh_After Competition Groups_7 | Education and Capacity Building/Energy Behavior | 3.92% | 0 | 706.63 | Commercial_2034_Technical_GWh_After Competition Groups_Education and Capacity Building/Energy Behavior
Commercial | Com ¦ High Efficiency Air Source Heat Pump | 2034 | Technical | GWh | After Competition Groups | 670.4782 | 0 | 0 | 18028.2354 | 0.03719 | 8 | Commercial_2034_Technical_GWh_After Competition Groups_8 | High Efficiency Air Source Heat Pump | 3.719% | 0 | 670.4782 | Commercial_2034_Technical_GWh_After Competition Groups_High Efficiency Air Source Heat Pump
Commercial | Com ¦ LED EXTERIOR AREA LIGHTS - LED fixture (200W) | 2034 | Technical | GWh | After Competition Groups | 652.7831 | 0 | 0 | 18028.2354 | 0.036209 | 9 | Commercial_2034_Technical_GWh_After Competition Groups_9 | LED EXTERIOR AREA LIGHTS - LED fixture (200W) | 3.621% | 0 | 652.7831 | Commercial_2034_Technical_GWh_After Competition Groups_LED EXTERIOR AREA LIGHTS - LED fixture (200W)
Commercial | Com ¦ LED parking lot fixture | 2034 | Technical | GWh | After Competition Groups | 620.6494 | 0 | 0 | 18028.2354 | 0.034427 | 10 | Commercial_2034_Technical_GWh_After Competition Groups_10 | LED parking lot fixture | 3.443% | 0 | 620.6494 | Commercial_2034_Technical_GWh_After Competition Groups_LED parking lot fixture
Commercial | Com ¦ Smart Strip Plug Outlets | 2034 | Technical | GWh | After Competition Groups | 610.4869 | 0 | 0 | 18028.2354 | 0.033863 | 11 | Commercial_2034_Technical_GWh_After Competition Groups_11 | Smart Strip Plug Outlets | 3.386% | 0 | 610.4869 | Commercial_2034_Technical_GWh_After Competition Groups_Smart Strip Plug Outlets
Commercial | Com ¦ Furnace Tune-Up | 2034 | Technical | GWh | After Competition Groups | 515.8871 | 0 | 0 | 18028.2354 | 0.028616 | 12 | Commercial_2034_Technical_GWh_After Competition Groups_12 | Furnace Tune-Up | 2.862% | 0 | 515.8871 | Commercial_2034_Technical_GWh_After Competition Groups_Furnace Tune-Up
Commercial | Com ¦ Variable Refrigerant Flow Heat Pump | 2034 | Technical | GWh | After Competition Groups | 504.2106 | 0 | 0 | 18028.2354 | 0.027968 | 13 | Commercial_2034_Technical_GWh_After Competition Groups_13 | Variable Refrigerant Flow Heat Pump | 2.797% | 0 | 504.2106 | Commercial_2034_Technical_GWh_After Competition Groups_Variable Refrigerant Flow Heat Pump
Commercial | Com ¦ Refrigerated Display Case Doors | 2034 | Technical | GWh | After Competition Groups | 450.3804 | 0 | 0 | 18028.2354 | 0.024982 | 14 | Commercial_2034_Technical_GWh_After Competition Groups_14 | Refrigerated Display Case Doors | 2.498% | 0 | 450.3804 | Commercial_2034_Technical_GWh_After Competition Groups_Refrigerated Display Case Doors
Commercial | Com ¦ LED street light fixture | 2034 | Technical | GWh | After Competition Groups | 397.4954 | 0 | 0 | 18028.2354 | 0.022048 | 15 | Commercial_2034_Technical_GWh_After Competition Groups_15 | LED street light fixture | 2.205% | 0 | 397.4954 | Commercial_2034_Technical_GWh_After Competition Groups_LED street light fixture
Commercial | Com ¦ Reach-in Shaded Pole to ECM/PSC Evaporator Fan Motor | 2034 | Technical | GWh | After Competition Groups | 335.2046 | 0 | 0 | 18028.2354 | 0.018593 | 16 | Commercial_2034_Technical_GWh_After Competition Groups_16 | Reach-in Shaded Pole to ECM/PSC Evaporator Fan Motor | 1.859% | 0 | 335.2046 | Commercial_2034_Technical_GWh_After Competition Groups_Reach-in Shaded Pole to ECM/PSC Evaporator Fan Motor
Commercial | Com ¦ Advanced BAS/Controllers | 2034 | Technical | GWh | After Competition Groups | 333.5144 | 0 | 0 | 18028.2354 | 0.0185 | 17 | Commercial_2034_Technical_GWh_After Competition Groups_17 | Advanced BAS/Controllers | 1.85% | 0 | 333.5144 | Commercial_2034_Technical_GWh_After Competition Groups_Advanced BAS/Controllers
Commercial | Com ¦ Demand Control Ventilation | 2034 | Technical | GWh | After Competition Groups | 325.8869 | 0 | 0 | 18028.2354 | 0.018076 | 18 | Commercial_2034_Technical_GWh_After Competition Groups_18 | Demand Control Ventilation | 1.808% | 0 | 325.8869 | Commercial_2034_Technical_GWh_After Competition Groups_Demand Control Ventilation
Commercial | Com ¦ Data Center Storage/Server Virtualization | 2034 | Technical | GWh | After Competition Groups | 308.9292 | 0 | 0 | 18028.2354 | 0.017136 | 19 | Commercial_2034_Technical_GWh_After Competition Groups_19 | Data Center Storage/Server Virtualization | 1.714% | 0 | 308.9292 | Commercial_2034_Technical_GWh_After Competition Groups_Data Center Storage/Server Virtualization
Commercial | Com ¦ Strip Curtains | 2034 | Technical | GWh | After Competition Groups | 250.0487 | 0 | 0 | 18028.2354 | 0.01387 | 20 | Commercial_2034_Technical_GWh_After Competition Groups_20 | Strip Curtains | 1.387% | 0 | 250.0487 | Commercial_2034_Technical_GWh_After Competition Groups_Strip Curtains
Commercial | Com ¦ Centrally controlled desktop PC/NETWORK PC POWER MANAGEMENT SOFTWARE | 2034 | Technical | GWh | After Competition Groups | 207.5187 | 0 | 0 | 18028.2354 | 0.011511 | 21 | Commercial_2034_Technical_GWh_After Competition Groups_21 | Centrally controlled desktop PC/NETWORK PC POWER MANAGEMENT SOFTWARE | 1.151% | 0 | 207.5187 | Commercial_2034_Technical_GWh_After Competition Groups_Centrally controlled desktop PC/NETWORK PC POWER MANAGEMENT SOFTWARE
Commercial | Com ¦ Door Gasket Freezer/Refrigerator | 2034 | Technical | GWh | After Competition Groups | 203.8742 | 0 | 0 | 18028.2354 | 0.011309 | 22 | Commercial_2034_Technical_GWh_After Competition Groups_22 | Door Gasket Freezer/Refrigerator | 1.131% | 0 | 203.8742 | Commercial_2034_Technical_GWh_After Competition Groups_Door Gasket Freezer/Refrigerator
Commercial | Com ¦ Unitary Air-Conditioning Unit | 2034 | Technical | GWh | After Competition Groups | 199.5662 | 0 | 0 | 18028.2354 | 0.01107 | 23 | Commercial_2034_Technical_GWh_After Competition Groups_23 | Unitary Air-Conditioning Unit | 1.107% | 0 | 199.5662 | Commercial_2034_Technical_GWh_After Competition Groups_Unitary Air-Conditioning Unit
Commercial | Com ¦ LED or Equivalent Sign Lighting | 2034 | Technical | GWh | After Competition Groups | 177.565 | 0 | 0 | 18028.2354 | 0.0098493 | 24 | Commercial_2034_Technical_GWh_After Competition Groups_24 | LED or Equivalent Sign Lighting | 0.9849% | 0 | 177.565 | Commercial_2034_Technical_GWh_After Competition Groups_LED or Equivalent Sign Lighting
Commercial | Com ¦ Refrigeration Optimization | 2034 | Technical | GWh | After Competition Groups | 175.0431 | 0 | 0 | 18028.2354 | 0.0097094 | 25 | Commercial_2034_Technical_GWh_After Competition Groups_25 | Refrigeration Optimization | 0.9709% | 0 | 175.0431 | Commercial_2034_Technical_GWh_After Competition Groups_Refrigeration Optimization
Commercial | Com ¦ Variable Frequency Drive (VFD) | 2034 | Technical | GWh | After Competition Groups | 170.9982 | 0 | 0 | 18028.2354 | 0.009485 | 26 | Commercial_2034_Technical_GWh_After Competition Groups_26 | Variable Frequency Drive (VFD) | 0.9485% | 0 | 170.9982 | Commercial_2034_Technical_GWh_After Competition Groups_Variable Frequency Drive (VFD)
Commercial | Com ¦ VFD on Pumps | 2034 | Technical | GWh | After Competition Groups | 160.034 | 0 | 0 | 18028.2354 | 0.0088769 | 27 | Commercial_2034_Technical_GWh_After Competition Groups_27 | VFD on Pumps | 0.8877% | 0 | 160.034 | Commercial_2034_Technical_GWh_After Competition Groups_VFD on Pumps
Commercial | Com ¦ Adaptive Thermostats | 2034 | Technical | GWh | After Competition Groups | 148.9624 | 0 | 0 | 18028.2354 | 0.0082627 | 28 | Commercial_2034_Technical_GWh_After Competition Groups_28 | Adaptive Thermostats | 0.8263% | 0 | 148.9624 | Commercial_2034_Technical_GWh_After Competition Groups_Adaptive Thermostats
Commercial | Com ¦ Condensing Make Up Air Unit | 2034 | Technical | GWh | After Competition Groups | 131.3411 | 0 | 0 | 18028.2354 | 0.0072853 | 29 | Commercial_2034_Technical_GWh_After Competition Groups_29 | Condensing Make Up Air Unit | 0.7285% | 0 | 131.3411 | Commercial_2034_Technical_GWh_After Competition Groups_Condensing Make Up Air Unit
Commercial | Com ¦ ENERGY STAR FREEZER | 2034 | Technical | GWh | After Competition Groups | 130.719 | 0 | 0 | 18028.2354 | 0.0072508 | 30 | Commercial_2034_Technical_GWh_After Competition Groups_30 | ENERGY STAR FREEZER | 0.7251% | 0 | 130.719 | Commercial_2034_Technical_GWh_After Competition Groups_ENERGY STAR FREEZER
Commercial | Com ¦ Air Handler with Dedicated Outdoor Air Systems | 2034 | Technical | GWh | After Competition Groups | 130.5122 | 0 | 0 | 18028.2354 | 0.0072393 | 31 | Commercial_2034_Technical_GWh_After Competition Groups_31 | Air Handler with Dedicated Outdoor Air Systems | 0.7239% | 0 | 130.5122 | Commercial_2034_Technical_GWh_After Competition Groups_Air Handler with Dedicated Outdoor Air Systems
Commercial | Com ¦ ENERGY STAR LED LAMPS (General Service Lamps) | 2034 | Technical | GWh | After Competition Groups | 123.7564 | 0 | 0 | 18028.2354 | 0.0068646 | 32 | Commercial_2034_Technical_GWh_After Competition Groups_32 | ENERGY STAR LED LAMPS (General Service Lamps) | 0.6865% | 0 | 123.7564 | Commercial_2034_Technical_GWh_After Competition Groups_ENERGY STAR LED LAMPS (General Service Lamps)
Commercial | Com ¦ ENERGY STAR ICE MACHINES - Ice Making Head | 2034 | Technical | GWh | After Competition Groups | 116.9765 | 0 | 0 | 18028.2354 | 0.0064885 | 33 | Commercial_2034_Technical_GWh_After Competition Groups_33 | ENERGY STAR ICE MACHINES - Ice Making Head | 0.6489% | 0 | 116.9765 | Commercial_2034_Technical_GWh_After Competition Groups_ENERGY STAR ICE MACHINES - Ice Making Head
Commercial | Com ¦ Super-High Efficiency Furnaces (Emerging Tech) | 2034 | Technical | GWh | After Competition Groups | 116.4825 | 0 | 0 | 18028.2354 | 0.0064611 | 34 | Commercial_2034_Technical_GWh_After Competition Groups_34 | Super-High Efficiency Furnaces (Emerging Tech) | 0.6461% | 0 | 116.4825 | Commercial_2034_Technical_GWh_After Competition Groups_Super-High Efficiency Furnaces (Emerging Tech)
Commercial | Com ¦ Demand Control Kitchen Ventilation | 2034 | Technical | GWh | After Competition Groups | 113.2692 | 0 | 0 | 18028.2354 | 0.0062829 | 35 | Commercial_2034_Technical_GWh_After Competition Groups_35 | Demand Control Kitchen Ventilation | 0.6283% | 0 | 113.2692 | Commercial_2034_Technical_GWh_After Competition Groups_Demand Control Kitchen Ventilation
Commercial | Com ¦ Refrigerated Display Case LED | 2034 | Technical | GWh | After Competition Groups | 103.671 | 0 | 0 | 18028.2354 | 0.0057505 | 36 | Commercial_2034_Technical_GWh_After Competition Groups_36 | Refrigerated Display Case LED | 0.575% | 0 | 103.671 | Commercial_2034_Technical_GWh_After Competition Groups_Refrigerated Display Case LED
Commercial | Com ¦ Indoor Daylight Sensors/Photocell Dimming Control | 2034 | Technical | GWh | After Competition Groups | 101.764 | 0 | 0 | 18028.2354 | 0.0056447 | 37 | Commercial_2034_Technical_GWh_After Competition Groups_37 | Indoor Daylight Sensors/Photocell Dimming Control | 0.5645% | 0 | 101.764 | Commercial_2034_Technical_GWh_After Competition Groups_Indoor Daylight Sensors/Photocell Dimming Control
Commercial | Com ¦ Adding reflective (White) roof treatment or a green roof | 2034 | Technical | GWh | After Competition Groups | 88.7549 | 0 | 0 | 18028.2354 | 0.0049231 | 38 | Commercial_2034_Technical_GWh_After Competition Groups_38 | Adding reflective (White) roof treatment or a green roof | 0.4923% | 0 | 88.7549 | Commercial_2034_Technical_GWh_After Competition Groups_Adding reflective (White) roof treatment or a green roof
Commercial | Com ¦ ECM MOTORS FOR EVAPORATOR FANS for refrigeration (WALK-IN) | 2034 | Technical | GWh | After Competition Groups | 81.0053 | 0 | 0 | 18028.2354 | 0.0044932 | 39 | Commercial_2034_Technical_GWh_After Competition Groups_39 | ECM MOTORS FOR EVAPORATOR FANS for refrigeration (WALK-IN) | 0.4493% | 0 | 81.0053 | Commercial_2034_Technical_GWh_After Competition Groups_ECM MOTORS FOR EVAPORATOR FANS for refrigeration (WALK-IN)
Commercial | Com ¦ Condensing Unit Heaters or other Efficient Unit Heating System | 2034 | Technical | GWh | After Competition Groups | 77.6336 | 0 | 0 | 18028.2354 | 0.0043062 | 40 | Commercial_2034_Technical_GWh_After Competition Groups_40 | Condensing Unit Heaters or other Efficient Unit Heating System | 0.4306% | 0 | 77.6336 | Commercial_2034_Technical_GWh_After Competition Groups_Condensing Unit Heaters or other Efficient Unit Heating System
Commercial | Com ¦ Occupancy Sensors | 2034 | Technical | GWh | After Competition Groups | 77.2985 | 0 | 0 | 18028.2354 | 0.0042876 | 41 | Commercial_2034_Technical_GWh_After Competition Groups_41 | Occupancy Sensors | 0.4288% | 0 | 77.2985 | Commercial_2034_Technical_GWh_After Competition Groups_Occupancy Sensors
Commercial | Com ¦ High R-Value Glass Doors/no-heat glass door | 2034 | Technical | GWh | After Competition Groups | 71.6954 | 0 | 0 | 18028.2354 | 0.0039768 | 42 | Commercial_2034_Technical_GWh_After Competition Groups_42 | High R-Value Glass Doors/no-heat glass door | 0.3977% | 0 | 71.6954 | Commercial_2034_Technical_GWh_After Competition Groups_High R-Value Glass Doors/no-heat glass door
Commercial | Com ¦ HOTEL OCCUPANCY CONTROLS (HVAC + LIGHTING) | 2034 | Technical | GWh | After Competition Groups | 67.72 | 0 | 0 | 18028.2354 | 0.0037563 | 43 | Commercial_2034_Technical_GWh_After Competition Groups_43 | HOTEL OCCUPANCY CONTROLS (HVAC + LIGHTING) | 0.3756% | 0 | 67.72 | Commercial_2034_Technical_GWh_After Competition Groups_HOTEL OCCUPANCY CONTROLS (HVAC + LIGHTING)
Commercial | Com ¦ Freezer Case Light Sensor | 2034 | Technical | GWh | After Competition Groups | 66.7174 | 0 | 0 | 18028.2354 | 0.0037007 | 44 | Commercial_2034_Technical_GWh_After Competition Groups_44 | Freezer Case Light Sensor | 0.3701% | 0 | 66.7174 | Commercial_2034_Technical_GWh_After Competition Groups_Freezer Case Light Sensor
Commercial | Com ¦ Evaporator Fan Controls | 2034 | Technical | GWh | After Competition Groups | 65.0799 | 0 | 0 | 18028.2354 | 0.0036099 | 45 | Commercial_2034_Technical_GWh_After Competition Groups_45 | Evaporator Fan Controls | 0.361% | 0 | 65.0799 | Commercial_2034_Technical_GWh_After Competition Groups_Evaporator Fan Controls
Commercial | Com ¦ ENERGY STAR Refrigerator | 2034 | Technical | GWh | After Competition Groups | 64.7589 | 0 | 0 | 18028.2354 | 0.0035921 | 46 | Commercial_2034_Technical_GWh_After Competition Groups_46 | ENERGY STAR Refrigerator | 0.3592% | 0 | 64.7589 | Commercial_2034_Technical_GWh_After Competition Groups_ENERGY STAR Refrigerator
Commercial | Com ¦ Chilled Water Optimization | 2034 | Technical | GWh | After Competition Groups | 49.2705 | 0 | 0 | 18028.2354 | 0.002733 | 47 | Commercial_2034_Technical_GWh_After Competition Groups_47 | Chilled Water Optimization | 0.2733% | 0 | 49.2705 | Commercial_2034_Technical_GWh_After Competition Groups_Chilled Water Optimization
Commercial | Com ¦ Elec Storage WH 2.30 Et | 2034 | Technical | GWh | After Competition Groups | 48.0975 | 0 | 0 | 18028.2354 | 0.0026679 | 48 | Commercial_2034_Technical_GWh_After Competition Groups_48 | Elec Storage WH 2.30 Et | 0.2668% | 0 | 48.0975 | Commercial_2034_Technical_GWh_After Competition Groups_Elec Storage WH 2.30 Et
Commercial | Com ¦ ENERGY STAR Griddle (74% eff) | 2034 | Technical | GWh | After Competition Groups | 44.8446 | 0 | 0 | 18028.2354 | 0.0024875 | 49 | Commercial_2034_Technical_GWh_After Competition Groups_49 | ENERGY STAR Griddle (74% eff) | 0.2487% | 0 | 44.8446 | Commercial_2034_Technical_GWh_After Competition Groups_ENERGY STAR Griddle (74% eff)
Commercial | Com ¦ Refrigeration Commissioning | 2034 | Technical | GWh | After Competition Groups | 44.6356 | 0 | 0 | 18028.2354 | 0.0024759 | 50 | Commercial_2034_Technical_GWh_After Competition Groups_50 | Refrigeration Commissioning | 0.2476% | 0 | 44.6356 | Commercial_2034_Technical_GWh_After Competition Groups_Refrigeration Commissioning
Commercial | Com ¦ BEVERAGE VENDING MACHINE CONTROLS | 2034 | Technical | GWh | After Competition Groups | 42.2598 | 0 | 0 | 18028.2354 | 0.0023441 | 51 | Commercial_2034_Technical_GWh_After Competition Groups_51 | BEVERAGE VENDING MACHINE CONTROLS | 0.2344% | 0 | 42.2598 | Commercial_2034_Technical_GWh_After Competition Groups_BEVERAGE VENDING MACHINE CONTROLS
Commercial | Com ¦ Water Source Heat Pump (4 ton) | 2034 | Technical | GWh | After Competition Groups | 36.1981 | 0 | 0 | 18028.2354 | 0.0020079 | 52 | Commercial_2034_Technical_GWh_After Competition Groups_52 | Water Source Heat Pump (4 ton) | 0.2008% | 0 | 36.1981 | Commercial_2034_Technical_GWh_After Competition Groups_Water Source Heat Pump (4 ton)
Commercial | Com ¦ CO Sensors for parking garage exhaust fans | 2034 | Technical | GWh | After Competition Groups | 30.2815 | 0 | 0 | 18028.2354 | 0.0016797 | 53 | Commercial_2034_Technical_GWh_After Competition Groups_53 | CO Sensors for parking garage exhaust fans | 0.168% | 0 | 30.2815 | Commercial_2034_Technical_GWh_After Competition Groups_CO Sensors for parking garage exhaust fans
Commercial | Com ¦ Anti-sweat heat (ASH) controls - Cooler/Freezer | 2034 | Technical | GWh | After Competition Groups | 25.7266 | 0 | 0 | 18028.2354 | 0.001427 | 54 | Commercial_2034_Technical_GWh_After Competition Groups_54 | Anti-sweat heat (ASH) controls - Cooler/Freezer | 0.1427% | 0 | 25.7266 | Commercial_2034_Technical_GWh_After Competition Groups_Anti-sweat heat (ASH) controls - Cooler/Freezer
Commercial | Com ¦ Temperature Adjustment in Commercial Freezers | 2034 | Technical | GWh | After Competition Groups | 24.8858 | 0 | 0 | 18028.2354 | 0.0013804 | 55 | Commercial_2034_Technical_GWh_After Competition Groups_55 | Temperature Adjustment in Commercial Freezers | 0.138% | 0 | 24.8858 | Commercial_2034_Technical_GWh_After Competition Groups_Temperature Adjustment in Commercial Freezers
Commercial | Com ¦ Energy Efficient Laboratory Fume Hood | 2034 | Technical | GWh | After Competition Groups | 22.1646 | 0 | 0 | 18028.2354 | 0.0012294 | 56 | Commercial_2034_Technical_GWh_After Competition Groups_56 | Energy Efficient Laboratory Fume Hood | 0.1229% | 0 | 22.1646 | Commercial_2034_Technical_GWh_After Competition Groups_Energy Efficient Laboratory Fume Hood
Commercial | Com ¦ Vertical Night Covers | 2034 | Technical | GWh | After Competition Groups | 19.3047 | 0 | 0 | 18028.2354 | 0.0010708 | 57 | Commercial_2034_Technical_GWh_After Competition Groups_57 | Vertical Night Covers | 0.1071% | 0 | 19.3047 | Commercial_2034_Technical_GWh_After Competition Groups_Vertical Night Covers
Commercial | Com ¦ Outside Air Economizer | 2034 | Technical | GWh | After Competition Groups | 17.6606 | 0 | 0 | 18028.2354 | 0.00097961 | 58 | Commercial_2034_Technical_GWh_After Competition Groups_58 | Outside Air Economizer | 0.09796% | 0 | 17.6606 | Commercial_2034_Technical_GWh_After Competition Groups_Outside Air Economizer
Commercial | Com ¦ Duct Insulation, R8 | 2034 | Technical | GWh | After Competition Groups | 17.1863 | 0 | 0 | 18028.2354 | 0.0009533 | 59 | Commercial_2034_Technical_GWh_After Competition Groups_59 | Duct Insulation, R8 | 0.09533% | 0 | 17.1863 | Commercial_2034_Technical_GWh_After Competition Groups_Duct Insulation, R8
Commercial | Com ¦ Water Heating (DHW) Pipe Insulation (Add 3/4\ Foam)" | 2034 | Technical | GWh | After Competition Groups | 16.6158 | 0 | 0 | 18028.2354 | 0.00092165 | 60 | Commercial_2034_Technical_GWh_After Competition Groups_60 | Water Heating (DHW) Pipe Insulation (Add 3/4\ Foam)" | 0.09217% | 0 | 16.6158 | Commercial_2034_Technical_GWh_After Competition Groups_Water Heating (DHW) Pipe Insulation (Add 3/4\ Foam)"
Commercial | Com ¦ ENERGY STAR Fryer (84% eff) | 2034 | Technical | GWh | After Competition Groups | 16.0614 | 0 | 0 | 18028.2354 | 0.0008909 | 61 | Commercial_2034_Technical_GWh_After Competition Groups_61 | ENERGY STAR Fryer (84% eff) | 0.08909% | 0 | 16.0614 | Commercial_2034_Technical_GWh_After Competition Groups_ENERGY STAR Fryer (84% eff)
Commercial | Com ¦ Roof Insulation/Ceiling Insulation (R25 Code to R35) | 2034 | Technical | GWh | After Competition Groups | 14.191 | 0 | 0 | 18028.2354 | 0.00078716 | 62 | Commercial_2034_Technical_GWh_After Competition Groups_62 | Roof Insulation/Ceiling Insulation (R25 Code to R35) | 0.07872% | 0 | 14.191 | Commercial_2034_Technical_GWh_After Competition Groups_Roof Insulation/Ceiling Insulation (R25 Code to R35)
Commercial | Com ¦ ENERGY STAR Dishwasher | 2034 | Technical | GWh | After Competition Groups | 12.5194 | 0 | 0 | 18028.2354 | 0.00069443 | 63 | Commercial_2034_Technical_GWh_After Competition Groups_63 | ENERGY STAR Dishwasher | 0.06944% | 0 | 12.5194 | Commercial_2034_Technical_GWh_After Competition Groups_ENERGY STAR Dishwasher
Commercial | Com ¦ LED RECESSED DOWNLIGHTS | 2034 | Technical | GWh | After Competition Groups | 10.8553 | 0 | 0 | 18028.2354 | 0.00060213 | 64 | Commercial_2034_Technical_GWh_After Competition Groups_64 | LED RECESSED DOWNLIGHTS | 0.06021% | 0 | 10.8553 | Commercial_2034_Technical_GWh_After Competition Groups_LED RECESSED DOWNLIGHTS
Commercial | Com ¦ Suction Pipe Insulation Freezer/Refrigerator | 2034 | Technical | GWh | After Competition Groups | 10.5508 | 0 | 0 | 18028.2354 | 0.00058524 | 65 | Commercial_2034_Technical_GWh_After Competition Groups_65 | Suction Pipe Insulation Freezer/Refrigerator | 0.05852% | 0 | 10.5508 | Commercial_2034_Technical_GWh_After Competition Groups_Suction Pipe Insulation Freezer/Refrigerator
Commercial | Com ¦ Ground Source Heat Pump | 2034 | Technical | GWh | After Competition Groups | 9.4031 | 0 | 0 | 18028.2354 | 0.00052157 | 66 | Commercial_2034_Technical_GWh_After Competition Groups_66 | Ground Source Heat Pump | 0.05216% | 0 | 9.4031 | Commercial_2034_Technical_GWh_After Competition Groups_Ground Source Heat Pump
Commercial | Com ¦ Evaporator Coil Defrost (Cooler) | 2034 | Technical | GWh | After Competition Groups | 8.6949 | 0 | 0 | 18028.2354 | 0.00048229 | 67 | Commercial_2034_Technical_GWh_After Competition Groups_67 | Evaporator Coil Defrost (Cooler) | 0.04823% | 0 | 8.6949 | Commercial_2034_Technical_GWh_After Competition Groups_Evaporator Coil Defrost (Cooler)
Commercial | Com ¦ ENERGY STAR Steam Cookers | 2034 | Technical | GWh | After Competition Groups | 7.858 | 0 | 0 | 18028.2354 | 0.00043587 | 68 | Commercial_2034_Technical_GWh_After Competition Groups_68 | ENERGY STAR Steam Cookers | 0.04359% | 0 | 7.858 | Commercial_2034_Technical_GWh_After Competition Groups_ENERGY STAR Steam Cookers
Commercial | Com ¦ SYNCHRONOUS BELT | 2034 | Technical | GWh | After Competition Groups | 6.6117 | 0 | 0 | 18028.2354 | 0.00036674 | 69 | Commercial_2034_Technical_GWh_After Competition Groups_69 | SYNCHRONOUS BELT | 0.03667% | 0 | 6.6117 | Commercial_2034_Technical_GWh_After Competition Groups_SYNCHRONOUS BELT
Commercial | Com ¦ Ozone Laundry Treatment | 2034 | Technical | GWh | After Competition Groups | 6.5408 | 0 | 0 | 18028.2354 | 0.00036281 | 70 | Commercial_2034_Technical_GWh_After Competition Groups_70 | Ozone Laundry Treatment | 0.03628% | 0 | 6.5408 | Commercial_2034_Technical_GWh_After Competition Groups_Ozone Laundry Treatment
Commercial | Com ¦ Efficient compressor motor | 2034 | Technical | GWh | After Competition Groups | 4.0789 | 0 | 0 | 18028.2354 | 0.00022625 | 71 | Commercial_2034_Technical_GWh_After Competition Groups_71 | Efficient compressor motor | 0.02263% | 0 | 4.0789 | Commercial_2034_Technical_GWh_After Competition Groups_Efficient compressor motor
Commercial | Com ¦ Solar Water Preheat (Pools/DHW) | 2034 | Technical | GWh | After Competition Groups | 3.8812 | 0 | 0 | 18028.2354 | 0.00021529 | 72 | Commercial_2034_Technical_GWh_After Competition Groups_72 | Solar Water Preheat (Pools/DHW) | 0.02153% | 0 | 3.8812 | Commercial_2034_Technical_GWh_After Competition Groups_Solar Water Preheat (Pools/DHW)
Commercial | Com ¦ Demand controlled Circulating Systems | 2034 | Technical | GWh | After Competition Groups | 3.5606 | 0 | 0 | 18028.2354 | 0.0001975 | 73 | Commercial_2034_Technical_GWh_After Competition Groups_73 | Demand controlled Circulating Systems | 0.01975% | 0 | 3.5606 | Commercial_2034_Technical_GWh_After Competition Groups_Demand controlled Circulating Systems
Commercial | Com ¦ ECM MOTORS FOR HVAC APPLICATION (FAN-POWERED VAV BOX) | 2034 | Technical | GWh | After Competition Groups | 2.8128 | 0 | 0 | 18028.2354 | 0.00015602 | 74 | Commercial_2034_Technical_GWh_After Competition Groups_74 | ECM MOTORS FOR HVAC APPLICATION (FAN-POWERED VAV BOX) | 0.0156% | 0 | 2.8128 | Commercial_2034_Technical_GWh_After Competition Groups_ECM MOTORS FOR HVAC APPLICATION (FAN-POWERED VAV BOX)
Commercial | Com ¦ Room AC (w/ louvered sides) 14 SEER from 12 SEER code | 2034 | Technical | GWh | After Competition Groups | 2.752 | 0 | 0 | 18028.2354 | 0.00015265 | 75 | Commercial_2034_Technical_GWh_After Competition Groups_75 | Room AC (w/ louvered sides) 14 SEER from 12 SEER code | 0.01526% | 0 | 2.752 | Commercial_2034_Technical_GWh_After Competition Groups_Room AC (w/ louvered sides) 14 SEER from 12 SEER code
Commercial | Com ¦ Thermostat Setback | 2034 | Technical | GWh | After Competition Groups | 2.723 | 0 | 0 | 18028.2354 | 0.00015104 | 76 | Commercial_2034_Technical_GWh_After Competition Groups_76 | Thermostat Setback | 0.0151% | 0 | 2.723 | Commercial_2034_Technical_GWh_After Competition Groups_Thermostat Setback
Commercial | Com ¦ Commercial Hot Food Holding Cabinets | 2034 | Technical | GWh | After Competition Groups | 2.2622 | 0 | 0 | 18028.2354 | 0.00012548 | 77 | Commercial_2034_Technical_GWh_After Competition Groups_77 | Commercial Hot Food Holding Cabinets | 0.01255% | 0 | 2.2622 | Commercial_2034_Technical_GWh_After Competition Groups_Commercial Hot Food Holding Cabinets
Commercial | Com ¦ PTAC (12 EER/10,000 BTU) | 2034 | Technical | GWh | After Competition Groups | 2.262 | 0 | 0 | 18028.2354 | 0.00012547 | 78 | Commercial_2034_Technical_GWh_After Competition Groups_78 | PTAC (12 EER/10,000 BTU) | 0.01255% | 0 | 2.262 | Commercial_2034_Technical_GWh_After Competition Groups_PTAC (12 EER/10,000 BTU)
Commercial | Com ¦ Wall Insulation | 2034 | Technical | GWh | After Competition Groups | 2.068 | 0 | 0 | 18028.2354 | 0.00011471 | 79 | Commercial_2034_Technical_GWh_After Competition Groups_79 | Wall Insulation | 0.01147% | 0 | 2.068 | Commercial_2034_Technical_GWh_After Competition Groups_Wall Insulation
Commercial | Com ¦ Solar Preheat Make up Air | 2034 | Technical | GWh | After Competition Groups | 2.0422 | 0 | 0 | 18028.2354 | 0.00011328 | 80 | Commercial_2034_Technical_GWh_After Competition Groups_80 | Solar Preheat Make up Air | 0.01133% | 0 | 2.0422 | Commercial_2034_Technical_GWh_After Competition Groups_Solar Preheat Make up Air
Commercial | Com ¦ CEE Tier 2/Energy Star Clothes Washers | 2034 | Technical | GWh | After Competition Groups | 1.5861 | 0 | 0 | 18028.2354 | 8.7979e-05 | 81 | Commercial_2034_Technical_GWh_After Competition Groups_81 | CEE Tier 2/Energy Star Clothes Washers | 0.008798% | 0 | 1.5861 | Commercial_2034_Technical_GWh_After Competition Groups_CEE Tier 2/Energy Star Clothes Washers
Commercial | COM ¦ Ductless Mini-Split Heat Pumps | 2034 | Technical | GWh | After Competition Groups | 1.4809 | 0 | 0 | 18028.2354 | 8.2141e-05 | 82 | Commercial_2034_Technical_GWh_After Competition Groups_82 | Ductless Mini-Split Heat Pumps | 0.008214% | 0 | 1.4809 | Commercial_2034_Technical_GWh_After Competition Groups_Ductless Mini-Split Heat Pumps
Commercial | Com ¦ Auto Off Time Switch or Time Clock control | 2034 | Technical | GWh | After Competition Groups | 1.3836 | 0 | 0 | 18028.2354 | 7.6744e-05 | 83 | Commercial_2034_Technical_GWh_After Competition Groups_83 | Auto Off Time Switch or Time Clock control | 0.007674% | 0 | 1.3836 | Commercial_2034_Technical_GWh_After Competition Groups_Auto Off Time Switch or Time Clock control
Commercial | Com ¦ Heat Pump Water Heater (50 Gallons) | 2034 | Technical | GWh | After Competition Groups | 0.98849 | 0 | 0 | 18028.2354 | 5.483e-05 | 84 | Commercial_2034_Technical_GWh_After Competition Groups_84 | Heat Pump Water Heater (50 Gallons) | 0.005483% | 0 | 0.98849 | Commercial_2034_Technical_GWh_After Competition Groups_Heat Pump Water Heater (50 Gallons)
Commercial | Com ¦ Low Flow Pre-Rinse Spray Nozzle | 2034 | Technical | GWh | After Competition Groups | 0.86754 | 0 | 0 | 18028.2354 | 4.8121e-05 | 85 | Commercial_2034_Technical_GWh_After Competition Groups_85 | Low Flow Pre-Rinse Spray Nozzle | 0.004812% | 0 | 0.86754 | Commercial_2034_Technical_GWh_After Competition Groups_Low Flow Pre-Rinse Spray Nozzle
Commercial | Com ¦ HVAC Optimization | 2034 | Technical | GWh | After Competition Groups | 0.85878 | 0 | 0 | 18028.2354 | 4.7635e-05 | 86 | Commercial_2034_Technical_GWh_After Competition Groups_86 | HVAC Optimization | 0.004764% | 0 | 0.85878 | Commercial_2034_Technical_GWh_After Competition Groups_HVAC Optimization
Commercial | Com ¦ High Efficiency Chiller (avg of water and air cooled) | 2034 | Technical | GWh | After Competition Groups | 0.68597 | 0 | 0 | 18028.2354 | 3.805e-05 | 87 | Commercial_2034_Technical_GWh_After Competition Groups_87 | High Efficiency Chiller (avg of water and air cooled) | 0.003805% | 0 | 0.68597 | Commercial_2034_Technical_GWh_After Competition Groups_High Efficiency Chiller (avg of water and air cooled)
Commercial | Com ¦ eCube | 2034 | Technical | GWh | After Competition Groups | 0.26727 | 0 | 0 | 18028.2354 | 1.4825e-05 | 88 | Commercial_2034_Technical_GWh_After Competition Groups_88 | eCube | 0.001483% | 0 | 0.26727 | Commercial_2034_Technical_GWh_After Competition Groups_eCube
Commercial | Com ¦ EC Plug Fan for Data Center (under cabinet) | 2034 | Technical | GWh | After Competition Groups | 0.20711 | 0 | 0 | 18028.2354 | 1.1488e-05 | 89 | Commercial_2034_Technical_GWh_After Competition Groups_89 | EC Plug Fan for Data Center (under cabinet) | 0.001149% | 0 | 0.20711 | Commercial_2034_Technical_GWh_After Competition Groups_EC Plug Fan for Data Center (under cabinet)
Commercial | Com ¦ Air Curtains | 2034 | Technical | GWh | After Competition Groups | 0.059519 | 0 | 0 | 18028.2354 | 3.3014e-06 | 90 | Commercial_2034_Technical_GWh_After Competition Groups_90 | Air Curtains | 0.0003301% | 0 | 0.059519 | Commercial_2034_Technical_GWh_After Competition Groups_Air Curtains
Commercial | Com ¦ Exterior Photocell | 2034 | Technical | GWh | After Competition Groups | 0.059066 | 0 | 0 | 18028.2354 | 3.2763e-06 | 91 | Commercial_2034_Technical_GWh_After Competition Groups_91 | Exterior Photocell | 0.0003276% | 0 | 0.059066 | Commercial_2034_Technical_GWh_After Competition Groups_Exterior Photocell
Commercial | Com ¦ VSD Air Compressor | 2034 | Technical | GWh | After Competition Groups | 0.054666 | 0 | 0 | 18028.2354 | 3.0322e-06 | 92 | Commercial_2034_Technical_GWh_After Competition Groups_92 | VSD Air Compressor | 0.0003032% | 0 | 0.054666 | Commercial_2034_Technical_GWh_After Competition Groups_VSD Air Compressor
Commercial | Com ¦ High Efficiency Induction Cooking | 2034 | Technical | GWh | After Competition Groups | 0.0087764 | 0 | 0 | 18028.2354 | 4.8682e-07 | 93 | Commercial_2034_Technical_GWh_After Competition Groups_93 | High Efficiency Induction Cooking | 4.868e-05% | 0 | 0.0087764 | Commercial_2034_Technical_GWh_After Competition Groups_High Efficiency Induction Cooking
Commercial | Com ¦ Electric Convection Combination Ovens | 2034 | Technical | GWh | After Competition Groups | 0.0042646 | 0 | 0 | 18028.2354 | 2.3655e-07 | 94 | Commercial_2034_Technical_GWh_After Competition Groups_94 | Electric Convection Combination Ovens | 2.366e-05% | 0 | 0.0042646 | Commercial_2034_Technical_GWh_After Competition Groups_Electric Convection Combination Ovens
Commercial | Com ¦ Building Recommissioning, Operations and Maintenance (O&M) Improvements | 2035 | Economic | GWh | After Competition Groups | 1840.9666 | 0 | 0 | 13486.0773 | 0.13651 | 1 | Commercial_2035_Economic_GWh_After Competition Groups_1 | Building Recommissioning, Operations and Maintenance (O&M) Improvements | 13.65% | 0 | 1840.9666 | Commercial_2035_Economic_GWh_After Competition Groups_Building Recommissioning, Operations and Maintenance (O&M) Improvements
Commercial | Com ¦ LED Low/High Bay | 2035 | Economic | GWh | After Competition Groups | 1128.6619 | 0 | 0 | 13486.0773 | 0.083691 | 2 | Commercial_2035_Economic_GWh_After Competition Groups_2 | LED Low/High Bay | 8.369% | 0 | 1128.6619 | Commercial_2035_Economic_GWh_After Competition Groups_LED Low/High Bay
Commercial | Com ¦ ENERGY STAR LED LAMPS (REFLECTOR LAMPs/MR16/PAR 16) | 2035 | Economic | GWh | After Competition Groups | 945.9095 | 0 | 0 | 13486.0773 | 0.07014 | 3 | Commercial_2035_Economic_GWh_After Competition Groups_3 | ENERGY STAR LED LAMPS (REFLECTOR LAMPs/MR16/PAR 16) | 7.014% | 0 | 945.9095 | Commercial_2035_Economic_GWh_After Competition Groups_ENERGY STAR LED LAMPS (REFLECTOR LAMPs/MR16/PAR 16)
Commercial | Com ¦ LED Troffer/Surface/Suspended | 2035 | Economic | GWh | After Competition Groups | 919.4289 | 0 | 0 | 13486.0773 | 0.068176 | 4 | Commercial_2035_Economic_GWh_After Competition Groups_4 | LED Troffer/Surface/Suspended | 6.818% | 0 | 919.4289 | Commercial_2035_Economic_GWh_After Competition Groups_LED Troffer/Surface/Suspended
Commercial | Com ¦ LED Replacement Lamp (Tube) | 2035 | Economic | GWh | After Competition Groups | 746.1575 | 0 | 0 | 13486.0773 | 0.055328 | 5 | Commercial_2035_Economic_GWh_After Competition Groups_5 | LED Replacement Lamp (Tube) | 5.533% | 0 | 746.1575 | Commercial_2035_Economic_GWh_After Competition Groups_LED Replacement Lamp (Tube)
Commercial | Com ¦ High Efficiency Air Source Heat Pump | 2035 | Economic | GWh | After Competition Groups | 699.0083 | 0 | 0 | 13486.0773 | 0.051832 | 6 | Commercial_2035_Economic_GWh_After Competition Groups_6 | High Efficiency Air Source Heat Pump | 5.183% | 0 | 699.0083 | Commercial_2035_Economic_GWh_After Competition Groups_High Efficiency Air Source Heat Pump
Commercial | Com ¦ Education and Capacity Building/Energy Behavior | 2035 | Economic | GWh | After Competition Groups | 691.4819 | 0 | 0 | 13486.0773 | 0.051274 | 7 | Commercial_2035_Economic_GWh_After Competition Groups_7 | Education and Capacity Building/Energy Behavior | 5.127% | 0 | 691.4819 | Commercial_2035_Economic_GWh_After Competition Groups_Education and Capacity Building/Energy Behavior
Commercial | Com ¦ LED EXTERIOR AREA LIGHTS - LED fixture (200W) | 2035 | Economic | GWh | After Competition Groups | 656.9312 | 0 | 0 | 13486.0773 | 0.048712 | 8 | Commercial_2035_Economic_GWh_After Competition Groups_8 | LED EXTERIOR AREA LIGHTS - LED fixture (200W) | 4.871% | 0 | 656.9312 | Commercial_2035_Economic_GWh_After Competition Groups_LED EXTERIOR AREA LIGHTS - LED fixture (200W)
Commercial | Com ¦ LED parking lot fixture | 2035 | Economic | GWh | After Competition Groups | 624.0964 | 0 | 0 | 13486.0773 | 0.046277 | 9 | Commercial_2035_Economic_GWh_After Competition Groups_9 | LED parking lot fixture | 4.628% | 0 | 624.0964 | Commercial_2035_Economic_GWh_After Competition Groups_LED parking lot fixture
Commercial | Com ¦ Furnace Tune-Up | 2035 | Economic | GWh | After Competition Groups | 505.5177 | 0 | 0 | 13486.0773 | 0.037484 | 10 | Commercial_2035_Economic_GWh_After Competition Groups_10 | Furnace Tune-Up | 3.748% | 0 | 505.5177 | Commercial_2035_Economic_GWh_After Competition Groups_Furnace Tune-Up
Commercial | Com ¦ LED street light fixture | 2035 | Economic | GWh | After Competition Groups | 400.7534 | 0 | 0 | 13486.0773 | 0.029716 | 11 | Commercial_2035_Economic_GWh_After Competition Groups_11 | LED street light fixture | 2.972% | 0 | 400.7534 | Commercial_2035_Economic_GWh_After Competition Groups_LED street light fixture
Commercial | Com ¦ Refrigerated Display Case Doors | 2035 | Economic | GWh | After Competition Groups | 362.7274 | 0 | 0 | 13486.0773 | 0.026896 | 12 | Commercial_2035_Economic_GWh_After Competition Groups_12 | Refrigerated Display Case Doors | 2.69% | 0 | 362.7274 | Commercial_2035_Economic_GWh_After Competition Groups_Refrigerated Display Case Doors
Commercial | Com ¦ Reach-in Shaded Pole to ECM/PSC Evaporator Fan Motor | 2035 | Economic | GWh | After Competition Groups | 349.1298 | 0 | 0 | 13486.0773 | 0.025888 | 13 | Commercial_2035_Economic_GWh_After Competition Groups_13 | Reach-in Shaded Pole to ECM/PSC Evaporator Fan Motor | 2.589% | 0 | 349.1298 | Commercial_2035_Economic_GWh_After Competition Groups_Reach-in Shaded Pole to ECM/PSC Evaporator Fan Motor
Commercial | Com ¦ Advanced BAS/Controllers | 2035 | Economic | GWh | After Competition Groups | 335.1269 | 0 | 0 | 13486.0773 | 0.02485 | 14 | Commercial_2035_Economic_GWh_After Competition Groups_14 | Advanced BAS/Controllers | 2.485% | 0 | 335.1269 | Commercial_2035_Economic_GWh_After Competition Groups_Advanced BAS/Controllers
Commercial | Com ¦ Demand Control Ventilation | 2035 | Economic | GWh | After Competition Groups | 325.5277 | 0 | 0 | 13486.0773 | 0.024138 | 15 | Commercial_2035_Economic_GWh_After Competition Groups_15 | Demand Control Ventilation | 2.414% | 0 | 325.5277 | Commercial_2035_Economic_GWh_After Competition Groups_Demand Control Ventilation
Commercial | Com ¦ Data Center Storage/Server Virtualization | 2035 | Economic | GWh | After Competition Groups | 309.7111 | 0 | 0 | 13486.0773 | 0.022965 | 16 | Commercial_2035_Economic_GWh_After Competition Groups_16 | Data Center Storage/Server Virtualization | 2.297% | 0 | 309.7111 | Commercial_2035_Economic_GWh_After Competition Groups_Data Center Storage/Server Virtualization
Commercial | Com ¦ Strip Curtains | 2035 | Economic | GWh | After Competition Groups | 251.8161 | 0 | 0 | 13486.0773 | 0.018672 | 17 | Commercial_2035_Economic_GWh_After Competition Groups_17 | Strip Curtains | 1.867% | 0 | 251.8161 | Commercial_2035_Economic_GWh_After Competition Groups_Strip Curtains
Commercial | Com ¦ Centrally controlled desktop PC/NETWORK PC POWER MANAGEMENT SOFTWARE | 2035 | Economic | GWh | After Competition Groups | 209.0602 | 0 | 0 | 13486.0773 | 0.015502 | 18 | Commercial_2035_Economic_GWh_After Competition Groups_18 | Centrally controlled desktop PC/NETWORK PC POWER MANAGEMENT SOFTWARE | 1.55% | 0 | 209.0602 | Commercial_2035_Economic_GWh_After Competition Groups_Centrally controlled desktop PC/NETWORK PC POWER MANAGEMENT SOFTWARE
Commercial | Com ¦ Unitary Air-Conditioning Unit | 2035 | Economic | GWh | After Competition Groups | 207.134 | 0 | 0 | 13486.0773 | 0.015359 | 19 | Commercial_2035_Economic_GWh_After Competition Groups_19 | Unitary Air-Conditioning Unit | 1.536% | 0 | 207.134 | Commercial_2035_Economic_GWh_After Competition Groups_Unitary Air-Conditioning Unit
Commercial | Com ¦ LED or Equivalent Sign Lighting | 2035 | Economic | GWh | After Competition Groups | 179.0252 | 0 | 0 | 13486.0773 | 0.013275 | 20 | Commercial_2035_Economic_GWh_After Competition Groups_20 | LED or Equivalent Sign Lighting | 1.327% | 0 | 179.0252 | Commercial_2035_Economic_GWh_After Competition Groups_LED or Equivalent Sign Lighting
Commercial | Com ¦ Variable Frequency Drive (VFD) | 2035 | Economic | GWh | After Competition Groups | 167.5611 | 0 | 0 | 13486.0773 | 0.012425 | 21 | Commercial_2035_Economic_GWh_After Competition Groups_21 | Variable Frequency Drive (VFD) | 1.242% | 0 | 167.5611 | Commercial_2035_Economic_GWh_After Competition Groups_Variable Frequency Drive (VFD)
Commercial | Com ¦ VFD on Pumps | 2035 | Economic | GWh | After Competition Groups | 156.8173 | 0 | 0 | 13486.0773 | 0.011628 | 22 | Commercial_2035_Economic_GWh_After Competition Groups_22 | VFD on Pumps | 1.163% | 0 | 156.8173 | Commercial_2035_Economic_GWh_After Competition Groups_VFD on Pumps
Commercial | Com ¦ Adaptive Thermostats | 2035 | Economic | GWh | After Competition Groups | 150.1799 | 0 | 0 | 13486.0773 | 0.011136 | 23 | Commercial_2035_Economic_GWh_After Competition Groups_23 | Adaptive Thermostats | 1.114% | 0 | 150.1799 | Commercial_2035_Economic_GWh_After Competition Groups_Adaptive Thermostats
Commercial | Com ¦ Air Handler with Dedicated Outdoor Air Systems | 2035 | Economic | GWh | After Competition Groups | 127.8889 | 0 | 0 | 13486.0773 | 0.009483 | 24 | Commercial_2035_Economic_GWh_After Competition Groups_24 | Air Handler with Dedicated Outdoor Air Systems | 0.9483% | 0 | 127.8889 | Commercial_2035_Economic_GWh_After Competition Groups_Air Handler with Dedicated Outdoor Air Systems
Commercial | Com ¦ ENERGY STAR LED LAMPS (General Service Lamps) | 2035 | Economic | GWh | After Competition Groups | 123.593 | 0 | 0 | 13486.0773 | 0.0091645 | 25 | Commercial_2035_Economic_GWh_After Competition Groups_25 | ENERGY STAR LED LAMPS (General Service Lamps) | 0.9164% | 0 | 123.593 | Commercial_2035_Economic_GWh_After Competition Groups_ENERGY STAR LED LAMPS (General Service Lamps)
Commercial | Com ¦ Demand Control Kitchen Ventilation | 2035 | Economic | GWh | After Competition Groups | 107.743 | 0 | 0 | 13486.0773 | 0.0079892 | 26 | Commercial_2035_Economic_GWh_After Competition Groups_26 | Demand Control Kitchen Ventilation | 0.7989% | 0 | 107.743 | Commercial_2035_Economic_GWh_After Competition Groups_Demand Control Kitchen Ventilation
Commercial | Com ¦ Refrigerated Display Case LED | 2035 | Economic | GWh | After Competition Groups | 80.6856 | 0 | 0 | 13486.0773 | 0.0059829 | 27 | Commercial_2035_Economic_GWh_After Competition Groups_27 | Refrigerated Display Case LED | 0.5983% | 0 | 80.6856 | Commercial_2035_Economic_GWh_After Competition Groups_Refrigerated Display Case LED
Commercial | Com ¦ ECM MOTORS FOR EVAPORATOR FANS for refrigeration (WALK-IN) | 2035 | Economic | GWh | After Competition Groups | 79.3771 | 0 | 0 | 13486.0773 | 0.0058859 | 28 | Commercial_2035_Economic_GWh_After Competition Groups_28 | ECM MOTORS FOR EVAPORATOR FANS for refrigeration (WALK-IN) | 0.5886% | 0 | 79.3771 | Commercial_2035_Economic_GWh_After Competition Groups_ECM MOTORS FOR EVAPORATOR FANS for refrigeration (WALK-IN)
Commercial | Com ¦ Occupancy Sensors | 2035 | Economic | GWh | After Competition Groups | 77.9277 | 0 | 0 | 13486.0773 | 0.0057784 | 29 | Commercial_2035_Economic_GWh_After Competition Groups_29 | Occupancy Sensors | 0.5778% | 0 | 77.9277 | Commercial_2035_Economic_GWh_After Competition Groups_Occupancy Sensors
Commercial | Com ¦ Condensing Unit Heaters or other Efficient Unit Heating System | 2035 | Economic | GWh | After Competition Groups | 76.0731 | 0 | 0 | 13486.0773 | 0.0056409 | 30 | Commercial_2035_Economic_GWh_After Competition Groups_30 | Condensing Unit Heaters or other Efficient Unit Heating System | 0.5641% | 0 | 76.0731 | Commercial_2035_Economic_GWh_After Competition Groups_Condensing Unit Heaters or other Efficient Unit Heating System
Commercial | Com ¦ Freezer Case Light Sensor | 2035 | Economic | GWh | After Competition Groups | 65.3764 | 0 | 0 | 13486.0773 | 0.0048477 | 31 | Commercial_2035_Economic_GWh_After Competition Groups_31 | Freezer Case Light Sensor | 0.4848% | 0 | 65.3764 | Commercial_2035_Economic_GWh_After Competition Groups_Freezer Case Light Sensor
Commercial | Com ¦ Evaporator Fan Controls | 2035 | Economic | GWh | After Competition Groups | 63.7718 | 0 | 0 | 13486.0773 | 0.0047287 | 32 | Commercial_2035_Economic_GWh_After Competition Groups_32 | Evaporator Fan Controls | 0.4729% | 0 | 63.7718 | Commercial_2035_Economic_GWh_After Competition Groups_Evaporator Fan Controls
Commercial | Com ¦ Door Gasket Freezer/Refrigerator | 2035 | Economic | GWh | After Competition Groups | 52.1094 | 0 | 0 | 13486.0773 | 0.0038639 | 33 | Commercial_2035_Economic_GWh_After Competition Groups_33 | Door Gasket Freezer/Refrigerator | 0.3864% | 0 | 52.1094 | Commercial_2035_Economic_GWh_After Competition Groups_Door Gasket Freezer/Refrigerator
Commercial | Com ¦ Chilled Water Optimization | 2035 | Economic | GWh | After Competition Groups | 51.4717 | 0 | 0 | 13486.0773 | 0.0038167 | 34 | Commercial_2035_Economic_GWh_After Competition Groups_34 | Chilled Water Optimization | 0.3817% | 0 | 51.4717 | Commercial_2035_Economic_GWh_After Competition Groups_Chilled Water Optimization
Commercial | Com ¦ Elec Storage WH 2.30 Et | 2035 | Economic | GWh | After Competition Groups | 49.2495 | 0 | 0 | 13486.0773 | 0.0036519 | 35 | Commercial_2035_Economic_GWh_After Competition Groups_35 | Elec Storage WH 2.30 Et | 0.3652% | 0 | 49.2495 | Commercial_2035_Economic_GWh_After Competition Groups_Elec Storage WH 2.30 Et
Commercial | Com ¦ ENERGY STAR Griddle (74% eff) | 2035 | Economic | GWh | After Competition Groups | 46.5155 | 0 | 0 | 13486.0773 | 0.0034492 | 36 | Commercial_2035_Economic_GWh_After Competition Groups_36 | ENERGY STAR Griddle (74% eff) | 0.3449% | 0 | 46.5155 | Commercial_2035_Economic_GWh_After Competition Groups_ENERGY STAR Griddle (74% eff)
Commercial | Com ¦ BEVERAGE VENDING MACHINE CONTROLS | 2035 | Economic | GWh | After Competition Groups | 42.5559 | 0 | 0 | 13486.0773 | 0.0031555 | 37 | Commercial_2035_Economic_GWh_After Competition Groups_37 | BEVERAGE VENDING MACHINE CONTROLS | 0.3156% | 0 | 42.5559 | Commercial_2035_Economic_GWh_After Competition Groups_BEVERAGE VENDING MACHINE CONTROLS
Commercial | Com ¦ Water Source Heat Pump (4 ton) | 2035 | Economic | GWh | After Competition Groups | 37.7057 | 0 | 0 | 13486.0773 | 0.0027959 | 38 | Commercial_2035_Economic_GWh_After Competition Groups_38 | Water Source Heat Pump (4 ton) | 0.2796% | 0 | 37.7057 | Commercial_2035_Economic_GWh_After Competition Groups_Water Source Heat Pump (4 ton)
Commercial | Com ¦ CO Sensors for parking garage exhaust fans | 2035 | Economic | GWh | After Competition Groups | 30.5478 | 0 | 0 | 13486.0773 | 0.0022651 | 39 | Commercial_2035_Economic_GWh_After Competition Groups_39 | CO Sensors for parking garage exhaust fans | 0.2265% | 0 | 30.5478 | Commercial_2035_Economic_GWh_After Competition Groups_CO Sensors for parking garage exhaust fans
Commercial | Com ¦ Temperature Adjustment in Commercial Freezers | 2035 | Economic | GWh | After Competition Groups | 24.3856 | 0 | 0 | 13486.0773 | 0.0018082 | 40 | Commercial_2035_Economic_GWh_After Competition Groups_40 | Temperature Adjustment in Commercial Freezers | 0.1808% | 0 | 24.3856 | Commercial_2035_Economic_GWh_After Competition Groups_Temperature Adjustment in Commercial Freezers
Commercial | Com ¦ Energy Efficient Laboratory Fume Hood | 2035 | Economic | GWh | After Competition Groups | 21.7191 | 0 | 0 | 13486.0773 | 0.0016105 | 41 | Commercial_2035_Economic_GWh_After Competition Groups_41 | Energy Efficient Laboratory Fume Hood | 0.161% | 0 | 21.7191 | Commercial_2035_Economic_GWh_After Competition Groups_Energy Efficient Laboratory Fume Hood
Commercial | Com ¦ Vertical Night Covers | 2035 | Economic | GWh | After Competition Groups | 18.9166 | 0 | 0 | 13486.0773 | 0.0014027 | 42 | Commercial_2035_Economic_GWh_After Competition Groups_42 | Vertical Night Covers | 0.1403% | 0 | 18.9166 | Commercial_2035_Economic_GWh_After Competition Groups_Vertical Night Covers
Commercial | Com ¦ Outside Air Economizer | 2035 | Economic | GWh | After Competition Groups | 17.8059 | 0 | 0 | 13486.0773 | 0.0013203 | 43 | Commercial_2035_Economic_GWh_After Competition Groups_43 | Outside Air Economizer | 0.132% | 0 | 17.8059 | Commercial_2035_Economic_GWh_After Competition Groups_Outside Air Economizer
Commercial | Com ¦ Duct Insulation, R8 | 2035 | Economic | GWh | After Competition Groups | 16.8409 | 0 | 0 | 13486.0773 | 0.0012488 | 44 | Commercial_2035_Economic_GWh_After Competition Groups_44 | Duct Insulation, R8 | 0.1249% | 0 | 16.8409 | Commercial_2035_Economic_GWh_After Competition Groups_Duct Insulation, R8
Commercial | Com ¦ ENERGY STAR Fryer (84% eff) | 2035 | Economic | GWh | After Competition Groups | 16.678 | 0 | 0 | 13486.0773 | 0.0012367 | 45 | Commercial_2035_Economic_GWh_After Competition Groups_45 | ENERGY STAR Fryer (84% eff) | 0.1237% | 0 | 16.678 | Commercial_2035_Economic_GWh_After Competition Groups_ENERGY STAR Fryer (84% eff)
Commercial | Com ¦ Water Heating (DHW) Pipe Insulation (Add 3/4\ Foam)" | 2035 | Economic | GWh | After Competition Groups | 16.2818 | 0 | 0 | 13486.0773 | 0.0012073 | 46 | Commercial_2035_Economic_GWh_After Competition Groups_46 | Water Heating (DHW) Pipe Insulation (Add 3/4\ Foam)" | 0.1207% | 0 | 16.2818 | Commercial_2035_Economic_GWh_After Competition Groups_Water Heating (DHW) Pipe Insulation (Add 3/4\ Foam)"
Commercial | Com ¦ ENERGY STAR Dishwasher | 2035 | Economic | GWh | After Competition Groups | 12.738 | 0 | 0 | 13486.0773 | 0.00094453 | 47 | Commercial_2035_Economic_GWh_After Competition Groups_47 | ENERGY STAR Dishwasher | 0.09445% | 0 | 12.738 | Commercial_2035_Economic_GWh_After Competition Groups_ENERGY STAR Dishwasher
Commercial | Com ¦ Condensing Make Up Air Unit | 2035 | Economic | GWh | After Competition Groups | 11.4099 | 0 | 0 | 13486.0773 | 0.00084605 | 48 | Commercial_2035_Economic_GWh_After Competition Groups_48 | Condensing Make Up Air Unit | 0.08461% | 0 | 11.4099 | Commercial_2035_Economic_GWh_After Competition Groups_Condensing Make Up Air Unit
Commercial | Com ¦ Suction Pipe Insulation Freezer/Refrigerator | 2035 | Economic | GWh | After Competition Groups | 10.3387 | 0 | 0 | 13486.0773 | 0.00076662 | 49 | Commercial_2035_Economic_GWh_After Competition Groups_49 | Suction Pipe Insulation Freezer/Refrigerator | 0.07666% | 0 | 10.3387 | Commercial_2035_Economic_GWh_After Competition Groups_Suction Pipe Insulation Freezer/Refrigerator
Commercial | Com ¦ ENERGY STAR Steam Cookers | 2035 | Economic | GWh | After Competition Groups | 8.1559 | 0 | 0 | 13486.0773 | 0.00060476 | 50 | Commercial_2035_Economic_GWh_After Competition Groups_50 | ENERGY STAR Steam Cookers | 0.06048% | 0 | 8.1559 | Commercial_2035_Economic_GWh_After Competition Groups_ENERGY STAR Steam Cookers
Commercial | Com ¦ Ozone Laundry Treatment | 2035 | Economic | GWh | After Competition Groups | 6.5817 | 0 | 0 | 13486.0773 | 0.00048804 | 51 | Commercial_2035_Economic_GWh_After Competition Groups_51 | Ozone Laundry Treatment | 0.0488% | 0 | 6.5817 | Commercial_2035_Economic_GWh_After Competition Groups_Ozone Laundry Treatment
Commercial | Com ¦ Solar Water Preheat (Pools/DHW) | 2035 | Economic | GWh | After Competition Groups | 4.0449 | 0 | 0 | 13486.0773 | 0.00029993 | 52 | Commercial_2035_Economic_GWh_After Competition Groups_52 | Solar Water Preheat (Pools/DHW) | 0.02999% | 0 | 4.0449 | Commercial_2035_Economic_GWh_After Competition Groups_Solar Water Preheat (Pools/DHW)
Commercial | Com ¦ Demand controlled Circulating Systems | 2035 | Economic | GWh | After Competition Groups | 3.489 | 0 | 0 | 13486.0773 | 0.00025871 | 53 | Commercial_2035_Economic_GWh_After Competition Groups_53 | Demand controlled Circulating Systems | 0.02587% | 0 | 3.489 | Commercial_2035_Economic_GWh_After Competition Groups_Demand controlled Circulating Systems
Commercial | Com ¦ ECM MOTORS FOR HVAC APPLICATION (FAN-POWERED VAV BOX) | 2035 | Economic | GWh | After Competition Groups | 2.8177 | 0 | 0 | 13486.0773 | 0.00020894 | 54 | Commercial_2035_Economic_GWh_After Competition Groups_54 | ECM MOTORS FOR HVAC APPLICATION (FAN-POWERED VAV BOX) | 0.02089% | 0 | 2.8177 | Commercial_2035_Economic_GWh_After Competition Groups_ECM MOTORS FOR HVAC APPLICATION (FAN-POWERED VAV BOX)
Commercial | Com ¦ Thermostat Setback | 2035 | Economic | GWh | After Competition Groups | 2.7756 | 0 | 0 | 13486.0773 | 0.00020581 | 55 | Commercial_2035_Economic_GWh_After Competition Groups_55 | Thermostat Setback | 0.02058% | 0 | 2.7756 | Commercial_2035_Economic_GWh_After Competition Groups_Thermostat Setback
Commercial | Com ¦ Notched V belts for HVAC Systems | 2035 | Economic | GWh | After Competition Groups | 2.5143 | 0 | 0 | 13486.0773 | 0.00018644 | 56 | Commercial_2035_Economic_GWh_After Competition Groups_56 | Notched V belts for HVAC Systems | 0.01864% | 0 | 2.5143 | Commercial_2035_Economic_GWh_After Competition Groups_Notched V belts for HVAC Systems
Commercial | Com ¦ Efficient compressor motor | 2035 | Economic | GWh | After Competition Groups | 2.2673 | 0 | 0 | 13486.0773 | 0.00016812 | 57 | Commercial_2035_Economic_GWh_After Competition Groups_57 | Efficient compressor motor | 0.01681% | 0 | 2.2673 | Commercial_2035_Economic_GWh_After Competition Groups_Efficient compressor motor
Commercial | Com ¦ PTAC (12 EER/10,000 BTU) | 2035 | Economic | GWh | After Competition Groups | 2.2562 | 0 | 0 | 13486.0773 | 0.0001673 | 58 | Commercial_2035_Economic_GWh_After Competition Groups_58 | PTAC (12 EER/10,000 BTU) | 0.01673% | 0 | 2.2562 | Commercial_2035_Economic_GWh_After Competition Groups_PTAC (12 EER/10,000 BTU)
Commercial | Com ¦ CEE Tier 2/Energy Star Clothes Washers | 2035 | Economic | GWh | After Competition Groups | 1.6289 | 0 | 0 | 13486.0773 | 0.00012078 | 59 | Commercial_2035_Economic_GWh_After Competition Groups_59 | CEE Tier 2/Energy Star Clothes Washers | 0.01208% | 0 | 1.6289 | Commercial_2035_Economic_GWh_After Competition Groups_CEE Tier 2/Energy Star Clothes Washers
Commercial | COM ¦ Ductless Mini-Split Heat Pumps | 2035 | Economic | GWh | After Competition Groups | 1.5429 | 0 | 0 | 13486.0773 | 0.00011441 | 60 | Commercial_2035_Economic_GWh_After Competition Groups_60 | Ductless Mini-Split Heat Pumps | 0.01144% | 0 | 1.5429 | Commercial_2035_Economic_GWh_After Competition Groups_Ductless Mini-Split Heat Pumps
Commercial | Com ¦ Auto Off Time Switch or Time Clock control | 2035 | Economic | GWh | After Competition Groups | 1.3944 | 0 | 0 | 13486.0773 | 0.0001034 | 61 | Commercial_2035_Economic_GWh_After Competition Groups_61 | Auto Off Time Switch or Time Clock control | 0.01034% | 0 | 1.3944 | Commercial_2035_Economic_GWh_After Competition Groups_Auto Off Time Switch or Time Clock control
Commercial | Com ¦ LED RECESSED DOWNLIGHTS | 2035 | Economic | GWh | After Competition Groups | 0.88415 | 0 | 0 | 13486.0773 | 6.556e-05 | 62 | Commercial_2035_Economic_GWh_After Competition Groups_62 | LED RECESSED DOWNLIGHTS | 0.006556% | 0 | 0.88415 | Commercial_2035_Economic_GWh_After Competition Groups_LED RECESSED DOWNLIGHTS
Commercial | Com ¦ Low Flow Pre-Rinse Spray Nozzle | 2035 | Economic | GWh | After Competition Groups | 0.87257 | 0 | 0 | 13486.0773 | 6.4701e-05 | 63 | Commercial_2035_Economic_GWh_After Competition Groups_63 | Low Flow Pre-Rinse Spray Nozzle | 0.00647% | 0 | 0.87257 | Commercial_2035_Economic_GWh_After Competition Groups_Low Flow Pre-Rinse Spray Nozzle
Commercial | Com ¦ Commercial Hot Food Holding Cabinets | 2035 | Economic | GWh | After Competition Groups | 0.70245 | 0 | 0 | 13486.0773 | 5.2087e-05 | 64 | Commercial_2035_Economic_GWh_After Competition Groups_64 | Commercial Hot Food Holding Cabinets | 0.005209% | 0 | 0.70245 | Commercial_2035_Economic_GWh_After Competition Groups_Commercial Hot Food Holding Cabinets
Commercial | Com ¦ Energy Recovery Ventilation and Ventilation (Enhanced) | 2035 | Economic | GWh | After Competition Groups | 0.54563 | 0 | 0 | 13486.0773 | 4.0459e-05 | 65 | Commercial_2035_Economic_GWh_After Competition Groups_65 | Energy Recovery Ventilation and Ventilation (Enhanced) | 0.004046% | 0 | 0.54563 | Commercial_2035_Economic_GWh_After Competition Groups_Energy Recovery Ventilation and Ventilation (Enhanced)
Commercial | Com ¦ HVAC Optimization | 2035 | Economic | GWh | After Competition Groups | 0.49454 | 0 | 0 | 13486.0773 | 3.667e-05 | 66 | Commercial_2035_Economic_GWh_After Competition Groups_66 | HVAC Optimization | 0.003667% | 0 | 0.49454 | Commercial_2035_Economic_GWh_After Competition Groups_HVAC Optimization
Commercial | Com ¦ Wall Insulation | 2035 | Economic | GWh | After Competition Groups | 0.2197 | 0 | 0 | 13486.0773 | 1.6291e-05 | 67 | Commercial_2035_Economic_GWh_After Competition Groups_67 | Wall Insulation | 0.001629% | 0 | 0.2197 | Commercial_2035_Economic_GWh_After Competition Groups_Wall Insulation
Commercial | Com ¦ Room AC (w/ louvered sides) 14 SEER from 12 SEER code | 2035 | Economic | GWh | After Competition Groups | 0.1595 | 0 | 0 | 13486.0773 | 1.1827e-05 | 68 | Commercial_2035_Economic_GWh_After Competition Groups_68 | Room AC (w/ louvered sides) 14 SEER from 12 SEER code | 0.001183% | 0 | 0.1595 | Commercial_2035_Economic_GWh_After Competition Groups_Room AC (w/ louvered sides) 14 SEER from 12 SEER code
Commercial | Com ¦ EC Plug Fan for Data Center (under cabinet) | 2035 | Economic | GWh | After Competition Groups | 0.09252 | 0 | 0 | 13486.0773 | 6.8604e-06 | 69 | Commercial_2035_Economic_GWh_After Competition Groups_69 | EC Plug Fan for Data Center (under cabinet) | 0.000686% | 0 | 0.09252 | Commercial_2035_Economic_GWh_After Competition Groups_EC Plug Fan for Data Center (under cabinet)
Commercial | Com ¦ High Efficiency Chiller (avg of water and air cooled) | 2035 | Economic | GWh | After Competition Groups | 0.078893 | 0 | 0 | 13486.0773 | 5.8499e-06 | 70 | Commercial_2035_Economic_GWh_After Competition Groups_70 | High Efficiency Chiller (avg of water and air cooled) | 0.000585% | 0 | 0.078893 | Commercial_2035_Economic_GWh_After Competition Groups_High Efficiency Chiller (avg of water and air cooled)
Commercial | Com ¦ Air Curtains | 2035 | Economic | GWh | After Competition Groups | 0.060463 | 0 | 0 | 13486.0773 | 4.4834e-06 | 71 | Commercial_2035_Economic_GWh_After Competition Groups_71 | Air Curtains | 0.0004483% | 0 | 0.060463 | Commercial_2035_Economic_GWh_After Competition Groups_Air Curtains
Commercial | Com ¦ VSD Air Compressor | 2035 | Economic | GWh | After Competition Groups | 0.056792 | 0 | 0 | 13486.0773 | 4.2112e-06 | 72 | Commercial_2035_Economic_GWh_After Competition Groups_72 | VSD Air Compressor | 0.0004211% | 0 | 0.056792 | Commercial_2035_Economic_GWh_After Competition Groups_VSD Air Compressor
Commercial | Com ¦ Electric Convection Combination Ovens | 2035 | Economic | GWh | After Competition Groups | 0.0044292 | 0 | 0 | 13486.0773 | 3.2843e-07 | 73 | Commercial_2035_Economic_GWh_After Competition Groups_73 | Electric Convection Combination Ovens | 3.284e-05% | 0 | 0.0044292 | Commercial_2035_Economic_GWh_After Competition Groups_Electric Convection Combination Ovens
Commercial | Com ¦ Indoor Daylight Sensors/Photocell Dimming Control | 2035 | Economic | GWh | After Competition Groups | 0 | 0 | 0 | 13486.0773 | 0 | 74 | Commercial_2035_Economic_GWh_After Competition Groups_74 | Indoor Daylight Sensors/Photocell Dimming Control | 0% | 0 | 0 | Commercial_2035_Economic_GWh_After Competition Groups_Indoor Daylight Sensors/Photocell Dimming Control
Commercial | Com ¦ Variable Refrigerant Flow Heat Pump | 2035 | Economic | GWh | After Competition Groups | 0 | 0 | 0 | 13486.0773 | 0 | 75 | Commercial_2035_Economic_GWh_After Competition Groups_75 | Variable Refrigerant Flow Heat Pump | 0% | 0 | 0 | Commercial_2035_Economic_GWh_After Competition Groups_Variable Refrigerant Flow Heat Pump
Commercial | Com ¦ LED Low/High Bay | 2035 | SC A | GWh | After Competition Groups | 1080.8325 | 32967856.1224 | 32.9679 | 9439.0209 | 0.11451 | 1 | Commercial_2035_SC A_GWh_After Competition Groups_1 | LED Low/High Bay | 11.45% | 32.9679 | 1080.8325 | Commercial_2035_SC A_GWh_After Competition Groups_LED Low/High Bay
Commercial | Com ¦ LED Troffer/Surface/Suspended | 2035 | SC A | GWh | After Competition Groups | 989.3625 | 20096226.131 | 20.0962 | 9439.0209 | 0.10482 | 2 | Commercial_2035_SC A_GWh_After Competition Groups_2 | LED Troffer/Surface/Suspended | 10.48% | 20.0962 | 989.3625 | Commercial_2035_SC A_GWh_After Competition Groups_LED Troffer/Surface/Suspended
Commercial | Com ¦ ENERGY STAR LED LAMPS (REFLECTOR LAMPs/MR16/PAR 16) | 2035 | SC A | GWh | After Competition Groups | 964.41 | 1060636.5907 | 1.0606 | 9439.0209 | 0.10217 | 3 | Commercial_2035_SC A_GWh_After Competition Groups_3 | ENERGY STAR LED LAMPS (REFLECTOR LAMPs/MR16/PAR 16) | 10.22% | 1.0606 | 964.41 | Commercial_2035_SC A_GWh_After Competition Groups_ENERGY STAR LED LAMPS (REFLECTOR LAMPs/MR16/PAR 16)
Commercial | Com ¦ Building Recommissioning, Operations and Maintenance (O&M) Improvements | 2035 | SC A | GWh | After Competition Groups | 652.9078 | 2034502.5805 | 2.0345 | 9439.0209 | 0.069171 | 4 | Commercial_2035_SC A_GWh_After Competition Groups_4 | Building Recommissioning, Operations and Maintenance (O&M) Improvements | 6.917% | 2.0345 | 652.9078 | Commercial_2035_SC A_GWh_After Competition Groups_Building Recommissioning, Operations and Maintenance (O&M) Improvements
Commercial | Com ¦ LED EXTERIOR AREA LIGHTS - LED fixture (200W) | 2035 | SC A | GWh | After Competition Groups | 635.2292 | 0 | 0 | 9439.0209 | 0.067298 | 5 | Commercial_2035_SC A_GWh_After Competition Groups_5 | LED EXTERIOR AREA LIGHTS - LED fixture (200W) | 6.73% | 0 | 635.2292 | Commercial_2035_SC A_GWh_After Competition Groups_LED EXTERIOR AREA LIGHTS - LED fixture (200W)
Commercial | Com ¦ LED Replacement Lamp (Tube) | 2035 | SC A | GWh | After Competition Groups | 625.045 | 0 | 0 | 9439.0209 | 0.066219 | 6 | Commercial_2035_SC A_GWh_After Competition Groups_6 | LED Replacement Lamp (Tube) | 6.622% | 0 | 625.045 | Commercial_2035_SC A_GWh_After Competition Groups_LED Replacement Lamp (Tube)
Commercial | Com ¦ LED parking lot fixture | 2035 | SC A | GWh | After Competition Groups | 606.77 | 1662607.936 | 1.6626 | 9439.0209 | 0.064283 | 7 | Commercial_2035_SC A_GWh_After Competition Groups_7 | LED parking lot fixture | 6.428% | 1.6626 | 606.77 | Commercial_2035_SC A_GWh_After Competition Groups_LED parking lot fixture
Commercial | Com ¦ Furnace Tune-Up | 2035 | SC A | GWh | After Competition Groups | 396.7959 | 103011.3966 | 0.10301 | 9439.0209 | 0.042038 | 8 | Commercial_2035_SC A_GWh_After Competition Groups_8 | Furnace Tune-Up | 4.204% | 0.10301 | 396.7959 | Commercial_2035_SC A_GWh_After Competition Groups_Furnace Tune-Up
Commercial | Com ¦ LED street light fixture | 2035 | SC A | GWh | After Competition Groups | 382.7314 | 3652694.1161 | 3.6527 | 9439.0209 | 0.040548 | 9 | Commercial_2035_SC A_GWh_After Competition Groups_9 | LED street light fixture | 4.055% | 3.6527 | 382.7314 | Commercial_2035_SC A_GWh_After Competition Groups_LED street light fixture
Commercial | Com ¦ High Efficiency Air Source Heat Pump | 2035 | SC A | GWh | After Competition Groups | 283.5738 | 1394349.515 | 1.3943 | 9439.0209 | 0.030043 | 10 | Commercial_2035_SC A_GWh_After Competition Groups_10 | High Efficiency Air Source Heat Pump | 3.004% | 1.3943 | 283.5738 | Commercial_2035_SC A_GWh_After Competition Groups_High Efficiency Air Source Heat Pump
Commercial | Com ¦ Reach-in Shaded Pole to ECM/PSC Evaporator Fan Motor | 2035 | SC A | GWh | After Competition Groups | 258.6332 | 2378174.9642 | 2.3782 | 9439.0209 | 0.0274 | 11 | Commercial_2035_SC A_GWh_After Competition Groups_11 | Reach-in Shaded Pole to ECM/PSC Evaporator Fan Motor | 2.74% | 2.3782 | 258.6332 | Commercial_2035_SC A_GWh_After Competition Groups_Reach-in Shaded Pole to ECM/PSC Evaporator Fan Motor
Commercial | Com ¦ Data Center Storage/Server Virtualization | 2035 | SC A | GWh | After Competition Groups | 227.2975 | 0 | 0 | 9439.0209 | 0.024081 | 12 | Commercial_2035_SC A_GWh_After Competition Groups_12 | Data Center Storage/Server Virtualization | 2.408% | 0 | 227.2975 | Commercial_2035_SC A_GWh_After Competition Groups_Data Center Storage/Server Virtualization
Commercial | Com ¦ Refrigerated Display Case Doors | 2035 | SC A | GWh | After Competition Groups | 202.8053 | 4060310.1578 | 4.0603 | 9439.0209 | 0.021486 | 13 | Commercial_2035_SC A_GWh_After Competition Groups_13 | Refrigerated Display Case Doors | 2.149% | 4.0603 | 202.8053 | Commercial_2035_SC A_GWh_After Competition Groups_Refrigerated Display Case Doors
Commercial | Com ¦ Strip Curtains | 2035 | SC A | GWh | After Competition Groups | 188.7978 | 177040.4578 | 0.17704 | 9439.0209 | 0.020002 | 14 | Commercial_2035_SC A_GWh_After Competition Groups_14 | Strip Curtains | 2% | 0.17704 | 188.7978 | Commercial_2035_SC A_GWh_After Competition Groups_Strip Curtains
Commercial | Com ¦ Centrally controlled desktop PC/NETWORK PC POWER MANAGEMENT SOFTWARE | 2035 | SC A | GWh | After Competition Groups | 143.9167 | 802039.8979 | 0.80204 | 9439.0209 | 0.015247 | 15 | Commercial_2035_SC A_GWh_After Competition Groups_15 | Centrally controlled desktop PC/NETWORK PC POWER MANAGEMENT SOFTWARE | 1.525% | 0.80204 | 143.9167 | Commercial_2035_SC A_GWh_After Competition Groups_Centrally controlled desktop PC/NETWORK PC POWER MANAGEMENT SOFTWARE
Commercial | Com ¦ Demand Control Ventilation | 2035 | SC A | GWh | After Competition Groups | 142.9679 | 370479.8187 | 0.37048 | 9439.0209 | 0.015146 | 16 | Commercial_2035_SC A_GWh_After Competition Groups_16 | Demand Control Ventilation | 1.515% | 0.37048 | 142.9679 | Commercial_2035_SC A_GWh_After Competition Groups_Demand Control Ventilation
Commercial | Com ¦ Advanced BAS/Controllers | 2035 | SC A | GWh | After Competition Groups | 141.5059 | 393171.3328 | 0.39317 | 9439.0209 | 0.014992 | 17 | Commercial_2035_SC A_GWh_After Competition Groups_17 | Advanced BAS/Controllers | 1.499% | 0.39317 | 141.5059 | Commercial_2035_SC A_GWh_After Competition Groups_Advanced BAS/Controllers
Commercial | Com ¦ Variable Frequency Drive (VFD) | 2035 | SC A | GWh | After Competition Groups | 132.0661 | 1699980.2292 | 1.7 | 9439.0209 | 0.013992 | 18 | Commercial_2035_SC A_GWh_After Competition Groups_18 | Variable Frequency Drive (VFD) | 1.399% | 1.7 | 132.0661 | Commercial_2035_SC A_GWh_After Competition Groups_Variable Frequency Drive (VFD)
Commercial | Com ¦ LED or Equivalent Sign Lighting | 2035 | SC A | GWh | After Competition Groups | 129.0167 | 1606177.9477 | 1.6062 | 9439.0209 | 0.013668 | 19 | Commercial_2035_SC A_GWh_After Competition Groups_19 | LED or Equivalent Sign Lighting | 1.367% | 1.6062 | 129.0167 | Commercial_2035_SC A_GWh_After Competition Groups_LED or Equivalent Sign Lighting
Commercial | Com ¦ Education and Capacity Building/Energy Behavior | 2035 | SC A | GWh | After Competition Groups | 124.2999 | 1391215.5379 | 1.3912 | 9439.0209 | 0.013169 | 20 | Commercial_2035_SC A_GWh_After Competition Groups_20 | Education and Capacity Building/Energy Behavior | 1.317% | 1.3912 | 124.2999 | Commercial_2035_SC A_GWh_After Competition Groups_Education and Capacity Building/Energy Behavior
Commercial | Com ¦ VFD on Pumps | 2035 | SC A | GWh | After Competition Groups | 122.7871 | 1637563.1654 | 1.6376 | 9439.0209 | 0.013008 | 21 | Commercial_2035_SC A_GWh_After Competition Groups_21 | VFD on Pumps | 1.301% | 1.6376 | 122.7871 | Commercial_2035_SC A_GWh_After Competition Groups_VFD on Pumps
Commercial | Com ¦ ENERGY STAR LED LAMPS (General Service Lamps) | 2035 | SC A | GWh | After Competition Groups | 115.3853 | 179344.041 | 0.17934 | 9439.0209 | 0.012224 | 22 | Commercial_2035_SC A_GWh_After Competition Groups_22 | ENERGY STAR LED LAMPS (General Service Lamps) | 1.222% | 0.17934 | 115.3853 | Commercial_2035_SC A_GWh_After Competition Groups_ENERGY STAR LED LAMPS (General Service Lamps)
Commercial | Com ¦ Adaptive Thermostats | 2035 | SC A | GWh | After Competition Groups | 94.9208 | 1808204.6957 | 1.8082 | 9439.0209 | 0.010056 | 23 | Commercial_2035_SC A_GWh_After Competition Groups_23 | Adaptive Thermostats | 1.006% | 1.8082 | 94.9208 | Commercial_2035_SC A_GWh_After Competition Groups_Adaptive Thermostats
Commercial | Com ¦ Door Gasket Freezer/Refrigerator | 2035 | SC A | GWh | After Competition Groups | 63.1306 | 607287.5311 | 0.60729 | 9439.0209 | 0.0066883 | 24 | Commercial_2035_SC A_GWh_After Competition Groups_24 | Door Gasket Freezer/Refrigerator | 0.6688% | 0.60729 | 63.1306 | Commercial_2035_SC A_GWh_After Competition Groups_Door Gasket Freezer/Refrigerator
Commercial | Com ¦ ECM MOTORS FOR EVAPORATOR FANS for refrigeration (WALK-IN) | 2035 | SC A | GWh | After Competition Groups | 61.7807 | 1039054.7599 | 1.0391 | 9439.0209 | 0.0065452 | 25 | Commercial_2035_SC A_GWh_After Competition Groups_25 | ECM MOTORS FOR EVAPORATOR FANS for refrigeration (WALK-IN) | 0.6545% | 1.0391 | 61.7807 | Commercial_2035_SC A_GWh_After Competition Groups_ECM MOTORS FOR EVAPORATOR FANS for refrigeration (WALK-IN)
Commercial | Com ¦ Demand Control Kitchen Ventilation | 2035 | SC A | GWh | After Competition Groups | 60.7536 | 183199.1531 | 0.1832 | 9439.0209 | 0.0064364 | 26 | Commercial_2035_SC A_GWh_After Competition Groups_26 | Demand Control Kitchen Ventilation | 0.6436% | 0.1832 | 60.7536 | Commercial_2035_SC A_GWh_After Competition Groups_Demand Control Kitchen Ventilation
Commercial | Com ¦ Condensing Unit Heaters or other Efficient Unit Heating System | 2035 | SC A | GWh | After Competition Groups | 59.6762 | 30934.3158 | 0.030934 | 9439.0209 | 0.0063223 | 27 | Commercial_2035_SC A_GWh_After Competition Groups_27 | Condensing Unit Heaters or other Efficient Unit Heating System | 0.6322% | 0.030934 | 59.6762 | Commercial_2035_SC A_GWh_After Competition Groups_Condensing Unit Heaters or other Efficient Unit Heating System
Commercial | Com ¦ Air Handler with Dedicated Outdoor Air Systems | 2035 | SC A | GWh | After Competition Groups | 59.2627 | 0 | 0 | 9439.0209 | 0.0062785 | 28 | Commercial_2035_SC A_GWh_After Competition Groups_28 | Air Handler with Dedicated Outdoor Air Systems | 0.6278% | 0 | 59.2627 | Commercial_2035_SC A_GWh_After Competition Groups_Air Handler with Dedicated Outdoor Air Systems
Commercial | Com ¦ Evaporator Fan Controls | 2035 | SC A | GWh | After Competition Groups | 49.5009 | 163271.7798 | 0.16327 | 9439.0209 | 0.0052443 | 29 | Commercial_2035_SC A_GWh_After Competition Groups_29 | Evaporator Fan Controls | 0.5244% | 0.16327 | 49.5009 | Commercial_2035_SC A_GWh_After Competition Groups_Evaporator Fan Controls
Commercial | Com ¦ Refrigerated Display Case LED | 2035 | SC A | GWh | After Competition Groups | 44.7929 | 723851.8467 | 0.72385 | 9439.0209 | 0.0047455 | 30 | Commercial_2035_SC A_GWh_After Competition Groups_30 | Refrigerated Display Case LED | 0.4746% | 0.72385 | 44.7929 | Commercial_2035_SC A_GWh_After Competition Groups_Refrigerated Display Case LED
Commercial | Com ¦ Unitary Air-Conditioning Unit | 2035 | SC A | GWh | After Competition Groups | 42.5238 | 614397.7615 | 0.6144 | 9439.0209 | 0.0045051 | 31 | Commercial_2035_SC A_GWh_After Competition Groups_31 | Unitary Air-Conditioning Unit | 0.4505% | 0.6144 | 42.5238 | Commercial_2035_SC A_GWh_After Competition Groups_Unitary Air-Conditioning Unit
Commercial | Com ¦ Freezer Case Light Sensor | 2035 | SC A | GWh | After Competition Groups | 41.9365 | 1257657.7049 | 1.2577 | 9439.0209 | 0.0044429 | 32 | Commercial_2035_SC A_GWh_After Competition Groups_32 | Freezer Case Light Sensor | 0.4443% | 1.2577 | 41.9365 | Commercial_2035_SC A_GWh_After Competition Groups_Freezer Case Light Sensor
Commercial | Com ¦ Occupancy Sensors | 2035 | SC A | GWh | After Competition Groups | 35.4623 | 7805.7761 | 0.0078058 | 9439.0209 | 0.003757 | 33 | Commercial_2035_SC A_GWh_After Competition Groups_33 | Occupancy Sensors | 0.3757% | 0.0078058 | 35.4623 | Commercial_2035_SC A_GWh_After Competition Groups_Occupancy Sensors
Commercial | Com ¦ ENERGY STAR Griddle (74% eff) | 2035 | SC A | GWh | After Competition Groups | 32.2864 | 220431.8288 | 0.22043 | 9439.0209 | 0.0034205 | 34 | Commercial_2035_SC A_GWh_After Competition Groups_34 | ENERGY STAR Griddle (74% eff) | 0.3421% | 0.22043 | 32.2864 | Commercial_2035_SC A_GWh_After Competition Groups_ENERGY STAR Griddle (74% eff)
Commercial | Com ¦ Chilled Water Optimization | 2035 | SC A | GWh | After Competition Groups | 24.1323 | 522736.0294 | 0.52274 | 9439.0209 | 0.0025567 | 35 | Commercial_2035_SC A_GWh_After Competition Groups_35 | Chilled Water Optimization | 0.2557% | 0.52274 | 24.1323 | Commercial_2035_SC A_GWh_After Competition Groups_Chilled Water Optimization
Commercial | Com ¦ BEVERAGE VENDING MACHINE CONTROLS | 2035 | SC A | GWh | After Competition Groups | 23.8895 | 285917.9292 | 0.28592 | 9439.0209 | 0.0025309 | 36 | Commercial_2035_SC A_GWh_After Competition Groups_36 | BEVERAGE VENDING MACHINE CONTROLS | 0.2531% | 0.28592 | 23.8895 | Commercial_2035_SC A_GWh_After Competition Groups_BEVERAGE VENDING MACHINE CONTROLS
Commercial | Com ¦ Elec Storage WH 2.30 Et | 2035 | SC A | GWh | After Competition Groups | 22.5987 | 578807.6529 | 0.57881 | 9439.0209 | 0.0023942 | 37 | Commercial_2035_SC A_GWh_After Competition Groups_37 | Elec Storage WH 2.30 Et | 0.2394% | 0.57881 | 22.5987 | Commercial_2035_SC A_GWh_After Competition Groups_Elec Storage WH 2.30 Et
Commercial | Com ¦ Temperature Adjustment in Commercial Freezers | 2035 | SC A | GWh | After Competition Groups | 18.9451 | 0 | 0 | 9439.0209 | 0.0020071 | 38 | Commercial_2035_SC A_GWh_After Competition Groups_38 | Temperature Adjustment in Commercial Freezers | 0.2007% | 0 | 18.9451 | Commercial_2035_SC A_GWh_After Competition Groups_Temperature Adjustment in Commercial Freezers
Commercial | Com ¦ CO Sensors for parking garage exhaust fans | 2035 | SC A | GWh | After Competition Groups | 17.1886 | 407251.3416 | 0.40725 | 9439.0209 | 0.001821 | 39 | Commercial_2035_SC A_GWh_After Competition Groups_39 | CO Sensors for parking garage exhaust fans | 0.1821% | 0.40725 | 17.1886 | Commercial_2035_SC A_GWh_After Competition Groups_CO Sensors for parking garage exhaust fans
Commercial | Com ¦ Energy Efficient Laboratory Fume Hood | 2035 | SC A | GWh | After Competition Groups | 15.5905 | 353748.3694 | 0.35375 | 9439.0209 | 0.0016517 | 40 | Commercial_2035_SC A_GWh_After Competition Groups_40 | Energy Efficient Laboratory Fume Hood | 0.1652% | 0.35375 | 15.5905 | Commercial_2035_SC A_GWh_After Competition Groups_Energy Efficient Laboratory Fume Hood
Commercial | Com ¦ Vertical Night Covers | 2035 | SC A | GWh | After Competition Groups | 14.4109 | 124682.0244 | 0.12468 | 9439.0209 | 0.0015267 | 41 | Commercial_2035_SC A_GWh_After Competition Groups_41 | Vertical Night Covers | 0.1527% | 0.12468 | 14.4109 | Commercial_2035_SC A_GWh_After Competition Groups_Vertical Night Covers
Commercial | Com ¦ Outside Air Economizer | 2035 | SC A | GWh | After Competition Groups | 13.6444 | 113098.0346 | 0.1131 | 9439.0209 | 0.0014455 | 42 | Commercial_2035_SC A_GWh_After Competition Groups_42 | Outside Air Economizer | 0.1446% | 0.1131 | 13.6444 | Commercial_2035_SC A_GWh_After Competition Groups_Outside Air Economizer
Commercial | Com ¦ Water Source Heat Pump (4 ton) | 2035 | SC A | GWh | After Competition Groups | 13.4942 | 374892.7211 | 0.37489 | 9439.0209 | 0.0014296 | 43 | Commercial_2035_SC A_GWh_After Competition Groups_43 | Water Source Heat Pump (4 ton) | 0.143% | 0.37489 | 13.4942 | Commercial_2035_SC A_GWh_After Competition Groups_Water Source Heat Pump (4 ton)
Commercial | Com ¦ Duct Insulation, R8 | 2035 | SC A | GWh | After Competition Groups | 13.03 | 283434.4552 | 0.28343 | 9439.0209 | 0.0013804 | 44 | Commercial_2035_SC A_GWh_After Competition Groups_44 | Duct Insulation, R8 | 0.138% | 0.28343 | 13.03 | Commercial_2035_SC A_GWh_After Competition Groups_Duct Insulation, R8
Commercial | Com ¦ Water Heating (DHW) Pipe Insulation (Add 3/4\ Foam)" | 2035 | SC A | GWh | After Competition Groups | 12.6964 | 221480.8304 | 0.22148 | 9439.0209 | 0.0013451 | 45 | Commercial_2035_SC A_GWh_After Competition Groups_45 | Water Heating (DHW) Pipe Insulation (Add 3/4\ Foam)" | 0.1345% | 0.22148 | 12.6964 | Commercial_2035_SC A_GWh_After Competition Groups_Water Heating (DHW) Pipe Insulation (Add 3/4\ Foam)"
Commercial | Com ¦ ENERGY STAR Fryer (84% eff) | 2035 | SC A | GWh | After Competition Groups | 11.852 | 155528.4637 | 0.15553 | 9439.0209 | 0.0012556 | 46 | Commercial_2035_SC A_GWh_After Competition Groups_46 | ENERGY STAR Fryer (84% eff) | 0.1256% | 0.15553 | 11.852 | Commercial_2035_SC A_GWh_After Competition Groups_ENERGY STAR Fryer (84% eff)
Commercial | Com ¦ Suction Pipe Insulation Freezer/Refrigerator | 2035 | SC A | GWh | After Competition Groups | 7.8043 | 127012.6699 | 0.12701 | 9439.0209 | 0.00082682 | 47 | Commercial_2035_SC A_GWh_After Competition Groups_47 | Suction Pipe Insulation Freezer/Refrigerator | 0.08268% | 0.12701 | 7.8043 | Commercial_2035_SC A_GWh_After Competition Groups_Suction Pipe Insulation Freezer/Refrigerator
Commercial | Com ¦ ENERGY STAR Dishwasher | 2035 | SC A | GWh | After Competition Groups | 6.0494 | 38351.0383 | 0.038351 | 9439.0209 | 0.00064089 | 48 | Commercial_2035_SC A_GWh_After Competition Groups_48 | ENERGY STAR Dishwasher | 0.06409% | 0.038351 | 6.0494 | Commercial_2035_SC A_GWh_After Competition Groups_ENERGY STAR Dishwasher
Commercial | Com ¦ ENERGY STAR Steam Cookers | 2035 | SC A | GWh | After Competition Groups | 5.6575 | 81362.919 | 0.081363 | 9439.0209 | 0.00059937 | 49 | Commercial_2035_SC A_GWh_After Competition Groups_49 | ENERGY STAR Steam Cookers | 0.05994% | 0.081363 | 5.6575 | Commercial_2035_SC A_GWh_After Competition Groups_ENERGY STAR Steam Cookers
Commercial | Com ¦ Condensing Make Up Air Unit | 2035 | SC A | GWh | After Competition Groups | 5.4275 | 452367.3218 | 0.45237 | 9439.0209 | 0.000575 | 50 | Commercial_2035_SC A_GWh_After Competition Groups_50 | Condensing Make Up Air Unit | 0.0575% | 0.45237 | 5.4275 | Commercial_2035_SC A_GWh_After Competition Groups_Condensing Make Up Air Unit
Commercial | Com ¦ Ozone Laundry Treatment | 2035 | SC A | GWh | After Competition Groups | 3.414 | 78584.4392 | 0.078584 | 9439.0209 | 0.00036169 | 51 | Commercial_2035_SC A_GWh_After Competition Groups_51 | Ozone Laundry Treatment | 0.03617% | 0.078584 | 3.414 | Commercial_2035_SC A_GWh_After Competition Groups_Ozone Laundry Treatment
Commercial | Com ¦ Demand controlled Circulating Systems | 2035 | SC A | GWh | After Competition Groups | 2.584 | 0 | 0 | 9439.0209 | 0.00027376 | 52 | Commercial_2035_SC A_GWh_After Competition Groups_52 | Demand controlled Circulating Systems | 0.02738% | 0 | 2.584 | Commercial_2035_SC A_GWh_After Competition Groups_Demand controlled Circulating Systems
Commercial | Com ¦ Thermostat Setback | 2035 | SC A | GWh | After Competition Groups | 2.4693 | 0 | 0 | 9439.0209 | 0.0002616 | 53 | Commercial_2035_SC A_GWh_After Competition Groups_53 | Thermostat Setback | 0.02616% | 0 | 2.4693 | Commercial_2035_SC A_GWh_After Competition Groups_Thermostat Setback
Commercial | Com ¦ ECM MOTORS FOR HVAC APPLICATION (FAN-POWERED VAV BOX) | 2035 | SC A | GWh | After Competition Groups | 1.9779 | 38052.7235 | 0.038053 | 9439.0209 | 0.00020954 | 54 | Commercial_2035_SC A_GWh_After Competition Groups_54 | ECM MOTORS FOR HVAC APPLICATION (FAN-POWERED VAV BOX) | 0.02095% | 0.038053 | 1.9779 | Commercial_2035_SC A_GWh_After Competition Groups_ECM MOTORS FOR HVAC APPLICATION (FAN-POWERED VAV BOX)
Commercial | Com ¦ Solar Water Preheat (Pools/DHW) | 2035 | SC A | GWh | After Competition Groups | 1.3332 | 4504.2412 | 0.0045042 | 9439.0209 | 0.00014125 | 55 | Commercial_2035_SC A_GWh_After Competition Groups_55 | Solar Water Preheat (Pools/DHW) | 0.01412% | 0.0045042 | 1.3332 | Commercial_2035_SC A_GWh_After Competition Groups_Solar Water Preheat (Pools/DHW)
Commercial | Com ¦ CEE Tier 2/Energy Star Clothes Washers | 2035 | SC A | GWh | After Competition Groups | 1.1629 | 10796.6067 | 0.010797 | 9439.0209 | 0.0001232 | 56 | Commercial_2035_SC A_GWh_After Competition Groups_56 | CEE Tier 2/Energy Star Clothes Washers | 0.01232% | 0.010797 | 1.1629 | Commercial_2035_SC A_GWh_After Competition Groups_CEE Tier 2/Energy Star Clothes Washers
Commercial | Com ¦ Notched V belts for HVAC Systems | 2035 | SC A | GWh | After Competition Groups | 1.1405 | 16603.4511 | 0.016603 | 9439.0209 | 0.00012083 | 57 | Commercial_2035_SC A_GWh_After Competition Groups_57 | Notched V belts for HVAC Systems | 0.01208% | 0.016603 | 1.1405 | Commercial_2035_SC A_GWh_After Competition Groups_Notched V belts for HVAC Systems
Commercial | Com ¦ Auto Off Time Switch or Time Clock control | 2035 | SC A | GWh | After Competition Groups | 0.84068 | 88.4649 | 8.8465e-05 | 9439.0209 | 8.9065e-05 | 58 | Commercial_2035_SC A_GWh_After Competition Groups_58 | Auto Off Time Switch or Time Clock control | 0.008906% | 8.8465e-05 | 0.84068 | Commercial_2035_SC A_GWh_After Competition Groups_Auto Off Time Switch or Time Clock control
Commercial | COM ¦ Ductless Mini-Split Heat Pumps | 2035 | SC A | GWh | After Competition Groups | 0.83597 | 241.5764 | 0.00024158 | 9439.0209 | 8.8565e-05 | 59 | Commercial_2035_SC A_GWh_After Competition Groups_59 | Ductless Mini-Split Heat Pumps | 0.008857% | 0.00024158 | 0.83597 | Commercial_2035_SC A_GWh_After Competition Groups_Ductless Mini-Split Heat Pumps
Commercial | Com ¦ PTAC (12 EER/10,000 BTU) | 2035 | SC A | GWh | After Competition Groups | 0.71283 | 14688.0444 | 0.014688 | 9439.0209 | 7.5519e-05 | 60 | Commercial_2035_SC A_GWh_After Competition Groups_60 | PTAC (12 EER/10,000 BTU) | 0.007552% | 0.014688 | 0.71283 | Commercial_2035_SC A_GWh_After Competition Groups_PTAC (12 EER/10,000 BTU)
Commercial | Com ¦ Low Flow Pre-Rinse Spray Nozzle | 2035 | SC A | GWh | After Competition Groups | 0.56671 | 1929.3515 | 0.0019294 | 9439.0209 | 6.0039e-05 | 61 | Commercial_2035_SC A_GWh_After Competition Groups_61 | Low Flow Pre-Rinse Spray Nozzle | 0.006004% | 0.0019294 | 0.56671 | Commercial_2035_SC A_GWh_After Competition Groups_Low Flow Pre-Rinse Spray Nozzle
Commercial | Com ¦ LED RECESSED DOWNLIGHTS | 2035 | SC A | GWh | After Competition Groups | 0.5361 | 29239.1866 | 0.029239 | 9439.0209 | 5.6797e-05 | 62 | Commercial_2035_SC A_GWh_After Competition Groups_62 | LED RECESSED DOWNLIGHTS | 0.00568% | 0.029239 | 0.5361 | Commercial_2035_SC A_GWh_After Competition Groups_LED RECESSED DOWNLIGHTS
Commercial | Com ¦ High Efficiency Small Instantaneous Water Heater | 2035 | SC A | GWh | After Competition Groups | 0.38014 | 18595.6968 | 0.018596 | 9439.0209 | 4.0274e-05 | 63 | Commercial_2035_SC A_GWh_After Competition Groups_63 | High Efficiency Small Instantaneous Water Heater | 0.004027% | 0.018596 | 0.38014 | Commercial_2035_SC A_GWh_After Competition Groups_High Efficiency Small Instantaneous Water Heater
Commercial | Com ¦ HVAC Optimization | 2035 | SC A | GWh | After Competition Groups | 0.37208 | 205.7571 | 0.00020576 | 9439.0209 | 3.942e-05 | 64 | Commercial_2035_SC A_GWh_After Competition Groups_64 | HVAC Optimization | 0.003942% | 0.00020576 | 0.37208 | Commercial_2035_SC A_GWh_After Competition Groups_HVAC Optimization
Commercial | Com ¦ Commercial Hot Food Holding Cabinets | 2035 | SC A | GWh | After Competition Groups | 0.37188 | 3687.0855 | 0.0036871 | 9439.0209 | 3.9398e-05 | 65 | Commercial_2035_SC A_GWh_After Competition Groups_65 | Commercial Hot Food Holding Cabinets | 0.00394% | 0.0036871 | 0.37188 | Commercial_2035_SC A_GWh_After Competition Groups_Commercial Hot Food Holding Cabinets
Commercial | Com ¦ Air Curtains | 2035 | SC A | GWh | After Competition Groups | 0.20292 | 4588.4425 | 0.0045884 | 9439.0209 | 2.1498e-05 | 66 | Commercial_2035_SC A_GWh_After Competition Groups_66 | Air Curtains | 0.00215% | 0.0045884 | 0.20292 | Commercial_2035_SC A_GWh_After Competition Groups_Air Curtains
Commercial | Com ¦ Efficient compressor motor | 2035 | SC A | GWh | After Competition Groups | 0.13512 | 12153.4859 | 0.012153 | 9439.0209 | 1.4315e-05 | 67 | Commercial_2035_SC A_GWh_After Competition Groups_67 | Efficient compressor motor | 0.001431% | 0.012153 | 0.13512 | Commercial_2035_SC A_GWh_After Competition Groups_Efficient compressor motor
Commercial | Com ¦ Wall Insulation | 2035 | SC A | GWh | After Competition Groups | 0.11775 | 193.2217 | 0.00019322 | 9439.0209 | 1.2475e-05 | 68 | Commercial_2035_SC A_GWh_After Competition Groups_68 | Wall Insulation | 0.001247% | 0.00019322 | 0.11775 | Commercial_2035_SC A_GWh_After Competition Groups_Wall Insulation
Commercial | Com ¦ Energy Recovery Ventilation and Ventilation (Enhanced) | 2035 | SC A | GWh | After Competition Groups | 0.11569 | 0 | 0 | 9439.0209 | 1.2257e-05 | 69 | Commercial_2035_SC A_GWh_After Competition Groups_69 | Energy Recovery Ventilation and Ventilation (Enhanced) | 0.001226% | 0 | 0.11569 | Commercial_2035_SC A_GWh_After Competition Groups_Energy Recovery Ventilation and Ventilation (Enhanced)
Commercial | Com ¦ Room AC (w/ louvered sides) 14 SEER from 12 SEER code | 2035 | SC A | GWh | After Competition Groups | 0.042968 | 1160.4214 | 0.0011604 | 9439.0209 | 4.5522e-06 | 70 | Commercial_2035_SC A_GWh_After Competition Groups_70 | Room AC (w/ louvered sides) 14 SEER from 12 SEER code | 0.0004552% | 0.0011604 | 0.042968 | Commercial_2035_SC A_GWh_After Competition Groups_Room AC (w/ louvered sides) 14 SEER from 12 SEER code
Commercial | Com ¦ VSD Air Compressor | 2035 | SC A | GWh | After Competition Groups | 0.037526 | 565.2135 | 0.00056521 | 9439.0209 | 3.9757e-06 | 71 | Commercial_2035_SC A_GWh_After Competition Groups_71 | VSD Air Compressor | 0.0003976% | 0.00056521 | 0.037526 | Commercial_2035_SC A_GWh_After Competition Groups_VSD Air Compressor
Commercial | Com ¦ EC Plug Fan for Data Center (under cabinet) | 2035 | SC A | GWh | After Competition Groups | 0.037197 | 1570.2594 | 0.0015703 | 9439.0209 | 3.9407e-06 | 72 | Commercial_2035_SC A_GWh_After Competition Groups_72 | EC Plug Fan for Data Center (under cabinet) | 0.0003941% | 0.0015703 | 0.037197 | Commercial_2035_SC A_GWh_After Competition Groups_EC Plug Fan for Data Center (under cabinet)
Commercial | Com ¦ LLLC - Low Impact Application | 2035 | SC A | GWh | After Competition Groups | 0.024486 | 0.099438 | 9.9438e-08 | 9439.0209 | 2.5942e-06 | 73 | Commercial_2035_SC A_GWh_After Competition Groups_73 | LLLC - Low Impact Application | 0.0002594% | 9.9438e-08 | 0.024486 | Commercial_2035_SC A_GWh_After Competition Groups_LLLC - Low Impact Application
Commercial | Com ¦ LLLC - High Impact Application | 2035 | SC A | GWh | After Competition Groups | 0.022963 | 0.0095972 | 9.5972e-09 | 9439.0209 | 2.4328e-06 | 74 | Commercial_2035_SC A_GWh_After Competition Groups_74 | LLLC - High Impact Application | 0.0002433% | 9.5972e-09 | 0.022963 | Commercial_2035_SC A_GWh_After Competition Groups_LLLC - High Impact Application
Commercial | Com ¦ High Efficiency Chiller (avg of water and air cooled) | 2035 | SC A | GWh | After Competition Groups | 0.0058591 | 55.3568 | 5.5357e-05 | 9439.0209 | 6.2073e-07 | 75 | Commercial_2035_SC A_GWh_After Competition Groups_75 | High Efficiency Chiller (avg of water and air cooled) | 6.207e-05% | 5.5357e-05 | 0.0058591 | Commercial_2035_SC A_GWh_After Competition Groups_High Efficiency Chiller (avg of water and air cooled)
Commercial | Com ¦ Electric Convection Combination Ovens | 2035 | SC A | GWh | After Competition Groups | 0.0034682 | 3.3812 | 3.3812e-06 | 9439.0209 | 3.6743e-07 | 76 | Commercial_2035_SC A_GWh_After Competition Groups_76 | Electric Convection Combination Ovens | 3.674e-05% | 3.3812e-06 | 0.0034682 | Commercial_2035_SC A_GWh_After Competition Groups_Electric Convection Combination Ovens
Commercial | Com ¦ Networked/Connected - High Impact Application | 2035 | SC A | GWh | After Competition Groups | 0.00054829 | 2.1526e-07 | 2.1526e-13 | 9439.0209 | 5.8088e-08 | 77 | Commercial_2035_SC A_GWh_After Competition Groups_77 | Networked/Connected - High Impact Application | 5.809e-06% | 2.1526e-13 | 0.00054829 | Commercial_2035_SC A_GWh_After Competition Groups_Networked/Connected - High Impact Application
Commercial | Com ¦ Networked/Connected - Low Impact Application | 2035 | SC A | GWh | After Competition Groups | 2.5192e-05 | 9.923e-06 | 9.923e-12 | 9439.0209 | 2.6689e-09 | 78 | Commercial_2035_SC A_GWh_After Competition Groups_78 | Networked/Connected - Low Impact Application | 2.669e-07% | 9.923e-12 | 2.5192e-05 | Commercial_2035_SC A_GWh_After Competition Groups_Networked/Connected - Low Impact Application
Commercial | Com ¦ Indoor Daylight Sensors/Photocell Dimming Control | 2035 | SC A | GWh | After Competition Groups | 0 | 0 | 0 | 9439.0209 | 0 | 79 | Commercial_2035_SC A_GWh_After Competition Groups_79 | Indoor Daylight Sensors/Photocell Dimming Control | 0% | 0 | 0 | Commercial_2035_SC A_GWh_After Competition Groups_Indoor Daylight Sensors/Photocell Dimming Control
Commercial | Com ¦ Variable Refrigerant Flow Heat Pump | 2035 | SC A | GWh | After Competition Groups | 0 | 0 | 0 | 9439.0209 | 0 | 80 | Commercial_2035_SC A_GWh_After Competition Groups_80 | Variable Refrigerant Flow Heat Pump | 0% | 0 | 0 | Commercial_2035_SC A_GWh_After Competition Groups_Variable Refrigerant Flow Heat Pump
Commercial | Com ¦ Building Recommissioning, Operations and Maintenance (O&M) Improvements | 2035 | SC B | GWh | After Competition Groups | 1372.8202 | 5355271.1311 | 5.3553 | 12160.7506 | 0.11289 | 1 | Commercial_2035_SC B_GWh_After Competition Groups_1 | Building Recommissioning, Operations and Maintenance (O&M) Improvements | 11.29% | 5.3553 | 1372.8202 | Commercial_2035_SC B_GWh_After Competition Groups_Building Recommissioning, Operations and Maintenance (O&M) Improvements
Commercial | Com ¦ LED Low/High Bay | 2035 | SC B | GWh | After Competition Groups | 1161.6702 | 34602472.815 | 34.6025 | 12160.7506 | 0.095526 | 2 | Commercial_2035_SC B_GWh_After Competition Groups_2 | LED Low/High Bay | 9.553% | 34.6025 | 1161.6702 | Commercial_2035_SC B_GWh_After Competition Groups_LED Low/High Bay
Commercial | Com ¦ LED Troffer/Surface/Suspended | 2035 | SC B | GWh | After Competition Groups | 1006.6992 | 17231528.9507 | 17.2315 | 12160.7506 | 0.082783 | 3 | Commercial_2035_SC B_GWh_After Competition Groups_3 | LED Troffer/Surface/Suspended | 8.278% | 17.2315 | 1006.6992 | Commercial_2035_SC B_GWh_After Competition Groups_LED Troffer/Surface/Suspended
Commercial | Com ¦ ENERGY STAR LED LAMPS (REFLECTOR LAMPs/MR16/PAR 16) | 2035 | SC B | GWh | After Competition Groups | 964.41 | 1060530.527 | 1.0605 | 12160.7506 | 0.079305 | 4 | Commercial_2035_SC B_GWh_After Competition Groups_4 | ENERGY STAR LED LAMPS (REFLECTOR LAMPs/MR16/PAR 16) | 7.931% | 1.0605 | 964.41 | Commercial_2035_SC B_GWh_After Competition Groups_ENERGY STAR LED LAMPS (REFLECTOR LAMPs/MR16/PAR 16)
Commercial | Com ¦ LED EXTERIOR AREA LIGHTS - LED fixture (200W) | 2035 | SC B | GWh | After Competition Groups | 635.6212 | 226188.311 | 0.22619 | 12160.7506 | 0.052268 | 5 | Commercial_2035_SC B_GWh_After Competition Groups_5 | LED EXTERIOR AREA LIGHTS - LED fixture (200W) | 5.227% | 0.22619 | 635.6212 | Commercial_2035_SC B_GWh_After Competition Groups_LED EXTERIOR AREA LIGHTS - LED fixture (200W)
Commercial | Com ¦ LED Replacement Lamp (Tube) | 2035 | SC B | GWh | After Competition Groups | 625.045 | 0 | 0 | 12160.7506 | 0.051399 | 6 | Commercial_2035_SC B_GWh_After Competition Groups_6 | LED Replacement Lamp (Tube) | 5.14% | 0 | 625.045 | Commercial_2035_SC B_GWh_After Competition Groups_LED Replacement Lamp (Tube)
Commercial | Com ¦ Education and Capacity Building/Energy Behavior | 2035 | SC B | GWh | After Competition Groups | 621.4997 | 6956077.6897 | 6.9561 | 12160.7506 | 0.051107 | 7 | Commercial_2035_SC B_GWh_After Competition Groups_7 | Education and Capacity Building/Energy Behavior | 5.111% | 6.9561 | 621.4997 | Commercial_2035_SC B_GWh_After Competition Groups_Education and Capacity Building/Energy Behavior
Commercial | Com ¦ LED parking lot fixture | 2035 | SC B | GWh | After Competition Groups | 606.77 | 1662441.6752 | 1.6624 | 12160.7506 | 0.049896 | 8 | Commercial_2035_SC B_GWh_After Competition Groups_8 | LED parking lot fixture | 4.99% | 1.6624 | 606.77 | Commercial_2035_SC B_GWh_After Competition Groups_LED parking lot fixture
Commercial | Com ¦ Furnace Tune-Up | 2035 | SC B | GWh | After Competition Groups | 585.6018 | 26723.6456 | 0.026724 | 12160.7506 | 0.048155 | 9 | Commercial_2035_SC B_GWh_After Competition Groups_9 | Furnace Tune-Up | 4.816% | 0.026724 | 585.6018 | Commercial_2035_SC B_GWh_After Competition Groups_Furnace Tune-Up
Commercial | Com ¦ LED street light fixture | 2035 | SC B | GWh | After Competition Groups | 384.9658 | 4468828.0993 | 4.4688 | 12160.7506 | 0.031656 | 10 | Commercial_2035_SC B_GWh_After Competition Groups_10 | LED street light fixture | 3.166% | 4.4688 | 384.9658 | Commercial_2035_SC B_GWh_After Competition Groups_LED street light fixture
Commercial | Com ¦ Refrigerated Display Case Doors | 2035 | SC B | GWh | After Competition Groups | 309.1604 | 13762846.1238 | 13.7628 | 12160.7506 | 0.025423 | 11 | Commercial_2035_SC B_GWh_After Competition Groups_11 | Refrigerated Display Case Doors | 2.542% | 13.7628 | 309.1604 | Commercial_2035_SC B_GWh_After Competition Groups_Refrigerated Display Case Doors
Commercial | Com ¦ High Efficiency Air Source Heat Pump | 2035 | SC B | GWh | After Competition Groups | 283.5732 | 1394205.6075 | 1.3942 | 12160.7506 | 0.023319 | 12 | Commercial_2035_SC B_GWh_After Competition Groups_12 | High Efficiency Air Source Heat Pump | 2.332% | 1.3942 | 283.5732 | Commercial_2035_SC B_GWh_After Competition Groups_High Efficiency Air Source Heat Pump
Commercial | Com ¦ Demand Control Ventilation | 2035 | SC B | GWh | After Competition Groups | 276.1898 | 2752613.5522 | 2.7526 | 12160.7506 | 0.022712 | 13 | Commercial_2035_SC B_GWh_After Competition Groups_13 | Demand Control Ventilation | 2.271% | 2.7526 | 276.1898 | Commercial_2035_SC B_GWh_After Competition Groups_Demand Control Ventilation
Commercial | Com ¦ Reach-in Shaded Pole to ECM/PSC Evaporator Fan Motor | 2035 | SC B | GWh | After Competition Groups | 274.313 | 2311084.0749 | 2.3111 | 12160.7506 | 0.022557 | 14 | Commercial_2035_SC B_GWh_After Competition Groups_14 | Reach-in Shaded Pole to ECM/PSC Evaporator Fan Motor | 2.256% | 2.3111 | 274.313 | Commercial_2035_SC B_GWh_After Competition Groups_Reach-in Shaded Pole to ECM/PSC Evaporator Fan Motor
Commercial | Com ¦ Strip Curtains | 2035 | SC B | GWh | After Competition Groups | 252.2297 | 103935.8453 | 0.10394 | 12160.7506 | 0.020741 | 15 | Commercial_2035_SC B_GWh_After Competition Groups_15 | Strip Curtains | 2.074% | 0.10394 | 252.2297 | Commercial_2035_SC B_GWh_After Competition Groups_Strip Curtains
Commercial | Com ¦ Advanced BAS/Controllers | 2035 | SC B | GWh | After Competition Groups | 251.5326 | 1209392.6079 | 1.2094 | 12160.7506 | 0.020684 | 16 | Commercial_2035_SC B_GWh_After Competition Groups_16 | Advanced BAS/Controllers | 2.068% | 1.2094 | 251.5326 | Commercial_2035_SC B_GWh_After Competition Groups_Advanced BAS/Controllers
Commercial | Com ¦ Data Center Storage/Server Virtualization | 2035 | SC B | GWh | After Competition Groups | 246.805 | 0 | 0 | 12160.7506 | 0.020295 | 17 | Commercial_2035_SC B_GWh_After Competition Groups_17 | Data Center Storage/Server Virtualization | 2.03% | 0 | 246.805 | Commercial_2035_SC B_GWh_After Competition Groups_Data Center Storage/Server Virtualization
Commercial | Com ¦ Variable Frequency Drive (VFD) | 2035 | SC B | GWh | After Competition Groups | 194.3092 | 441176.4874 | 0.44118 | 12160.7506 | 0.015978 | 18 | Commercial_2035_SC B_GWh_After Competition Groups_18 | Variable Frequency Drive (VFD) | 1.598% | 0.44118 | 194.3092 | Commercial_2035_SC B_GWh_After Competition Groups_Variable Frequency Drive (VFD)
Commercial | Com ¦ Centrally controlled desktop PC/NETWORK PC POWER MANAGEMENT SOFTWARE | 2035 | SC B | GWh | After Competition Groups | 188.9828 | 481873.7939 | 0.48187 | 12160.7506 | 0.01554 | 19 | Commercial_2035_SC B_GWh_After Competition Groups_19 | Centrally controlled desktop PC/NETWORK PC POWER MANAGEMENT SOFTWARE | 1.554% | 0.48187 | 188.9828 | Commercial_2035_SC B_GWh_After Competition Groups_Centrally controlled desktop PC/NETWORK PC POWER MANAGEMENT SOFTWARE
Commercial | Com ¦ VFD on Pumps | 2035 | SC B | GWh | After Competition Groups | 181.7689 | 449049.2806 | 0.44905 | 12160.7506 | 0.014947 | 20 | Commercial_2035_SC B_GWh_After Competition Groups_20 | VFD on Pumps | 1.495% | 0.44905 | 181.7689 | Commercial_2035_SC B_GWh_After Competition Groups_VFD on Pumps
Commercial | Com ¦ LED or Equivalent Sign Lighting | 2035 | SC B | GWh | After Competition Groups | 172.0085 | 2619935.9254 | 2.6199 | 12160.7506 | 0.014145 | 21 | Commercial_2035_SC B_GWh_After Competition Groups_21 | LED or Equivalent Sign Lighting | 1.414% | 2.6199 | 172.0085 | Commercial_2035_SC B_GWh_After Competition Groups_LED or Equivalent Sign Lighting
Commercial | Com ¦ Air Handler with Dedicated Outdoor Air Systems | 2035 | SC B | GWh | After Competition Groups | 147.8692 | 0 | 0 | 12160.7506 | 0.01216 | 22 | Commercial_2035_SC B_GWh_After Competition Groups_22 | Air Handler with Dedicated Outdoor Air Systems | 1.216% | 0 | 147.8692 | Commercial_2035_SC B_GWh_After Competition Groups_Air Handler with Dedicated Outdoor Air Systems
Commercial | Com ¦ Adaptive Thermostats | 2035 | SC B | GWh | After Competition Groups | 145.9494 | 1858419.9853 | 1.8584 | 12160.7506 | 0.012002 | 23 | Commercial_2035_SC B_GWh_After Competition Groups_23 | Adaptive Thermostats | 1.2% | 1.8584 | 145.9494 | Commercial_2035_SC B_GWh_After Competition Groups_Adaptive Thermostats
Commercial | Com ¦ Unitary Air-Conditioning Unit | 2035 | SC B | GWh | After Competition Groups | 133.8333 | 11927015.3801 | 11.927 | 12160.7506 | 0.011005 | 24 | Commercial_2035_SC B_GWh_After Competition Groups_24 | Unitary Air-Conditioning Unit | 1.101% | 11.927 | 133.8333 | Commercial_2035_SC B_GWh_After Competition Groups_Unitary Air-Conditioning Unit
Commercial | Com ¦ ENERGY STAR LED LAMPS (General Service Lamps) | 2035 | SC B | GWh | After Competition Groups | 115.3853 | 179326.1065 | 0.17933 | 12160.7506 | 0.0094883 | 25 | Commercial_2035_SC B_GWh_After Competition Groups_25 | ENERGY STAR LED LAMPS (General Service Lamps) | 0.9488% | 0.17933 | 115.3853 | Commercial_2035_SC B_GWh_After Competition Groups_ENERGY STAR LED LAMPS (General Service Lamps)
Commercial | Com ¦ Door Gasket Freezer/Refrigerator | 2035 | SC B | GWh | After Competition Groups | 100.6883 | 878449.9146 | 0.87845 | 12160.7506 | 0.0082798 | 26 | Commercial_2035_SC B_GWh_After Competition Groups_26 | Door Gasket Freezer/Refrigerator | 0.828% | 0.87845 | 100.6883 | Commercial_2035_SC B_GWh_After Competition Groups_Door Gasket Freezer/Refrigerator
Commercial | Com ¦ ECM MOTORS FOR EVAPORATOR FANS for refrigeration (WALK-IN) | 2035 | SC B | GWh | After Competition Groups | 91.7566 | 277622.1483 | 0.27762 | 12160.7506 | 0.0075453 | 27 | Commercial_2035_SC B_GWh_After Competition Groups_27 | ECM MOTORS FOR EVAPORATOR FANS for refrigeration (WALK-IN) | 0.7545% | 0.27762 | 91.7566 | Commercial_2035_SC B_GWh_After Competition Groups_ECM MOTORS FOR EVAPORATOR FANS for refrigeration (WALK-IN)
Commercial | Com ¦ Demand Control Kitchen Ventilation | 2035 | SC B | GWh | After Competition Groups | 88.7733 | 261007.5276 | 0.26101 | 12160.7506 | 0.0073 | 28 | Commercial_2035_SC B_GWh_After Competition Groups_28 | Demand Control Kitchen Ventilation | 0.73% | 0.26101 | 88.7733 | Commercial_2035_SC B_GWh_After Competition Groups_Demand Control Kitchen Ventilation
Commercial | Com ¦ Condensing Unit Heaters or other Efficient Unit Heating System | 2035 | SC B | GWh | After Competition Groups | 88.1122 | 8033.9291 | 0.0080339 | 12160.7506 | 0.0072456 | 29 | Commercial_2035_SC B_GWh_After Competition Groups_29 | Condensing Unit Heaters or other Efficient Unit Heating System | 0.7246% | 0.0080339 | 88.1122 | Commercial_2035_SC B_GWh_After Competition Groups_Condensing Unit Heaters or other Efficient Unit Heating System
Commercial | Com ¦ Freezer Case Light Sensor | 2035 | SC B | GWh | After Competition Groups | 75.5207 | 618178.0407 | 0.61818 | 12160.7506 | 0.0062102 | 30 | Commercial_2035_SC B_GWh_After Competition Groups_30 | Freezer Case Light Sensor | 0.621% | 0.61818 | 75.5207 | Commercial_2035_SC B_GWh_After Competition Groups_Freezer Case Light Sensor
Commercial | Com ¦ Refrigerated Display Case LED | 2035 | SC B | GWh | After Competition Groups | 73.8395 | 1161913.1813 | 1.1619 | 12160.7506 | 0.006072 | 31 | Commercial_2035_SC B_GWh_After Competition Groups_31 | Refrigerated Display Case LED | 0.6072% | 1.1619 | 73.8395 | Commercial_2035_SC B_GWh_After Competition Groups_Refrigerated Display Case LED
Commercial | Com ¦ Evaporator Fan Controls | 2035 | SC B | GWh | After Competition Groups | 73.6679 | 44039.0909 | 0.044039 | 12160.7506 | 0.0060578 | 32 | Commercial_2035_SC B_GWh_After Competition Groups_32 | Evaporator Fan Controls | 0.6058% | 0.044039 | 73.6679 | Commercial_2035_SC B_GWh_After Competition Groups_Evaporator Fan Controls
Commercial | Com ¦ BEVERAGE VENDING MACHINE CONTROLS | 2035 | SC B | GWh | After Competition Groups | 36.7584 | 238456.2337 | 0.23846 | 12160.7506 | 0.0030227 | 33 | Commercial_2035_SC B_GWh_After Competition Groups_33 | BEVERAGE VENDING MACHINE CONTROLS | 0.3023% | 0.23846 | 36.7584 | Commercial_2035_SC B_GWh_After Competition Groups_BEVERAGE VENDING MACHINE CONTROLS
Commercial | Com ¦ Occupancy Sensors | 2035 | SC B | GWh | After Competition Groups | 35.4623 | 7804.994 | 0.007805 | 12160.7506 | 0.0029161 | 34 | Commercial_2035_SC B_GWh_After Competition Groups_34 | Occupancy Sensors | 0.2916% | 0.007805 | 35.4623 | Commercial_2035_SC B_GWh_After Competition Groups_Occupancy Sensors
Commercial | Com ¦ Elec Storage WH 2.30 Et | 2035 | SC B | GWh | After Competition Groups | 33.4906 | 189953.9591 | 0.18995 | 12160.7506 | 0.002754 | 35 | Commercial_2035_SC B_GWh_After Competition Groups_35 | Elec Storage WH 2.30 Et | 0.2754% | 0.18995 | 33.4906 | Commercial_2035_SC B_GWh_After Competition Groups_Elec Storage WH 2.30 Et
Commercial | Com ¦ ENERGY STAR Griddle (74% eff) | 2035 | SC B | GWh | After Competition Groups | 32.2863 | 220408.6503 | 0.22041 | 12160.7506 | 0.002655 | 36 | Commercial_2035_SC B_GWh_After Competition Groups_36 | ENERGY STAR Griddle (74% eff) | 0.2655% | 0.22041 | 32.2863 | Commercial_2035_SC B_GWh_After Competition Groups_ENERGY STAR Griddle (74% eff)
Commercial | Com ¦ Chilled Water Optimization | 2035 | SC B | GWh | After Competition Groups | 31.9375 | 1835855.8375 | 1.8359 | 12160.7506 | 0.0026263 | 37 | Commercial_2035_SC B_GWh_After Competition Groups_37 | Chilled Water Optimization | 0.2626% | 1.8359 | 31.9375 | Commercial_2035_SC B_GWh_After Competition Groups_Chilled Water Optimization
Commercial | Com ¦ Temperature Adjustment in Commercial Freezers | 2035 | SC B | GWh | After Competition Groups | 28.1759 | 0 | 0 | 12160.7506 | 0.002317 | 38 | Commercial_2035_SC B_GWh_After Competition Groups_38 | Temperature Adjustment in Commercial Freezers | 0.2317% | 0 | 28.1759 | Commercial_2035_SC B_GWh_After Competition Groups_Temperature Adjustment in Commercial Freezers
Commercial | Com ¦ CO Sensors for parking garage exhaust fans | 2035 | SC B | GWh | After Competition Groups | 27.78 | 479147.666 | 0.47915 | 12160.7506 | 0.0022844 | 39 | Commercial_2035_SC B_GWh_After Competition Groups_39 | CO Sensors for parking garage exhaust fans | 0.2284% | 0.47915 | 27.78 | Commercial_2035_SC B_GWh_After Competition Groups_CO Sensors for parking garage exhaust fans
Commercial | Com ¦ Energy Efficient Laboratory Fume Hood | 2035 | SC B | GWh | After Competition Groups | 24.5684 | 142910.05 | 0.14291 | 12160.7506 | 0.0020203 | 40 | Commercial_2035_SC B_GWh_After Competition Groups_40 | Energy Efficient Laboratory Fume Hood | 0.202% | 0.14291 | 24.5684 | Commercial_2035_SC B_GWh_After Competition Groups_Energy Efficient Laboratory Fume Hood
Commercial | Com ¦ Water Source Heat Pump (4 ton) | 2035 | SC B | GWh | After Competition Groups | 24.3794 | 1464667.9146 | 1.4647 | 12160.7506 | 0.0020048 | 41 | Commercial_2035_SC B_GWh_After Competition Groups_41 | Water Source Heat Pump (4 ton) | 0.2005% | 1.4647 | 24.3794 | Commercial_2035_SC B_GWh_After Competition Groups_Water Source Heat Pump (4 ton)
Commercial | Com ¦ Vertical Night Covers | 2035 | SC B | GWh | After Competition Groups | 21.8521 | 42719.0378 | 0.042719 | 12160.7506 | 0.0017969 | 42 | Commercial_2035_SC B_GWh_After Competition Groups_42 | Vertical Night Covers | 0.1797% | 0.042719 | 21.8521 | Commercial_2035_SC B_GWh_After Competition Groups_Vertical Night Covers
Commercial | Com ¦ Duct Insulation, R8 | 2035 | SC B | GWh | After Competition Groups | 19.5275 | 80757.704 | 0.080758 | 12160.7506 | 0.0016058 | 43 | Commercial_2035_SC B_GWh_After Competition Groups_43 | Duct Insulation, R8 | 0.1606% | 0.080758 | 19.5275 | Commercial_2035_SC B_GWh_After Competition Groups_Duct Insulation, R8
Commercial | Com ¦ Water Heating (DHW) Pipe Insulation (Add 3/4\ Foam)" | 2035 | SC B | GWh | After Competition Groups | 18.8301 | 58781.1628 | 0.058781 | 12160.7506 | 0.0015484 | 44 | Commercial_2035_SC B_GWh_After Competition Groups_44 | Water Heating (DHW) Pipe Insulation (Add 3/4\ Foam)" | 0.1548% | 0.058781 | 18.8301 | Commercial_2035_SC B_GWh_After Competition Groups_Water Heating (DHW) Pipe Insulation (Add 3/4\ Foam)"
Commercial | Com ¦ Outside Air Economizer | 2035 | SC B | GWh | After Competition Groups | 18.0128 | 65274.5207 | 0.065275 | 12160.7506 | 0.0014812 | 45 | Commercial_2035_SC B_GWh_After Competition Groups_45 | Outside Air Economizer | 0.1481% | 0.065275 | 18.0128 | Commercial_2035_SC B_GWh_After Competition Groups_Outside Air Economizer
Commercial | Com ¦ Suction Pipe Insulation Freezer/Refrigerator | 2035 | SC B | GWh | After Competition Groups | 11.9473 | 41948.1358 | 0.041948 | 12160.7506 | 0.00098245 | 46 | Commercial_2035_SC B_GWh_After Competition Groups_46 | Suction Pipe Insulation Freezer/Refrigerator | 0.09824% | 0.041948 | 11.9473 | Commercial_2035_SC B_GWh_After Competition Groups_Suction Pipe Insulation Freezer/Refrigerator
Commercial | Com ¦ ENERGY STAR Fryer (84% eff) | 2035 | SC B | GWh | After Competition Groups | 11.8519 | 155511.9921 | 0.15551 | 12160.7506 | 0.0009746 | 47 | Commercial_2035_SC B_GWh_After Competition Groups_47 | ENERGY STAR Fryer (84% eff) | 0.09746% | 0.15551 | 11.8519 | Commercial_2035_SC B_GWh_After Competition Groups_ENERGY STAR Fryer (84% eff)
Commercial | Com ¦ Condensing Make Up Air Unit | 2035 | SC B | GWh | After Competition Groups | 10.3531 | 2351652.4785 | 2.3517 | 12160.7506 | 0.00085136 | 48 | Commercial_2035_SC B_GWh_After Competition Groups_48 | Condensing Make Up Air Unit | 0.08514% | 2.3517 | 10.3531 | Commercial_2035_SC B_GWh_After Competition Groups_Condensing Make Up Air Unit
Commercial | Com ¦ ENERGY STAR Dishwasher | 2035 | SC B | GWh | After Competition Groups | 7.1782 | 38346.8203 | 0.038347 | 12160.7506 | 0.00059028 | 49 | Commercial_2035_SC B_GWh_After Competition Groups_49 | ENERGY STAR Dishwasher | 0.05903% | 0.038347 | 7.1782 | Commercial_2035_SC B_GWh_After Competition Groups_ENERGY STAR Dishwasher
Commercial | Com ¦ Ozone Laundry Treatment | 2035 | SC B | GWh | After Competition Groups | 6.2181 | 121181.3644 | 0.12118 | 12160.7506 | 0.00051133 | 50 | Commercial_2035_SC B_GWh_After Competition Groups_50 | Ozone Laundry Treatment | 0.05113% | 0.12118 | 6.2181 | Commercial_2035_SC B_GWh_After Competition Groups_Ozone Laundry Treatment
Commercial | Com ¦ ENERGY STAR Steam Cookers | 2035 | SC B | GWh | After Competition Groups | 5.6574 | 81353.839 | 0.081354 | 12160.7506 | 0.00046522 | 51 | Commercial_2035_SC B_GWh_After Competition Groups_51 | ENERGY STAR Steam Cookers | 0.04652% | 0.081354 | 5.6574 | Commercial_2035_SC B_GWh_After Competition Groups_ENERGY STAR Steam Cookers
Commercial | Com ¦ Demand controlled Circulating Systems | 2035 | SC B | GWh | After Competition Groups | 4.0503 | 0 | 0 | 12160.7506 | 0.00033307 | 52 | Commercial_2035_SC B_GWh_After Competition Groups_52 | Demand controlled Circulating Systems | 0.03331% | 0 | 4.0503 | Commercial_2035_SC B_GWh_After Competition Groups_Demand controlled Circulating Systems
Commercial | Com ¦ ECM MOTORS FOR HVAC APPLICATION (FAN-POWERED VAV BOX) | 2035 | SC B | GWh | After Competition Groups | 2.7266 | 25145.8862 | 0.025146 | 12160.7506 | 0.00022421 | 53 | Commercial_2035_SC B_GWh_After Competition Groups_53 | ECM MOTORS FOR HVAC APPLICATION (FAN-POWERED VAV BOX) | 0.02242% | 0.025146 | 2.7266 | Commercial_2035_SC B_GWh_After Competition Groups_ECM MOTORS FOR HVAC APPLICATION (FAN-POWERED VAV BOX)
Commercial | Com ¦ Thermostat Setback | 2035 | SC B | GWh | After Competition Groups | 2.4826 | 0 | 0 | 12160.7506 | 0.00020415 | 54 | Commercial_2035_SC B_GWh_After Competition Groups_54 | Thermostat Setback | 0.02042% | 0 | 2.4826 | Commercial_2035_SC B_GWh_After Competition Groups_Thermostat Setback
Commercial | Com ¦ Solar Water Preheat (Pools/DHW) | 2035 | SC B | GWh | After Competition Groups | 2.3518 | 5254.0661 | 0.0052541 | 12160.7506 | 0.00019339 | 55 | Commercial_2035_SC B_GWh_After Competition Groups_55 | Solar Water Preheat (Pools/DHW) | 0.01934% | 0.0052541 | 2.3518 | Commercial_2035_SC B_GWh_After Competition Groups_Solar Water Preheat (Pools/DHW)
Commercial | Com ¦ Notched V belts for HVAC Systems | 2035 | SC B | GWh | After Competition Groups | 1.6388 | 26595.6715 | 0.026596 | 12160.7506 | 0.00013476 | 56 | Commercial_2035_SC B_GWh_After Competition Groups_56 | Notched V belts for HVAC Systems | 0.01348% | 0.026596 | 1.6388 | Commercial_2035_SC B_GWh_After Competition Groups_Notched V belts for HVAC Systems
Commercial | Com ¦ PTAC (12 EER/10,000 BTU) | 2035 | SC B | GWh | After Competition Groups | 1.3471 | 31863.6888 | 0.031864 | 12160.7506 | 0.00011077 | 57 | Commercial_2035_SC B_GWh_After Competition Groups_57 | PTAC (12 EER/10,000 BTU) | 0.01108% | 0.031864 | 1.3471 | Commercial_2035_SC B_GWh_After Competition Groups_PTAC (12 EER/10,000 BTU)
Commercial | Com ¦ CEE Tier 2/Energy Star Clothes Washers | 2035 | SC B | GWh | After Competition Groups | 1.3119 | 15450.9115 | 0.015451 | 12160.7506 | 0.00010788 | 58 | Commercial_2035_SC B_GWh_After Competition Groups_58 | CEE Tier 2/Energy Star Clothes Washers | 0.01079% | 0.015451 | 1.3119 | Commercial_2035_SC B_GWh_After Competition Groups_CEE Tier 2/Energy Star Clothes Washers
Commercial | Com ¦ Auto Off Time Switch or Time Clock control | 2035 | SC B | GWh | After Competition Groups | 1.2591 | 54.6947 | 5.4695e-05 | 12160.7506 | 0.00010354 | 59 | Commercial_2035_SC B_GWh_After Competition Groups_59 | Auto Off Time Switch or Time Clock control | 0.01035% | 5.4695e-05 | 1.2591 | Commercial_2035_SC B_GWh_After Competition Groups_Auto Off Time Switch or Time Clock control
Commercial | Com ¦ Efficient compressor motor | 2035 | SC B | GWh | After Competition Groups | 1.0858 | 315252.0144 | 0.31525 | 12160.7506 | 8.9286e-05 | 60 | Commercial_2035_SC B_GWh_After Competition Groups_60 | Efficient compressor motor | 0.008929% | 0.31525 | 1.0858 | Commercial_2035_SC B_GWh_After Competition Groups_Efficient compressor motor
Commercial | COM ¦ Ductless Mini-Split Heat Pumps | 2035 | SC B | GWh | After Competition Groups | 1.0456 | 239.5117 | 0.00023951 | 12160.7506 | 8.5979e-05 | 61 | Commercial_2035_SC B_GWh_After Competition Groups_61 | Ductless Mini-Split Heat Pumps | 0.008598% | 0.00023951 | 1.0456 | Commercial_2035_SC B_GWh_After Competition Groups_Ductless Mini-Split Heat Pumps
Commercial | Com ¦ High Efficiency Small Instantaneous Water Heater | 2035 | SC B | GWh | After Competition Groups | 0.80149 | 39713.8179 | 0.039714 | 12160.7506 | 6.5908e-05 | 62 | Commercial_2035_SC B_GWh_After Competition Groups_62 | High Efficiency Small Instantaneous Water Heater | 0.006591% | 0.039714 | 0.80149 | Commercial_2035_SC B_GWh_After Competition Groups_High Efficiency Small Instantaneous Water Heater
Commercial | Com ¦ Low Flow Pre-Rinse Spray Nozzle | 2035 | SC B | GWh | After Competition Groups | 0.65633 | 1228.3186 | 0.0012283 | 12160.7506 | 5.3971e-05 | 63 | Commercial_2035_SC B_GWh_After Competition Groups_63 | Low Flow Pre-Rinse Spray Nozzle | 0.005397% | 0.0012283 | 0.65633 | Commercial_2035_SC B_GWh_After Competition Groups_Low Flow Pre-Rinse Spray Nozzle
Commercial | Com ¦ LED RECESSED DOWNLIGHTS | 2035 | SC B | GWh | After Competition Groups | 0.59469 | 73341.5276 | 0.073342 | 12160.7506 | 4.8903e-05 | 64 | Commercial_2035_SC B_GWh_After Competition Groups_64 | LED RECESSED DOWNLIGHTS | 0.00489% | 0.073342 | 0.59469 | Commercial_2035_SC B_GWh_After Competition Groups_LED RECESSED DOWNLIGHTS
Commercial | Com ¦ Commercial Hot Food Holding Cabinets | 2035 | SC B | GWh | After Competition Groups | 0.47273 | 3568.4382 | 0.0035684 | 12160.7506 | 3.8873e-05 | 65 | Commercial_2035_SC B_GWh_After Competition Groups_65 | Commercial Hot Food Holding Cabinets | 0.003887% | 0.0035684 | 0.47273 | Commercial_2035_SC B_GWh_After Competition Groups_Commercial Hot Food Holding Cabinets
Commercial | Com ¦ Energy Recovery Ventilation and Ventilation (Enhanced) | 2035 | SC B | GWh | After Competition Groups | 0.41163 | 0 | 0 | 12160.7506 | 3.3849e-05 | 66 | Commercial_2035_SC B_GWh_After Competition Groups_66 | Energy Recovery Ventilation and Ventilation (Enhanced) | 0.003385% | 0 | 0.41163 | Commercial_2035_SC B_GWh_After Competition Groups_Energy Recovery Ventilation and Ventilation (Enhanced)
Commercial | Com ¦ HVAC Optimization | 2035 | SC B | GWh | After Competition Groups | 0.37208 | 205.7364 | 0.00020574 | 12160.7506 | 3.0597e-05 | 67 | Commercial_2035_SC B_GWh_After Competition Groups_67 | HVAC Optimization | 0.00306% | 0.00020574 | 0.37208 | Commercial_2035_SC B_GWh_After Competition Groups_HVAC Optimization
Commercial | Com ¦ Wall Insulation | 2035 | SC B | GWh | After Competition Groups | 0.18939 | 8116.6665 | 0.0081167 | 12160.7506 | 1.5573e-05 | 68 | Commercial_2035_SC B_GWh_After Competition Groups_68 | Wall Insulation | 0.001557% | 0.0081167 | 0.18939 | Commercial_2035_SC B_GWh_After Competition Groups_Wall Insulation
Commercial | Com ¦ Room AC (w/ louvered sides) 14 SEER from 12 SEER code | 2035 | SC B | GWh | After Competition Groups | 0.10096 | 5847.466 | 0.0058475 | 12160.7506 | 8.3017e-06 | 69 | Commercial_2035_SC B_GWh_After Competition Groups_69 | Room AC (w/ louvered sides) 14 SEER from 12 SEER code | 0.0008302% | 0.0058475 | 0.10096 | Commercial_2035_SC B_GWh_After Competition Groups_Room AC (w/ louvered sides) 14 SEER from 12 SEER code
Commercial | Com ¦ High Efficiency Chiller (avg of water and air cooled) | 2035 | SC B | GWh | After Competition Groups | 0.056994 | 8377.5488 | 0.0083775 | 12160.7506 | 4.6867e-06 | 70 | Commercial_2035_SC B_GWh_After Competition Groups_70 | High Efficiency Chiller (avg of water and air cooled) | 0.0004687% | 0.0083775 | 0.056994 | Commercial_2035_SC B_GWh_After Competition Groups_High Efficiency Chiller (avg of water and air cooled)
Commercial | Com ¦ Air Curtains | 2035 | SC B | GWh | After Competition Groups | 0.056044 | 4020.8758 | 0.0040209 | 12160.7506 | 4.6086e-06 | 71 | Commercial_2035_SC B_GWh_After Competition Groups_71 | Air Curtains | 0.0004609% | 0.0040209 | 0.056044 | Commercial_2035_SC B_GWh_After Competition Groups_Air Curtains
Commercial | Com ¦ EC Plug Fan for Data Center (under cabinet) | 2035 | SC B | GWh | After Competition Groups | 0.053478 | 2372.4274 | 0.0023724 | 12160.7506 | 4.3976e-06 | 72 | Commercial_2035_SC B_GWh_After Competition Groups_72 | EC Plug Fan for Data Center (under cabinet) | 0.0004398% | 0.0023724 | 0.053478 | Commercial_2035_SC B_GWh_After Competition Groups_EC Plug Fan for Data Center (under cabinet)
Commercial | Com ¦ VSD Air Compressor | 2035 | SC B | GWh | After Competition Groups | 0.042226 | 540.1051 | 0.00054011 | 12160.7506 | 3.4723e-06 | 73 | Commercial_2035_SC B_GWh_After Competition Groups_73 | VSD Air Compressor | 0.0003472% | 0.00054011 | 0.042226 | Commercial_2035_SC B_GWh_After Competition Groups_VSD Air Compressor
Commercial | Com ¦ Electric Convection Combination Ovens | 2035 | SC B | GWh | After Competition Groups | 0.003667 | 3.2407 | 3.2407e-06 | 12160.7506 | 3.0155e-07 | 74 | Commercial_2035_SC B_GWh_After Competition Groups_74 | Electric Convection Combination Ovens | 3.015e-05% | 3.2407e-06 | 0.003667 | Commercial_2035_SC B_GWh_After Competition Groups_Electric Convection Combination Ovens
Commercial | Com ¦ LLLC - Low Impact Application | 2035 | SC B | GWh | After Competition Groups | 2.977e-18 | 5.4792e-15 | 5.4792e-21 | 12160.7506 | 2.4481e-22 | 75 | Commercial_2035_SC B_GWh_After Competition Groups_75 | LLLC - Low Impact Application | 2.448e-20% | 5.4792e-21 | 2.977e-18 | Commercial_2035_SC B_GWh_After Competition Groups_LLLC - Low Impact Application
Commercial | Com ¦ LLLC - High Impact Application | 2035 | SC B | GWh | After Competition Groups | 1.0897e-18 | 4.3276e-15 | 4.3276e-21 | 12160.7506 | 8.9605e-23 | 76 | Commercial_2035_SC B_GWh_After Competition Groups_76 | LLLC - High Impact Application | 8.96e-21% | 4.3276e-21 | 1.0897e-18 | Commercial_2035_SC B_GWh_After Competition Groups_LLLC - High Impact Application
Commercial | Com ¦ Networked/Connected - High Impact Application | 2035 | SC B | GWh | After Competition Groups | 1.418e-20 | 7.8316e-17 | 7.8316e-23 | 12160.7506 | 1.1661e-24 | 77 | Commercial_2035_SC B_GWh_After Competition Groups_77 | Networked/Connected - High Impact Application | 1.166e-22% | 7.8316e-23 | 1.418e-20 | Commercial_2035_SC B_GWh_After Competition Groups_Networked/Connected - High Impact Application
Commercial | Com ¦ Networked/Connected - Low Impact Application | 2035 | SC B | GWh | After Competition Groups | 8.1688e-21 | 5.7329e-17 | 5.7329e-23 | 12160.7506 | 6.7174e-25 | 78 | Commercial_2035_SC B_GWh_After Competition Groups_78 | Networked/Connected - Low Impact Application | 6.717e-23% | 5.7329e-23 | 8.1688e-21 | Commercial_2035_SC B_GWh_After Competition Groups_Networked/Connected - Low Impact Application
Commercial | Com ¦ Indoor Daylight Sensors/Photocell Dimming Control | 2035 | SC B | GWh | After Competition Groups | 0 | 0 | 0 | 12160.7506 | 0 | 79 | Commercial_2035_SC B_GWh_After Competition Groups_79 | Indoor Daylight Sensors/Photocell Dimming Control | 0% | 0 | 0 | Commercial_2035_SC B_GWh_After Competition Groups_Indoor Daylight Sensors/Photocell Dimming Control
Commercial | Com ¦ Variable Refrigerant Flow Heat Pump | 2035 | SC B | GWh | After Competition Groups | 0 | 0 | 0 | 12160.7506 | 0 | 80 | Commercial_2035_SC B_GWh_After Competition Groups_80 | Variable Refrigerant Flow Heat Pump | 0% | 0 | 0 | Commercial_2035_SC B_GWh_After Competition Groups_Variable Refrigerant Flow Heat Pump
Commercial | Com ¦ LED Low/High Bay | 2035 | SC C | GWh | After Competition Groups | 1160.7039 | 34372353.9613 | 34.3724 | 9837.6866 | 0.11799 | 1 | Commercial_2035_SC C_GWh_After Competition Groups_1 | LED Low/High Bay | 11.8% | 34.3724 | 1160.7039 | Commercial_2035_SC C_GWh_After Competition Groups_LED Low/High Bay
Commercial | Com ¦ LED Troffer/Surface/Suspended | 2035 | SC C | GWh | After Competition Groups | 1005.822 | 17281235.5442 | 17.2812 | 9837.6866 | 0.10224 | 2 | Commercial_2035_SC C_GWh_After Competition Groups_2 | LED Troffer/Surface/Suspended | 10.22% | 17.2812 | 1005.822 | Commercial_2035_SC C_GWh_After Competition Groups_LED Troffer/Surface/Suspended
Commercial | Com ¦ ENERGY STAR LED LAMPS (REFLECTOR LAMPs/MR16/PAR 16) | 2035 | SC C | GWh | After Competition Groups | 964.41 | 1060636.5907 | 1.0606 | 9837.6866 | 0.098032 | 3 | Commercial_2035_SC C_GWh_After Competition Groups_3 | ENERGY STAR LED LAMPS (REFLECTOR LAMPs/MR16/PAR 16) | 9.803% | 1.0606 | 964.41 | Commercial_2035_SC C_GWh_After Competition Groups_ENERGY STAR LED LAMPS (REFLECTOR LAMPs/MR16/PAR 16)
Commercial | Com ¦ Building Recommissioning, Operations and Maintenance (O&M) Improvements | 2035 | SC C | GWh | After Competition Groups | 673.6605 | 2795730.1379 | 2.7957 | 9837.6866 | 0.068478 | 4 | Commercial_2035_SC C_GWh_After Competition Groups_4 | Building Recommissioning, Operations and Maintenance (O&M) Improvements | 6.848% | 2.7957 | 673.6605 | Commercial_2035_SC C_GWh_After Competition Groups_Building Recommissioning, Operations and Maintenance (O&M) Improvements
Commercial | Com ¦ LED EXTERIOR AREA LIGHTS - LED fixture (200W) | 2035 | SC C | GWh | After Competition Groups | 635.2369 | 0 | 0 | 9837.6866 | 0.064572 | 5 | Commercial_2035_SC C_GWh_After Competition Groups_5 | LED EXTERIOR AREA LIGHTS - LED fixture (200W) | 6.457% | 0 | 635.2369 | Commercial_2035_SC C_GWh_After Competition Groups_LED EXTERIOR AREA LIGHTS - LED fixture (200W)
Commercial | Com ¦ LED Replacement Lamp (Tube) | 2035 | SC C | GWh | After Competition Groups | 625.045 | 0 | 0 | 9837.6866 | 0.063536 | 6 | Commercial_2035_SC C_GWh_After Competition Groups_6 | LED Replacement Lamp (Tube) | 6.354% | 0 | 625.045 | Commercial_2035_SC C_GWh_After Competition Groups_LED Replacement Lamp (Tube)
Commercial | Com ¦ LED parking lot fixture | 2035 | SC C | GWh | After Competition Groups | 606.77 | 1662607.936 | 1.6626 | 9837.6866 | 0.061678 | 7 | Commercial_2035_SC C_GWh_After Competition Groups_7 | LED parking lot fixture | 6.168% | 1.6626 | 606.77 | Commercial_2035_SC C_GWh_After Competition Groups_LED parking lot fixture
Commercial | Com ¦ Furnace Tune-Up | 2035 | SC C | GWh | After Competition Groups | 396.7959 | 103011.3966 | 0.10301 | 9837.6866 | 0.040334 | 8 | Commercial_2035_SC C_GWh_After Competition Groups_8 | Furnace Tune-Up | 4.033% | 0.10301 | 396.7959 | Commercial_2035_SC C_GWh_After Competition Groups_Furnace Tune-Up
Commercial | Com ¦ LED street light fixture | 2035 | SC C | GWh | After Competition Groups | 384.9658 | 4469275.0268 | 4.4693 | 9837.6866 | 0.039132 | 9 | Commercial_2035_SC C_GWh_After Competition Groups_9 | LED street light fixture | 3.913% | 4.4693 | 384.9658 | Commercial_2035_SC C_GWh_After Competition Groups_LED street light fixture
Commercial | Com ¦ High Efficiency Air Source Heat Pump | 2035 | SC C | GWh | After Competition Groups | 283.5738 | 1394349.515 | 1.3943 | 9837.6866 | 0.028825 | 10 | Commercial_2035_SC C_GWh_After Competition Groups_10 | High Efficiency Air Source Heat Pump | 2.883% | 1.3943 | 283.5738 | Commercial_2035_SC C_GWh_After Competition Groups_High Efficiency Air Source Heat Pump
Commercial | Com ¦ Refrigerated Display Case Doors | 2035 | SC C | GWh | After Competition Groups | 259.1465 | 14141080.3486 | 14.1411 | 9837.6866 | 0.026342 | 11 | Commercial_2035_SC C_GWh_After Competition Groups_11 | Refrigerated Display Case Doors | 2.634% | 14.1411 | 259.1465 | Commercial_2035_SC C_GWh_After Competition Groups_Refrigerated Display Case Doors
Commercial | Com ¦ Reach-in Shaded Pole to ECM/PSC Evaporator Fan Motor | 2035 | SC C | GWh | After Competition Groups | 258.6332 | 2378174.9642 | 2.3782 | 9837.6866 | 0.02629 | 12 | Commercial_2035_SC C_GWh_After Competition Groups_12 | Reach-in Shaded Pole to ECM/PSC Evaporator Fan Motor | 2.629% | 2.3782 | 258.6332 | Commercial_2035_SC C_GWh_After Competition Groups_Reach-in Shaded Pole to ECM/PSC Evaporator Fan Motor
Commercial | Com ¦ Data Center Storage/Server Virtualization | 2035 | SC C | GWh | After Competition Groups | 227.2975 | 0 | 0 | 9837.6866 | 0.023105 | 13 | Commercial_2035_SC C_GWh_After Competition Groups_13 | Data Center Storage/Server Virtualization | 2.31% | 0 | 227.2975 | Commercial_2035_SC C_GWh_After Competition Groups_Data Center Storage/Server Virtualization
Commercial | Com ¦ Strip Curtains | 2035 | SC C | GWh | After Competition Groups | 188.804 | 177854.9587 | 0.17785 | 9837.6866 | 0.019192 | 14 | Commercial_2035_SC C_GWh_After Competition Groups_14 | Strip Curtains | 1.919% | 0.17785 | 188.804 | Commercial_2035_SC C_GWh_After Competition Groups_Strip Curtains
Commercial | Com ¦ Demand Control Ventilation | 2035 | SC C | GWh | After Competition Groups | 178.5116 | 3450444.7078 | 3.4504 | 9837.6866 | 0.018146 | 15 | Commercial_2035_SC C_GWh_After Competition Groups_15 | Demand Control Ventilation | 1.815% | 3.4504 | 178.5116 | Commercial_2035_SC C_GWh_After Competition Groups_Demand Control Ventilation
Commercial | Com ¦ LED or Equivalent Sign Lighting | 2035 | SC C | GWh | After Competition Groups | 172.0085 | 2620197.9452 | 2.6202 | 9837.6866 | 0.017485 | 16 | Commercial_2035_SC C_GWh_After Competition Groups_16 | LED or Equivalent Sign Lighting | 1.748% | 2.6202 | 172.0085 | Commercial_2035_SC C_GWh_After Competition Groups_LED or Equivalent Sign Lighting
Commercial | Com ¦ Advanced BAS/Controllers | 2035 | SC C | GWh | After Competition Groups | 150.2405 | 643384.4446 | 0.64338 | 9837.6866 | 0.015272 | 17 | Commercial_2035_SC C_GWh_After Competition Groups_17 | Advanced BAS/Controllers | 1.527% | 0.64338 | 150.2405 | Commercial_2035_SC C_GWh_After Competition Groups_Advanced BAS/Controllers
Commercial | Com ¦ Centrally controlled desktop PC/NETWORK PC POWER MANAGEMENT SOFTWARE | 2035 | SC C | GWh | After Competition Groups | 143.9167 | 802039.8979 | 0.80204 | 9837.6866 | 0.014629 | 18 | Commercial_2035_SC C_GWh_After Competition Groups_18 | Centrally controlled desktop PC/NETWORK PC POWER MANAGEMENT SOFTWARE | 1.463% | 0.80204 | 143.9167 | Commercial_2035_SC C_GWh_After Competition Groups_Centrally controlled desktop PC/NETWORK PC POWER MANAGEMENT SOFTWARE
Commercial | Com ¦ Variable Frequency Drive (VFD) | 2035 | SC C | GWh | After Competition Groups | 132.0661 | 1699980.2292 | 1.7 | 9837.6866 | 0.013425 | 19 | Commercial_2035_SC C_GWh_After Competition Groups_19 | Variable Frequency Drive (VFD) | 1.342% | 1.7 | 132.0661 | Commercial_2035_SC C_GWh_After Competition Groups_Variable Frequency Drive (VFD)
Commercial | Com ¦ Education and Capacity Building/Energy Behavior | 2035 | SC C | GWh | After Competition Groups | 124.2999 | 1391215.5379 | 1.3912 | 9837.6866 | 0.012635 | 20 | Commercial_2035_SC C_GWh_After Competition Groups_20 | Education and Capacity Building/Energy Behavior | 1.264% | 1.3912 | 124.2999 | Commercial_2035_SC C_GWh_After Competition Groups_Education and Capacity Building/Energy Behavior
Commercial | Com ¦ VFD on Pumps | 2035 | SC C | GWh | After Competition Groups | 123.3824 | 1728108.7633 | 1.7281 | 9837.6866 | 0.012542 | 21 | Commercial_2035_SC C_GWh_After Competition Groups_21 | VFD on Pumps | 1.254% | 1.7281 | 123.3824 | Commercial_2035_SC C_GWh_After Competition Groups_VFD on Pumps
Commercial | Com ¦ ENERGY STAR LED LAMPS (General Service Lamps) | 2035 | SC C | GWh | After Competition Groups | 115.3853 | 179344.041 | 0.17934 | 9837.6866 | 0.011729 | 22 | Commercial_2035_SC C_GWh_After Competition Groups_22 | ENERGY STAR LED LAMPS (General Service Lamps) | 1.173% | 0.17934 | 115.3853 | Commercial_2035_SC C_GWh_After Competition Groups_ENERGY STAR LED LAMPS (General Service Lamps)
Commercial | Com ¦ Adaptive Thermostats | 2035 | SC C | GWh | After Competition Groups | 105.0055 | 3387505.3037 | 3.3875 | 9837.6866 | 0.010674 | 23 | Commercial_2035_SC C_GWh_After Competition Groups_23 | Adaptive Thermostats | 1.067% | 3.3875 | 105.0055 | Commercial_2035_SC C_GWh_After Competition Groups_Adaptive Thermostats
Commercial | Com ¦ Unitary Air-Conditioning Unit | 2035 | SC C | GWh | After Competition Groups | 100.4111 | 11737544.0844 | 11.7375 | 9837.6866 | 0.010207 | 24 | Commercial_2035_SC C_GWh_After Competition Groups_24 | Unitary Air-Conditioning Unit | 1.021% | 11.7375 | 100.4111 | Commercial_2035_SC C_GWh_After Competition Groups_Unitary Air-Conditioning Unit
Commercial | Com ¦ Air Handler with Dedicated Outdoor Air Systems | 2035 | SC C | GWh | After Competition Groups | 74.829 | 0 | 0 | 9837.6866 | 0.0076064 | 25 | Commercial_2035_SC C_GWh_After Competition Groups_25 | Air Handler with Dedicated Outdoor Air Systems | 0.7606% | 0 | 74.829 | Commercial_2035_SC C_GWh_After Competition Groups_Air Handler with Dedicated Outdoor Air Systems
Commercial | Com ¦ Door Gasket Freezer/Refrigerator | 2035 | SC C | GWh | After Competition Groups | 67.6361 | 1433478.2081 | 1.4335 | 9837.6866 | 0.0068752 | 26 | Commercial_2035_SC C_GWh_After Competition Groups_26 | Door Gasket Freezer/Refrigerator | 0.6875% | 1.4335 | 67.6361 | Commercial_2035_SC C_GWh_After Competition Groups_Door Gasket Freezer/Refrigerator
Commercial | Com ¦ Demand Control Kitchen Ventilation | 2035 | SC C | GWh | After Competition Groups | 63.4686 | 256944.1721 | 0.25694 | 9837.6866 | 0.0064516 | 27 | Commercial_2035_SC C_GWh_After Competition Groups_27 | Demand Control Kitchen Ventilation | 0.6452% | 0.25694 | 63.4686 | Commercial_2035_SC C_GWh_After Competition Groups_Demand Control Kitchen Ventilation
Commercial | Com ¦ ECM MOTORS FOR EVAPORATOR FANS for refrigeration (WALK-IN) | 2035 | SC C | GWh | After Competition Groups | 61.7807 | 1039054.7599 | 1.0391 | 9837.6866 | 0.00628 | 28 | Commercial_2035_SC C_GWh_After Competition Groups_28 | ECM MOTORS FOR EVAPORATOR FANS for refrigeration (WALK-IN) | 0.628% | 1.0391 | 61.7807 | Commercial_2035_SC C_GWh_After Competition Groups_ECM MOTORS FOR EVAPORATOR FANS for refrigeration (WALK-IN)
Commercial | Com ¦ Condensing Unit Heaters or other Efficient Unit Heating System | 2035 | SC C | GWh | After Competition Groups | 59.6762 | 30934.3158 | 0.030934 | 9837.6866 | 0.0060661 | 29 | Commercial_2035_SC C_GWh_After Competition Groups_29 | Condensing Unit Heaters or other Efficient Unit Heating System | 0.6066% | 0.030934 | 59.6762 | Commercial_2035_SC C_GWh_After Competition Groups_Condensing Unit Heaters or other Efficient Unit Heating System
Commercial | Com ¦ Refrigerated Display Case LED | 2035 | SC C | GWh | After Competition Groups | 56.9322 | 2317834.0855 | 2.3178 | 9837.6866 | 0.0057872 | 30 | Commercial_2035_SC C_GWh_After Competition Groups_30 | Refrigerated Display Case LED | 0.5787% | 2.3178 | 56.9322 | Commercial_2035_SC C_GWh_After Competition Groups_Refrigerated Display Case LED
Commercial | Com ¦ Freezer Case Light Sensor | 2035 | SC C | GWh | After Competition Groups | 50.7464 | 2291548.9072 | 2.2915 | 9837.6866 | 0.0051584 | 31 | Commercial_2035_SC C_GWh_After Competition Groups_31 | Freezer Case Light Sensor | 0.5158% | 2.2915 | 50.7464 | Commercial_2035_SC C_GWh_After Competition Groups_Freezer Case Light Sensor
Commercial | Com ¦ Evaporator Fan Controls | 2035 | SC C | GWh | After Competition Groups | 49.5009 | 163271.7798 | 0.16327 | 9837.6866 | 0.0050318 | 32 | Commercial_2035_SC C_GWh_After Competition Groups_32 | Evaporator Fan Controls | 0.5032% | 0.16327 | 49.5009 | Commercial_2035_SC C_GWh_After Competition Groups_Evaporator Fan Controls
Commercial | Com ¦ Occupancy Sensors | 2035 | SC C | GWh | After Competition Groups | 35.4623 | 7805.7761 | 0.0078058 | 9837.6866 | 0.0036047 | 33 | Commercial_2035_SC C_GWh_After Competition Groups_33 | Occupancy Sensors | 0.3605% | 0.0078058 | 35.4623 | Commercial_2035_SC C_GWh_After Competition Groups_Occupancy Sensors
Commercial | Com ¦ ENERGY STAR Griddle (74% eff) | 2035 | SC C | GWh | After Competition Groups | 32.2864 | 220431.8288 | 0.22043 | 9837.6866 | 0.0032819 | 34 | Commercial_2035_SC C_GWh_After Competition Groups_34 | ENERGY STAR Griddle (74% eff) | 0.3282% | 0.22043 | 32.2864 | Commercial_2035_SC C_GWh_After Competition Groups_ENERGY STAR Griddle (74% eff)
Commercial | Com ¦ Chilled Water Optimization | 2035 | SC C | GWh | After Competition Groups | 31.9384 | 1836103.0996 | 1.8361 | 9837.6866 | 0.0032465 | 35 | Commercial_2035_SC C_GWh_After Competition Groups_35 | Chilled Water Optimization | 0.3247% | 1.8361 | 31.9384 | Commercial_2035_SC C_GWh_After Competition Groups_Chilled Water Optimization
Commercial | Com ¦ BEVERAGE VENDING MACHINE CONTROLS | 2035 | SC C | GWh | After Competition Groups | 24.2543 | 367566.413 | 0.36757 | 9837.6866 | 0.0024654 | 36 | Commercial_2035_SC C_GWh_After Competition Groups_36 | BEVERAGE VENDING MACHINE CONTROLS | 0.2465% | 0.36757 | 24.2543 | Commercial_2035_SC C_GWh_After Competition Groups_BEVERAGE VENDING MACHINE CONTROLS
Commercial | Com ¦ Elec Storage WH 2.30 Et | 2035 | SC C | GWh | After Competition Groups | 22.6407 | 584427.8894 | 0.58443 | 9837.6866 | 0.0023014 | 37 | Commercial_2035_SC C_GWh_After Competition Groups_37 | Elec Storage WH 2.30 Et | 0.2301% | 0.58443 | 22.6407 | Commercial_2035_SC C_GWh_After Competition Groups_Elec Storage WH 2.30 Et
Commercial | Com ¦ CO Sensors for parking garage exhaust fans | 2035 | SC C | GWh | After Competition Groups | 19.2184 | 790146.3932 | 0.79015 | 9837.6866 | 0.0019536 | 38 | Commercial_2035_SC C_GWh_After Competition Groups_38 | CO Sensors for parking garage exhaust fans | 0.1954% | 0.79015 | 19.2184 | Commercial_2035_SC C_GWh_After Competition Groups_CO Sensors for parking garage exhaust fans
Commercial | Com ¦ Temperature Adjustment in Commercial Freezers | 2035 | SC C | GWh | After Competition Groups | 18.9451 | 0 | 0 | 9837.6866 | 0.0019258 | 39 | Commercial_2035_SC C_GWh_After Competition Groups_39 | Temperature Adjustment in Commercial Freezers | 0.1926% | 0 | 18.9451 | Commercial_2035_SC C_GWh_After Competition Groups_Temperature Adjustment in Commercial Freezers
Commercial | Com ¦ Water Source Heat Pump (4 ton) | 2035 | SC C | GWh | After Competition Groups | 18.2926 | 1442171.5148 | 1.4422 | 9837.6866 | 0.0018594 | 40 | Commercial_2035_SC C_GWh_After Competition Groups_40 | Water Source Heat Pump (4 ton) | 0.1859% | 1.4422 | 18.2926 | Commercial_2035_SC C_GWh_After Competition Groups_Water Source Heat Pump (4 ton)
Commercial | Com ¦ Energy Efficient Laboratory Fume Hood | 2035 | SC C | GWh | After Competition Groups | 16.7913 | 548650.3478 | 0.54865 | 9837.6866 | 0.0017068 | 41 | Commercial_2035_SC C_GWh_After Competition Groups_41 | Energy Efficient Laboratory Fume Hood | 0.1707% | 0.54865 | 16.7913 | Commercial_2035_SC C_GWh_After Competition Groups_Energy Efficient Laboratory Fume Hood
Commercial | Com ¦ Vertical Night Covers | 2035 | SC C | GWh | After Competition Groups | 14.6835 | 158374.3946 | 0.15837 | 9837.6866 | 0.0014926 | 42 | Commercial_2035_SC C_GWh_After Competition Groups_42 | Vertical Night Covers | 0.1493% | 0.15837 | 14.6835 | Commercial_2035_SC C_GWh_After Competition Groups_Vertical Night Covers
Commercial | Com ¦ Outside Air Economizer | 2035 | SC C | GWh | After Competition Groups | 13.6444 | 113098.0346 | 0.1131 | 9837.6866 | 0.001387 | 43 | Commercial_2035_SC C_GWh_After Competition Groups_43 | Outside Air Economizer | 0.1387% | 0.1131 | 13.6444 | Commercial_2035_SC C_GWh_After Competition Groups_Outside Air Economizer
Commercial | Com ¦ Duct Insulation, R8 | 2035 | SC C | GWh | After Competition Groups | 13.2626 | 316004.3168 | 0.316 | 9837.6866 | 0.0013481 | 44 | Commercial_2035_SC C_GWh_After Competition Groups_44 | Duct Insulation, R8 | 0.1348% | 0.316 | 13.2626 | Commercial_2035_SC C_GWh_After Competition Groups_Duct Insulation, R8
Commercial | Com ¦ Water Heating (DHW) Pipe Insulation (Add 3/4\ Foam)" | 2035 | SC C | GWh | After Competition Groups | 12.6964 | 221480.8304 | 0.22148 | 9837.6866 | 0.0012906 | 45 | Commercial_2035_SC C_GWh_After Competition Groups_45 | Water Heating (DHW) Pipe Insulation (Add 3/4\ Foam)" | 0.1291% | 0.22148 | 12.6964 | Commercial_2035_SC C_GWh_After Competition Groups_Water Heating (DHW) Pipe Insulation (Add 3/4\ Foam)"
Commercial | Com ¦ ENERGY STAR Fryer (84% eff) | 2035 | SC C | GWh | After Competition Groups | 11.852 | 155528.4637 | 0.15553 | 9837.6866 | 0.0012048 | 46 | Commercial_2035_SC C_GWh_After Competition Groups_46 | ENERGY STAR Fryer (84% eff) | 0.1205% | 0.15553 | 11.852 | Commercial_2035_SC C_GWh_After Competition Groups_ENERGY STAR Fryer (84% eff)
Commercial | Com ¦ Condensing Make Up Air Unit | 2035 | SC C | GWh | After Competition Groups | 8.6355 | 2200046.4616 | 2.2 | 9837.6866 | 0.0008778 | 47 | Commercial_2035_SC C_GWh_After Competition Groups_47 | Condensing Make Up Air Unit | 0.08778% | 2.2 | 8.6355 | Commercial_2035_SC C_GWh_After Competition Groups_Condensing Make Up Air Unit
Commercial | Com ¦ Suction Pipe Insulation Freezer/Refrigerator | 2035 | SC C | GWh | After Competition Groups | 8.0367 | 156219.7909 | 0.15622 | 9837.6866 | 0.00081693 | 48 | Commercial_2035_SC C_GWh_After Competition Groups_48 | Suction Pipe Insulation Freezer/Refrigerator | 0.08169% | 0.15622 | 8.0367 | Commercial_2035_SC C_GWh_After Competition Groups_Suction Pipe Insulation Freezer/Refrigerator
Commercial | Com ¦ ENERGY STAR Dishwasher | 2035 | SC C | GWh | After Competition Groups | 6.6289 | 38351.0383 | 0.038351 | 9837.6866 | 0.00067383 | 49 | Commercial_2035_SC C_GWh_After Competition Groups_49 | ENERGY STAR Dishwasher | 0.06738% | 0.038351 | 6.6289 | Commercial_2035_SC C_GWh_After Competition Groups_ENERGY STAR Dishwasher
Commercial | Com ¦ ENERGY STAR Steam Cookers | 2035 | SC C | GWh | After Competition Groups | 5.6575 | 81362.919 | 0.081363 | 9837.6866 | 0.00057508 | 50 | Commercial_2035_SC C_GWh_After Competition Groups_50 | ENERGY STAR Steam Cookers | 0.05751% | 0.081363 | 5.6575 | Commercial_2035_SC C_GWh_After Competition Groups_ENERGY STAR Steam Cookers
Commercial | Com ¦ Ozone Laundry Treatment | 2035 | SC C | GWh | After Competition Groups | 4.2671 | 211709.7523 | 0.21171 | 9837.6866 | 0.00043375 | 51 | Commercial_2035_SC C_GWh_After Competition Groups_51 | Ozone Laundry Treatment | 0.04337% | 0.21171 | 4.2671 | Commercial_2035_SC C_GWh_After Competition Groups_Ozone Laundry Treatment
Commercial | Com ¦ Demand controlled Circulating Systems | 2035 | SC C | GWh | After Competition Groups | 2.6997 | 0 | 0 | 9837.6866 | 0.00027443 | 52 | Commercial_2035_SC C_GWh_After Competition Groups_52 | Demand controlled Circulating Systems | 0.02744% | 0 | 2.6997 | Commercial_2035_SC C_GWh_After Competition Groups_Demand controlled Circulating Systems
Commercial | Com ¦ Thermostat Setback | 2035 | SC C | GWh | After Competition Groups | 2.4693 | 0 | 0 | 9837.6866 | 0.000251 | 53 | Commercial_2035_SC C_GWh_After Competition Groups_53 | Thermostat Setback | 0.0251% | 0 | 2.4693 | Commercial_2035_SC C_GWh_After Competition Groups_Thermostat Setback
Commercial | Com ¦ ECM MOTORS FOR HVAC APPLICATION (FAN-POWERED VAV BOX) | 2035 | SC C | GWh | After Competition Groups | 1.9974 | 42521.9858 | 0.042522 | 9837.6866 | 0.00020303 | 54 | Commercial_2035_SC C_GWh_After Competition Groups_54 | ECM MOTORS FOR HVAC APPLICATION (FAN-POWERED VAV BOX) | 0.0203% | 0.042522 | 1.9974 | Commercial_2035_SC C_GWh_After Competition Groups_ECM MOTORS FOR HVAC APPLICATION (FAN-POWERED VAV BOX)
Commercial | Com ¦ Solar Water Preheat (Pools/DHW) | 2035 | SC C | GWh | After Competition Groups | 1.3332 | 4504.2412 | 0.0045042 | 9837.6866 | 0.00013552 | 55 | Commercial_2035_SC C_GWh_After Competition Groups_55 | Solar Water Preheat (Pools/DHW) | 0.01355% | 0.0045042 | 1.3332 | Commercial_2035_SC C_GWh_After Competition Groups_Solar Water Preheat (Pools/DHW)
Commercial | Com ¦ CEE Tier 2/Energy Star Clothes Washers | 2035 | SC C | GWh | After Competition Groups | 1.1965 | 17543.9994 | 0.017544 | 9837.6866 | 0.00012163 | 56 | Commercial_2035_SC C_GWh_After Competition Groups_56 | CEE Tier 2/Energy Star Clothes Washers | 0.01216% | 0.017544 | 1.1965 | Commercial_2035_SC C_GWh_After Competition Groups_CEE Tier 2/Energy Star Clothes Washers
Commercial | Com ¦ Notched V belts for HVAC Systems | 2035 | SC C | GWh | After Competition Groups | 1.1773 | 36006.5655 | 0.036007 | 9837.6866 | 0.00011967 | 57 | Commercial_2035_SC C_GWh_After Competition Groups_57 | Notched V belts for HVAC Systems | 0.01197% | 0.036007 | 1.1773 | Commercial_2035_SC C_GWh_After Competition Groups_Notched V belts for HVAC Systems
Commercial | Com ¦ Auto Off Time Switch or Time Clock control | 2035 | SC C | GWh | After Competition Groups | 0.84068 | 88.4649 | 8.8465e-05 | 9837.6866 | 8.5455e-05 | 58 | Commercial_2035_SC C_GWh_After Competition Groups_58 | Auto Off Time Switch or Time Clock control | 0.008546% | 8.8465e-05 | 0.84068 | Commercial_2035_SC C_GWh_After Competition Groups_Auto Off Time Switch or Time Clock control
Commercial | COM ¦ Ductless Mini-Split Heat Pumps | 2035 | SC C | GWh | After Competition Groups | 0.83597 | 241.5764 | 0.00024158 | 9837.6866 | 8.4976e-05 | 59 | Commercial_2035_SC C_GWh_After Competition Groups_59 | Ductless Mini-Split Heat Pumps | 0.008498% | 0.00024158 | 0.83597 | Commercial_2035_SC C_GWh_After Competition Groups_Ductless Mini-Split Heat Pumps
Commercial | Com ¦ PTAC (12 EER/10,000 BTU) | 2035 | SC C | GWh | After Competition Groups | 0.76705 | 33402.157 | 0.033402 | 9837.6866 | 7.7971e-05 | 60 | Commercial_2035_SC C_GWh_After Competition Groups_60 | PTAC (12 EER/10,000 BTU) | 0.007797% | 0.033402 | 0.76705 | Commercial_2035_SC C_GWh_After Competition Groups_PTAC (12 EER/10,000 BTU)
Commercial | Com ¦ LLLC - High Impact Application | 2035 | SC C | GWh | After Competition Groups | 0.65423 | 0.38189 | 3.8189e-07 | 9837.6866 | 6.6502e-05 | 61 | Commercial_2035_SC C_GWh_After Competition Groups_61 | LLLC - High Impact Application | 0.00665% | 3.8189e-07 | 0.65423 | Commercial_2035_SC C_GWh_After Competition Groups_LLLC - High Impact Application
Commercial | Com ¦ LED RECESSED DOWNLIGHTS | 2035 | SC C | GWh | After Competition Groups | 0.59469 | 73348.8625 | 0.073349 | 9837.6866 | 6.045e-05 | 62 | Commercial_2035_SC C_GWh_After Competition Groups_62 | LED RECESSED DOWNLIGHTS | 0.006045% | 0.073349 | 0.59469 | Commercial_2035_SC C_GWh_After Competition Groups_LED RECESSED DOWNLIGHTS
Commercial | Com ¦ Low Flow Pre-Rinse Spray Nozzle | 2035 | SC C | GWh | After Competition Groups | 0.56671 | 1929.3515 | 0.0019294 | 9837.6866 | 5.7606e-05 | 63 | Commercial_2035_SC C_GWh_After Competition Groups_63 | Low Flow Pre-Rinse Spray Nozzle | 0.005761% | 0.0019294 | 0.56671 | Commercial_2035_SC C_GWh_After Competition Groups_Low Flow Pre-Rinse Spray Nozzle
Commercial | Com ¦ Efficient compressor motor | 2035 | SC C | GWh | After Competition Groups | 0.42946 | 142825.2795 | 0.14283 | 9837.6866 | 4.3655e-05 | 64 | Commercial_2035_SC C_GWh_After Competition Groups_64 | Efficient compressor motor | 0.004365% | 0.14283 | 0.42946 | Commercial_2035_SC C_GWh_After Competition Groups_Efficient compressor motor
Commercial | Com ¦ High Efficiency Small Instantaneous Water Heater | 2035 | SC C | GWh | After Competition Groups | 0.41863 | 37093.8844 | 0.037094 | 9837.6866 | 4.2554e-05 | 65 | Commercial_2035_SC C_GWh_After Competition Groups_65 | High Efficiency Small Instantaneous Water Heater | 0.004255% | 0.037094 | 0.41863 | Commercial_2035_SC C_GWh_After Competition Groups_High Efficiency Small Instantaneous Water Heater
Commercial | Com ¦ LLLC - Low Impact Application | 2035 | SC C | GWh | After Competition Groups | 0.39841 | 1.6337 | 1.6337e-06 | 9837.6866 | 4.0499e-05 | 66 | Commercial_2035_SC C_GWh_After Competition Groups_66 | LLLC - Low Impact Application | 0.00405% | 1.6337e-06 | 0.39841 | Commercial_2035_SC C_GWh_After Competition Groups_LLLC - Low Impact Application
Commercial | Com ¦ HVAC Optimization | 2035 | SC C | GWh | After Competition Groups | 0.37208 | 205.7571 | 0.00020576 | 9837.6866 | 3.7822e-05 | 67 | Commercial_2035_SC C_GWh_After Competition Groups_67 | HVAC Optimization | 0.003782% | 0.00020576 | 0.37208 | Commercial_2035_SC C_GWh_After Competition Groups_HVAC Optimization
Commercial | Com ¦ Commercial Hot Food Holding Cabinets | 2035 | SC C | GWh | After Competition Groups | 0.37188 | 3687.0855 | 0.0036871 | 9837.6866 | 3.7801e-05 | 68 | Commercial_2035_SC C_GWh_After Competition Groups_68 | Commercial Hot Food Holding Cabinets | 0.00378% | 0.0036871 | 0.37188 | Commercial_2035_SC C_GWh_After Competition Groups_Commercial Hot Food Holding Cabinets
Commercial | Com ¦ Air Curtains | 2035 | SC C | GWh | After Competition Groups | 0.21509 | 6772.4812 | 0.0067725 | 9837.6866 | 2.1864e-05 | 69 | Commercial_2035_SC C_GWh_After Competition Groups_69 | Air Curtains | 0.002186% | 0.0067725 | 0.21509 | Commercial_2035_SC C_GWh_After Competition Groups_Air Curtains
Commercial | Com ¦ Energy Recovery Ventilation and Ventilation (Enhanced) | 2035 | SC C | GWh | After Competition Groups | 0.16741 | 0 | 0 | 9837.6866 | 1.7017e-05 | 70 | Commercial_2035_SC C_GWh_After Competition Groups_70 | Energy Recovery Ventilation and Ventilation (Enhanced) | 0.001702% | 0 | 0.16741 | Commercial_2035_SC C_GWh_After Competition Groups_Energy Recovery Ventilation and Ventilation (Enhanced)
Commercial | Com ¦ Wall Insulation | 2035 | SC C | GWh | After Competition Groups | 0.1255 | 3482.0091 | 0.003482 | 9837.6866 | 1.2757e-05 | 71 | Commercial_2035_SC C_GWh_After Competition Groups_71 | Wall Insulation | 0.001276% | 0.003482 | 0.1255 | Commercial_2035_SC C_GWh_After Competition Groups_Wall Insulation
Commercial | Com ¦ Room AC (w/ louvered sides) 14 SEER from 12 SEER code | 2035 | SC C | GWh | After Competition Groups | 0.059542 | 5531.0374 | 0.005531 | 9837.6866 | 6.0524e-06 | 72 | Commercial_2035_SC C_GWh_After Competition Groups_72 | Room AC (w/ louvered sides) 14 SEER from 12 SEER code | 0.0006052% | 0.005531 | 0.059542 | Commercial_2035_SC C_GWh_After Competition Groups_Room AC (w/ louvered sides) 14 SEER from 12 SEER code
Commercial | Com ¦ High Efficiency Chiller (avg of water and air cooled) | 2035 | SC C | GWh | After Competition Groups | 0.056999 | 8379.2572 | 0.0083793 | 9837.6866 | 5.7939e-06 | 73 | Commercial_2035_SC C_GWh_After Competition Groups_73 | High Efficiency Chiller (avg of water and air cooled) | 0.0005794% | 0.0083793 | 0.056999 | Commercial_2035_SC C_GWh_After Competition Groups_High Efficiency Chiller (avg of water and air cooled)
Commercial | Com ¦ EC Plug Fan for Data Center (under cabinet) | 2035 | SC C | GWh | After Competition Groups | 0.038774 | 2019.6423 | 0.0020196 | 9837.6866 | 3.9413e-06 | 74 | Commercial_2035_SC C_GWh_After Competition Groups_74 | EC Plug Fan for Data Center (under cabinet) | 0.0003941% | 0.0020196 | 0.038774 | Commercial_2035_SC C_GWh_After Competition Groups_EC Plug Fan for Data Center (under cabinet)
Commercial | Com ¦ VSD Air Compressor | 2035 | SC C | GWh | After Competition Groups | 0.037526 | 565.2135 | 0.00056521 | 9837.6866 | 3.8146e-06 | 75 | Commercial_2035_SC C_GWh_After Competition Groups_75 | VSD Air Compressor | 0.0003815% | 0.00056521 | 0.037526 | Commercial_2035_SC C_GWh_After Competition Groups_VSD Air Compressor
Commercial | Com ¦ Electric Convection Combination Ovens | 2035 | SC C | GWh | After Competition Groups | 0.0034682 | 3.3812 | 3.3812e-06 | 9837.6866 | 3.5254e-07 | 76 | Commercial_2035_SC C_GWh_After Competition Groups_76 | Electric Convection Combination Ovens | 3.525e-05% | 3.3812e-06 | 0.0034682 | Commercial_2035_SC C_GWh_After Competition Groups_Electric Convection Combination Ovens
Commercial | Com ¦ Networked/Connected - High Impact Application | 2035 | SC C | GWh | After Competition Groups | 0.0021945 | 1.8087e-06 | 1.8087e-12 | 9837.6866 | 2.2307e-07 | 77 | Commercial_2035_SC C_GWh_After Competition Groups_77 | Networked/Connected - High Impact Application | 2.231e-05% | 1.8087e-12 | 0.0021945 | Commercial_2035_SC C_GWh_After Competition Groups_Networked/Connected - High Impact Application
Commercial | Com ¦ Networked/Connected - Low Impact Application | 2035 | SC C | GWh | After Competition Groups | 0.00010724 | 9.7283e-05 | 9.7283e-11 | 9837.6866 | 1.0901e-08 | 78 | Commercial_2035_SC C_GWh_After Competition Groups_78 | Networked/Connected - Low Impact Application | 1.09e-06% | 9.7283e-11 | 0.00010724 | Commercial_2035_SC C_GWh_After Competition Groups_Networked/Connected - Low Impact Application
Commercial | Com ¦ Indoor Daylight Sensors/Photocell Dimming Control | 2035 | SC C | GWh | After Competition Groups | 0 | 0 | 0 | 9837.6866 | 0 | 79 | Commercial_2035_SC C_GWh_After Competition Groups_79 | Indoor Daylight Sensors/Photocell Dimming Control | 0% | 0 | 0 | Commercial_2035_SC C_GWh_After Competition Groups_Indoor Daylight Sensors/Photocell Dimming Control
Commercial | Com ¦ Variable Refrigerant Flow Heat Pump | 2035 | SC C | GWh | After Competition Groups | 0 | 0 | 0 | 9837.6866 | 0 | 80 | Commercial_2035_SC C_GWh_After Competition Groups_80 | Variable Refrigerant Flow Heat Pump | 0% | 0 | 0 | Commercial_2035_SC C_GWh_After Competition Groups_Variable Refrigerant Flow Heat Pump
Commercial | Com ¦ LED Low/High Bay | 2035 | SC D | GWh | After Competition Groups | 990.9015 | 0 | 0 | 9219.3691 | 0.10748 | 1 | Commercial_2035_SC D_GWh_After Competition Groups_1 | LED Low/High Bay | 10.75% | 0 | 990.9015 | Commercial_2035_SC D_GWh_After Competition Groups_LED Low/High Bay
Commercial | Com ¦ ENERGY STAR LED LAMPS (REFLECTOR LAMPs/MR16/PAR 16) | 2035 | SC D | GWh | After Competition Groups | 964.4018 | 0 | 0 | 9219.3691 | 0.10461 | 2 | Commercial_2035_SC D_GWh_After Competition Groups_2 | ENERGY STAR LED LAMPS (REFLECTOR LAMPs/MR16/PAR 16) | 10.46% | 0 | 964.4018 | Commercial_2035_SC D_GWh_After Competition Groups_ENERGY STAR LED LAMPS (REFLECTOR LAMPs/MR16/PAR 16)
Commercial | Com ¦ LED Troffer/Surface/Suspended | 2035 | SC D | GWh | After Competition Groups | 914.2486 | 0 | 0 | 9219.3691 | 0.099166 | 3 | Commercial_2035_SC D_GWh_After Competition Groups_3 | LED Troffer/Surface/Suspended | 9.917% | 0 | 914.2486 | Commercial_2035_SC D_GWh_After Competition Groups_LED Troffer/Surface/Suspended
Commercial | Com ¦ Building Recommissioning, Operations and Maintenance (O&M) Improvements | 2035 | SC D | GWh | After Competition Groups | 669.7098 | 0 | 0 | 9219.3691 | 0.072642 | 4 | Commercial_2035_SC D_GWh_After Competition Groups_4 | Building Recommissioning, Operations and Maintenance (O&M) Improvements | 7.264% | 0 | 669.7098 | Commercial_2035_SC D_GWh_After Competition Groups_Building Recommissioning, Operations and Maintenance (O&M) Improvements
Commercial | Com ¦ LED EXTERIOR AREA LIGHTS - LED fixture (200W) | 2035 | SC D | GWh | After Competition Groups | 631.254 | 0 | 0 | 9219.3691 | 0.06847 | 5 | Commercial_2035_SC D_GWh_After Competition Groups_5 | LED EXTERIOR AREA LIGHTS - LED fixture (200W) | 6.847% | 0 | 631.254 | Commercial_2035_SC D_GWh_After Competition Groups_LED EXTERIOR AREA LIGHTS - LED fixture (200W)
Commercial | Com ¦ LED Replacement Lamp (Tube) | 2035 | SC D | GWh | After Competition Groups | 625.045 | 0 | 0 | 9219.3691 | 0.067797 | 6 | Commercial_2035_SC D_GWh_After Competition Groups_6 | LED Replacement Lamp (Tube) | 6.78% | 0 | 625.045 | Commercial_2035_SC D_GWh_After Competition Groups_LED Replacement Lamp (Tube)
Commercial | Com ¦ LED parking lot fixture | 2035 | SC D | GWh | After Competition Groups | 606.77 | 0 | 0 | 9219.3691 | 0.065815 | 7 | Commercial_2035_SC D_GWh_After Competition Groups_7 | LED parking lot fixture | 6.581% | 0 | 606.77 | Commercial_2035_SC D_GWh_After Competition Groups_LED parking lot fixture
Commercial | Com ¦ Furnace Tune-Up | 2035 | SC D | GWh | After Competition Groups | 396.7403 | 0 | 0 | 9219.3691 | 0.043033 | 8 | Commercial_2035_SC D_GWh_After Competition Groups_8 | Furnace Tune-Up | 4.303% | 0 | 396.7403 | Commercial_2035_SC D_GWh_After Competition Groups_Furnace Tune-Up
Commercial | Com ¦ LED street light fixture | 2035 | SC D | GWh | After Competition Groups | 307.4147 | 0 | 0 | 9219.3691 | 0.033344 | 9 | Commercial_2035_SC D_GWh_After Competition Groups_9 | LED street light fixture | 3.334% | 0 | 307.4147 | Commercial_2035_SC D_GWh_After Competition Groups_LED street light fixture
Commercial | Com ¦ High Efficiency Air Source Heat Pump | 2035 | SC D | GWh | After Competition Groups | 283.5738 | 0 | 0 | 9219.3691 | 0.030758 | 10 | Commercial_2035_SC D_GWh_After Competition Groups_10 | High Efficiency Air Source Heat Pump | 3.076% | 0 | 283.5738 | Commercial_2035_SC D_GWh_After Competition Groups_High Efficiency Air Source Heat Pump
Commercial | Com ¦ Reach-in Shaded Pole to ECM/PSC Evaporator Fan Motor | 2035 | SC D | GWh | After Competition Groups | 258.6332 | 0 | 0 | 9219.3691 | 0.028053 | 11 | Commercial_2035_SC D_GWh_After Competition Groups_11 | Reach-in Shaded Pole to ECM/PSC Evaporator Fan Motor | 2.805% | 0 | 258.6332 | Commercial_2035_SC D_GWh_After Competition Groups_Reach-in Shaded Pole to ECM/PSC Evaporator Fan Motor
Commercial | Com ¦ Data Center Storage/Server Virtualization | 2035 | SC D | GWh | After Competition Groups | 227.2975 | 0 | 0 | 9219.3691 | 0.024654 | 12 | Commercial_2035_SC D_GWh_After Competition Groups_12 | Data Center Storage/Server Virtualization | 2.465% | 0 | 227.2975 | Commercial_2035_SC D_GWh_After Competition Groups_Data Center Storage/Server Virtualization
Commercial | Com ¦ Strip Curtains | 2035 | SC D | GWh | After Competition Groups | 188.722 | 0 | 0 | 9219.3691 | 0.02047 | 13 | Commercial_2035_SC D_GWh_After Competition Groups_13 | Strip Curtains | 2.047% | 0 | 188.722 | Commercial_2035_SC D_GWh_After Competition Groups_Strip Curtains
Commercial | Com ¦ Refrigerated Display Case Doors | 2035 | SC D | GWh | After Competition Groups | 187.1316 | 0 | 0 | 9219.3691 | 0.020298 | 14 | Commercial_2035_SC D_GWh_After Competition Groups_14 | Refrigerated Display Case Doors | 2.03% | 0 | 187.1316 | Commercial_2035_SC D_GWh_After Competition Groups_Refrigerated Display Case Doors
Commercial | Com ¦ Advanced BAS/Controllers | 2035 | SC D | GWh | After Competition Groups | 159.6641 | 0 | 0 | 9219.3691 | 0.017318 | 15 | Commercial_2035_SC D_GWh_After Competition Groups_15 | Advanced BAS/Controllers | 1.732% | 0 | 159.6641 | Commercial_2035_SC D_GWh_After Competition Groups_Advanced BAS/Controllers
Commercial | Com ¦ Centrally controlled desktop PC/NETWORK PC POWER MANAGEMENT SOFTWARE | 2035 | SC D | GWh | After Competition Groups | 143.7669 | 0 | 0 | 9219.3691 | 0.015594 | 16 | Commercial_2035_SC D_GWh_After Competition Groups_16 | Centrally controlled desktop PC/NETWORK PC POWER MANAGEMENT SOFTWARE | 1.559% | 0 | 143.7669 | Commercial_2035_SC D_GWh_After Competition Groups_Centrally controlled desktop PC/NETWORK PC POWER MANAGEMENT SOFTWARE
Commercial | Com ¦ Demand Control Ventilation | 2035 | SC D | GWh | After Competition Groups | 138.378 | 0 | 0 | 9219.3691 | 0.015009 | 17 | Commercial_2035_SC D_GWh_After Competition Groups_17 | Demand Control Ventilation | 1.501% | 0 | 138.378 | Commercial_2035_SC D_GWh_After Competition Groups_Demand Control Ventilation
Commercial | Com ¦ Variable Frequency Drive (VFD) | 2035 | SC D | GWh | After Competition Groups | 128.6378 | 0 | 0 | 9219.3691 | 0.013953 | 18 | Commercial_2035_SC D_GWh_After Competition Groups_18 | Variable Frequency Drive (VFD) | 1.395% | 0 | 128.6378 | Commercial_2035_SC D_GWh_After Competition Groups_Variable Frequency Drive (VFD)
Commercial | Com ¦ Education and Capacity Building/Energy Behavior | 2035 | SC D | GWh | After Competition Groups | 124.2999 | 0 | 0 | 9219.3691 | 0.013482 | 19 | Commercial_2035_SC D_GWh_After Competition Groups_19 | Education and Capacity Building/Energy Behavior | 1.348% | 0 | 124.2999 | Commercial_2035_SC D_GWh_After Competition Groups_Education and Capacity Building/Energy Behavior
Commercial | Com ¦ VFD on Pumps | 2035 | SC D | GWh | After Competition Groups | 119.4476 | 0 | 0 | 9219.3691 | 0.012956 | 20 | Commercial_2035_SC D_GWh_After Competition Groups_20 | VFD on Pumps | 1.296% | 0 | 119.4476 | Commercial_2035_SC D_GWh_After Competition Groups_VFD on Pumps
Commercial | Com ¦ ENERGY STAR LED LAMPS (General Service Lamps) | 2035 | SC D | GWh | After Competition Groups | 115.3789 | 0 | 0 | 9219.3691 | 0.012515 | 21 | Commercial_2035_SC D_GWh_After Competition Groups_21 | ENERGY STAR LED LAMPS (General Service Lamps) | 1.251% | 0 | 115.3789 | Commercial_2035_SC D_GWh_After Competition Groups_ENERGY STAR LED LAMPS (General Service Lamps)
Commercial | Com ¦ LED or Equivalent Sign Lighting | 2035 | SC D | GWh | After Competition Groups | 112.8049 | 0 | 0 | 9219.3691 | 0.012236 | 22 | Commercial_2035_SC D_GWh_After Competition Groups_22 | LED or Equivalent Sign Lighting | 1.224% | 0 | 112.8049 | Commercial_2035_SC D_GWh_After Competition Groups_LED or Equivalent Sign Lighting
Commercial | Com ¦ Adaptive Thermostats | 2035 | SC D | GWh | After Competition Groups | 100.7626 | 0 | 0 | 9219.3691 | 0.010929 | 23 | Commercial_2035_SC D_GWh_After Competition Groups_23 | Adaptive Thermostats | 1.093% | 0 | 100.7626 | Commercial_2035_SC D_GWh_After Competition Groups_Adaptive Thermostats
Commercial | Com ¦ Unitary Air-Conditioning Unit | 2035 | SC D | GWh | After Competition Groups | 86.0028 | 0 | 0 | 9219.3691 | 0.0093285 | 24 | Commercial_2035_SC D_GWh_After Competition Groups_24 | Unitary Air-Conditioning Unit | 0.9328% | 0 | 86.0028 | Commercial_2035_SC D_GWh_After Competition Groups_Unitary Air-Conditioning Unit
Commercial | Com ¦ Door Gasket Freezer/Refrigerator | 2035 | SC D | GWh | After Competition Groups | 61.5754 | 0 | 0 | 9219.3691 | 0.0066789 | 25 | Commercial_2035_SC D_GWh_After Competition Groups_25 | Door Gasket Freezer/Refrigerator | 0.6679% | 0 | 61.5754 | Commercial_2035_SC D_GWh_After Competition Groups_Door Gasket Freezer/Refrigerator
Commercial | Com ¦ ECM MOTORS FOR EVAPORATOR FANS for refrigeration (WALK-IN) | 2035 | SC D | GWh | After Competition Groups | 61.1554 | 0 | 0 | 9219.3691 | 0.0066334 | 26 | Commercial_2035_SC D_GWh_After Competition Groups_26 | ECM MOTORS FOR EVAPORATOR FANS for refrigeration (WALK-IN) | 0.6633% | 0 | 61.1554 | Commercial_2035_SC D_GWh_After Competition Groups_ECM MOTORS FOR EVAPORATOR FANS for refrigeration (WALK-IN)
Commercial | Com ¦ Demand Control Kitchen Ventilation | 2035 | SC D | GWh | After Competition Groups | 59.5976 | 0 | 0 | 9219.3691 | 0.0064644 | 27 | Commercial_2035_SC D_GWh_After Competition Groups_27 | Demand Control Kitchen Ventilation | 0.6464% | 0 | 59.5976 | Commercial_2035_SC D_GWh_After Competition Groups_Demand Control Kitchen Ventilation
Commercial | Com ¦ Condensing Unit Heaters or other Efficient Unit Heating System | 2035 | SC D | GWh | After Competition Groups | 59.4583 | 0 | 0 | 9219.3691 | 0.0064493 | 28 | Commercial_2035_SC D_GWh_After Competition Groups_28 | Condensing Unit Heaters or other Efficient Unit Heating System | 0.6449% | 0 | 59.4583 | Commercial_2035_SC D_GWh_After Competition Groups_Condensing Unit Heaters or other Efficient Unit Heating System
Commercial | Com ¦ Air Handler with Dedicated Outdoor Air Systems | 2035 | SC D | GWh | After Competition Groups | 55.5627 | 0 | 0 | 9219.3691 | 0.0060267 | 29 | Commercial_2035_SC D_GWh_After Competition Groups_29 | Air Handler with Dedicated Outdoor Air Systems | 0.6027% | 0 | 55.5627 | Commercial_2035_SC D_GWh_After Competition Groups_Air Handler with Dedicated Outdoor Air Systems
Commercial | Com ¦ Evaporator Fan Controls | 2035 | SC D | GWh | After Competition Groups | 49.5009 | 0 | 0 | 9219.3691 | 0.0053692 | 30 | Commercial_2035_SC D_GWh_After Competition Groups_30 | Evaporator Fan Controls | 0.5369% | 0 | 49.5009 | Commercial_2035_SC D_GWh_After Competition Groups_Evaporator Fan Controls
Commercial | Com ¦ Refrigerated Display Case LED | 2035 | SC D | GWh | After Competition Groups | 45.6246 | 0 | 0 | 9219.3691 | 0.0049488 | 31 | Commercial_2035_SC D_GWh_After Competition Groups_31 | Refrigerated Display Case LED | 0.4949% | 0 | 45.6246 | Commercial_2035_SC D_GWh_After Competition Groups_Refrigerated Display Case LED
Commercial | Com ¦ Occupancy Sensors | 2035 | SC D | GWh | After Competition Groups | 35.4623 | 0 | 0 | 9219.3691 | 0.0038465 | 32 | Commercial_2035_SC D_GWh_After Competition Groups_32 | Occupancy Sensors | 0.3846% | 0 | 35.4623 | Commercial_2035_SC D_GWh_After Competition Groups_Occupancy Sensors
Commercial | Com ¦ Freezer Case Light Sensor | 2035 | SC D | GWh | After Competition Groups | 34.8271 | 0 | 0 | 9219.3691 | 0.0037776 | 33 | Commercial_2035_SC D_GWh_After Competition Groups_33 | Freezer Case Light Sensor | 0.3778% | 0 | 34.8271 | Commercial_2035_SC D_GWh_After Competition Groups_Freezer Case Light Sensor
Commercial | Com ¦ ENERGY STAR Griddle (74% eff) | 2035 | SC D | GWh | After Competition Groups | 32.2864 | 0 | 0 | 9219.3691 | 0.003502 | 34 | Commercial_2035_SC D_GWh_After Competition Groups_34 | ENERGY STAR Griddle (74% eff) | 0.3502% | 0 | 32.2864 | Commercial_2035_SC D_GWh_After Competition Groups_ENERGY STAR Griddle (74% eff)
Commercial | Com ¦ Chilled Water Optimization | 2035 | SC D | GWh | After Competition Groups | 31.9384 | 0 | 0 | 9219.3691 | 0.0034643 | 35 | Commercial_2035_SC D_GWh_After Competition Groups_35 | Chilled Water Optimization | 0.3464% | 0 | 31.9384 | Commercial_2035_SC D_GWh_After Competition Groups_Chilled Water Optimization
Commercial | Com ¦ BEVERAGE VENDING MACHINE CONTROLS | 2035 | SC D | GWh | After Competition Groups | 23.3438 | 0 | 0 | 9219.3691 | 0.002532 | 36 | Commercial_2035_SC D_GWh_After Competition Groups_36 | BEVERAGE VENDING MACHINE CONTROLS | 0.2532% | 0 | 23.3438 | Commercial_2035_SC D_GWh_After Competition Groups_BEVERAGE VENDING MACHINE CONTROLS
Commercial | Com ¦ Elec Storage WH 2.30 Et | 2035 | SC D | GWh | After Competition Groups | 20.5031 | 0 | 0 | 9219.3691 | 0.0022239 | 37 | Commercial_2035_SC D_GWh_After Competition Groups_37 | Elec Storage WH 2.30 Et | 0.2224% | 0 | 20.5031 | Commercial_2035_SC D_GWh_After Competition Groups_Elec Storage WH 2.30 Et
Commercial | Com ¦ Temperature Adjustment in Commercial Freezers | 2035 | SC D | GWh | After Competition Groups | 18.9451 | 0 | 0 | 9219.3691 | 0.0020549 | 38 | Commercial_2035_SC D_GWh_After Competition Groups_38 | Temperature Adjustment in Commercial Freezers | 0.2055% | 0 | 18.9451 | Commercial_2035_SC D_GWh_After Competition Groups_Temperature Adjustment in Commercial Freezers
Commercial | Com ¦ CO Sensors for parking garage exhaust fans | 2035 | SC D | GWh | After Competition Groups | 15.2124 | 0 | 0 | 9219.3691 | 0.00165 | 39 | Commercial_2035_SC D_GWh_After Competition Groups_39 | CO Sensors for parking garage exhaust fans | 0.165% | 0 | 15.2124 | Commercial_2035_SC D_GWh_After Competition Groups_CO Sensors for parking garage exhaust fans
Commercial | Com ¦ Water Source Heat Pump (4 ton) | 2035 | SC D | GWh | After Competition Groups | 15.0526 | 0 | 0 | 9219.3691 | 0.0016327 | 40 | Commercial_2035_SC D_GWh_After Competition Groups_40 | Water Source Heat Pump (4 ton) | 0.1633% | 0 | 15.0526 | Commercial_2035_SC D_GWh_After Competition Groups_Water Source Heat Pump (4 ton)
Commercial | Com ¦ Vertical Night Covers | 2035 | SC D | GWh | After Competition Groups | 14.0557 | 0 | 0 | 9219.3691 | 0.0015246 | 41 | Commercial_2035_SC D_GWh_After Competition Groups_41 | Vertical Night Covers | 0.1525% | 0 | 14.0557 | Commercial_2035_SC D_GWh_After Competition Groups_Vertical Night Covers
Commercial | Com ¦ Energy Efficient Laboratory Fume Hood | 2035 | SC D | GWh | After Competition Groups | 13.8717 | 0 | 0 | 9219.3691 | 0.0015046 | 42 | Commercial_2035_SC D_GWh_After Competition Groups_42 | Energy Efficient Laboratory Fume Hood | 0.1505% | 0 | 13.8717 | Commercial_2035_SC D_GWh_After Competition Groups_Energy Efficient Laboratory Fume Hood
Commercial | Com ¦ Outside Air Economizer | 2035 | SC D | GWh | After Competition Groups | 13.6444 | 0 | 0 | 9219.3691 | 0.00148 | 43 | Commercial_2035_SC D_GWh_After Competition Groups_43 | Outside Air Economizer | 0.148% | 0 | 13.6444 | Commercial_2035_SC D_GWh_After Competition Groups_Outside Air Economizer
Commercial | Com ¦ Duct Insulation, R8 | 2035 | SC D | GWh | After Competition Groups | 13.1941 | 0 | 0 | 9219.3691 | 0.0014311 | 44 | Commercial_2035_SC D_GWh_After Competition Groups_44 | Duct Insulation, R8 | 0.1431% | 0 | 13.1941 | Commercial_2035_SC D_GWh_After Competition Groups_Duct Insulation, R8
Commercial | Com ¦ Water Heating (DHW) Pipe Insulation (Add 3/4\ Foam)" | 2035 | SC D | GWh | After Competition Groups | 12.0908 | 0 | 0 | 9219.3691 | 0.0013115 | 45 | Commercial_2035_SC D_GWh_After Competition Groups_45 | Water Heating (DHW) Pipe Insulation (Add 3/4\ Foam)" | 0.1311% | 0 | 12.0908 | Commercial_2035_SC D_GWh_After Competition Groups_Water Heating (DHW) Pipe Insulation (Add 3/4\ Foam)"
Commercial | Com ¦ ENERGY STAR Fryer (84% eff) | 2035 | SC D | GWh | After Competition Groups | 11.7512 | 0 | 0 | 9219.3691 | 0.0012746 | 46 | Commercial_2035_SC D_GWh_After Competition Groups_46 | ENERGY STAR Fryer (84% eff) | 0.1275% | 0 | 11.7512 | Commercial_2035_SC D_GWh_After Competition Groups_ENERGY STAR Fryer (84% eff)
Commercial | Com ¦ Suction Pipe Insulation Freezer/Refrigerator | 2035 | SC D | GWh | After Competition Groups | 7.4484 | 0 | 0 | 9219.3691 | 0.00080791 | 47 | Commercial_2035_SC D_GWh_After Competition Groups_47 | Suction Pipe Insulation Freezer/Refrigerator | 0.08079% | 0 | 7.4484 | Commercial_2035_SC D_GWh_After Competition Groups_Suction Pipe Insulation Freezer/Refrigerator
Commercial | Com ¦ ENERGY STAR Dishwasher | 2035 | SC D | GWh | After Competition Groups | 5.8647 | 0 | 0 | 9219.3691 | 0.00063613 | 48 | Commercial_2035_SC D_GWh_After Competition Groups_48 | ENERGY STAR Dishwasher | 0.06361% | 0 | 5.8647 | Commercial_2035_SC D_GWh_After Competition Groups_ENERGY STAR Dishwasher
Commercial | Com ¦ ENERGY STAR Steam Cookers | 2035 | SC D | GWh | After Competition Groups | 5.6212 | 0 | 0 | 9219.3691 | 0.00060971 | 49 | Commercial_2035_SC D_GWh_After Competition Groups_49 | ENERGY STAR Steam Cookers | 0.06097% | 0 | 5.6212 | Commercial_2035_SC D_GWh_After Competition Groups_ENERGY STAR Steam Cookers
Commercial | Com ¦ Condensing Make Up Air Unit | 2035 | SC D | GWh | After Competition Groups | 3.9161 | 0 | 0 | 9219.3691 | 0.00042477 | 50 | Commercial_2035_SC D_GWh_After Competition Groups_50 | Condensing Make Up Air Unit | 0.04248% | 0 | 3.9161 | Commercial_2035_SC D_GWh_After Competition Groups_Condensing Make Up Air Unit
Commercial | Com ¦ Ozone Laundry Treatment | 2035 | SC D | GWh | After Competition Groups | 2.9918 | 0 | 0 | 9219.3691 | 0.00032451 | 51 | Commercial_2035_SC D_GWh_After Competition Groups_51 | Ozone Laundry Treatment | 0.03245% | 0 | 2.9918 | Commercial_2035_SC D_GWh_After Competition Groups_Ozone Laundry Treatment
Commercial | Com ¦ Thermostat Setback | 2035 | SC D | GWh | After Competition Groups | 2.4693 | 0 | 0 | 9219.3691 | 0.00026784 | 52 | Commercial_2035_SC D_GWh_After Competition Groups_52 | Thermostat Setback | 0.02678% | 0 | 2.4693 | Commercial_2035_SC D_GWh_After Competition Groups_Thermostat Setback
Commercial | Com ¦ ECM MOTORS FOR HVAC APPLICATION (FAN-POWERED VAV BOX) | 2035 | SC D | GWh | After Competition Groups | 1.8853 | 0 | 0 | 9219.3691 | 0.00020449 | 53 | Commercial_2035_SC D_GWh_After Competition Groups_53 | ECM MOTORS FOR HVAC APPLICATION (FAN-POWERED VAV BOX) | 0.02045% | 0 | 1.8853 | Commercial_2035_SC D_GWh_After Competition Groups_ECM MOTORS FOR HVAC APPLICATION (FAN-POWERED VAV BOX)
Commercial | Com ¦ Solar Water Preheat (Pools/DHW) | 2035 | SC D | GWh | After Competition Groups | 1.3332 | 0 | 0 | 9219.3691 | 0.00014461 | 54 | Commercial_2035_SC D_GWh_After Competition Groups_54 | Solar Water Preheat (Pools/DHW) | 0.01446% | 0 | 1.3332 | Commercial_2035_SC D_GWh_After Competition Groups_Solar Water Preheat (Pools/DHW)
Commercial | Com ¦ CEE Tier 2/Energy Star Clothes Washers | 2035 | SC D | GWh | After Competition Groups | 1.1378 | 0 | 0 | 9219.3691 | 0.00012342 | 55 | Commercial_2035_SC D_GWh_After Competition Groups_55 | CEE Tier 2/Energy Star Clothes Washers | 0.01234% | 0 | 1.1378 | Commercial_2035_SC D_GWh_After Competition Groups_CEE Tier 2/Energy Star Clothes Washers
Commercial | Com ¦ Notched V belts for HVAC Systems | 2035 | SC D | GWh | After Competition Groups | 1.044 | 0 | 0 | 9219.3691 | 0.00011324 | 56 | Commercial_2035_SC D_GWh_After Competition Groups_56 | Notched V belts for HVAC Systems | 0.01132% | 0 | 1.044 | Commercial_2035_SC D_GWh_After Competition Groups_Notched V belts for HVAC Systems
Commercial | Com ¦ Auto Off Time Switch or Time Clock control | 2035 | SC D | GWh | After Competition Groups | 0.84068 | 0 | 0 | 9219.3691 | 9.1187e-05 | 57 | Commercial_2035_SC D_GWh_After Competition Groups_57 | Auto Off Time Switch or Time Clock control | 0.009119% | 0 | 0.84068 | Commercial_2035_SC D_GWh_After Competition Groups_Auto Off Time Switch or Time Clock control
Commercial | COM ¦ Ductless Mini-Split Heat Pumps | 2035 | SC D | GWh | After Competition Groups | 0.83597 | 0 | 0 | 9219.3691 | 9.0675e-05 | 58 | Commercial_2035_SC D_GWh_After Competition Groups_58 | Ductless Mini-Split Heat Pumps | 0.009068% | 0 | 0.83597 | Commercial_2035_SC D_GWh_After Competition Groups_Ductless Mini-Split Heat Pumps
Commercial | Com ¦ Demand controlled Circulating Systems | 2035 | SC D | GWh | After Competition Groups | 0.81268 | 0 | 0 | 9219.3691 | 8.8149e-05 | 59 | Commercial_2035_SC D_GWh_After Competition Groups_59 | Demand controlled Circulating Systems | 0.008815% | 0 | 0.81268 | Commercial_2035_SC D_GWh_After Competition Groups_Demand controlled Circulating Systems
Commercial | Com ¦ PTAC (12 EER/10,000 BTU) | 2035 | SC D | GWh | After Competition Groups | 0.73802 | 0 | 0 | 9219.3691 | 8.0051e-05 | 60 | Commercial_2035_SC D_GWh_After Competition Groups_60 | PTAC (12 EER/10,000 BTU) | 0.008005% | 0 | 0.73802 | Commercial_2035_SC D_GWh_After Competition Groups_PTAC (12 EER/10,000 BTU)
Commercial | Com ¦ Low Flow Pre-Rinse Spray Nozzle | 2035 | SC D | GWh | After Competition Groups | 0.56477 | 0 | 0 | 9219.3691 | 6.1259e-05 | 61 | Commercial_2035_SC D_GWh_After Competition Groups_61 | Low Flow Pre-Rinse Spray Nozzle | 0.006126% | 0 | 0.56477 | Commercial_2035_SC D_GWh_After Competition Groups_Low Flow Pre-Rinse Spray Nozzle
Commercial | Com ¦ LED RECESSED DOWNLIGHTS | 2035 | SC D | GWh | After Competition Groups | 0.48809 | 0 | 0 | 9219.3691 | 5.2942e-05 | 62 | Commercial_2035_SC D_GWh_After Competition Groups_62 | LED RECESSED DOWNLIGHTS | 0.005294% | 0 | 0.48809 | Commercial_2035_SC D_GWh_After Competition Groups_LED RECESSED DOWNLIGHTS
Commercial | Com ¦ HVAC Optimization | 2035 | SC D | GWh | After Competition Groups | 0.37208 | 0 | 0 | 9219.3691 | 4.0359e-05 | 63 | Commercial_2035_SC D_GWh_After Competition Groups_63 | HVAC Optimization | 0.004036% | 0 | 0.37208 | Commercial_2035_SC D_GWh_After Competition Groups_HVAC Optimization
Commercial | Com ¦ Commercial Hot Food Holding Cabinets | 2035 | SC D | GWh | After Competition Groups | 0.37188 | 0 | 0 | 9219.3691 | 4.0336e-05 | 64 | Commercial_2035_SC D_GWh_After Competition Groups_64 | Commercial Hot Food Holding Cabinets | 0.004034% | 0 | 0.37188 | Commercial_2035_SC D_GWh_After Competition Groups_Commercial Hot Food Holding Cabinets
Commercial | Com ¦ High Efficiency Small Instantaneous Water Heater | 2035 | SC D | GWh | After Competition Groups | 0.34975 | 0 | 0 | 9219.3691 | 3.7936e-05 | 65 | Commercial_2035_SC D_GWh_After Competition Groups_65 | High Efficiency Small Instantaneous Water Heater | 0.003794% | 0 | 0.34975 | Commercial_2035_SC D_GWh_After Competition Groups_High Efficiency Small Instantaneous Water Heater
Commercial | Com ¦ Air Curtains | 2035 | SC D | GWh | After Competition Groups | 0.18897 | 0 | 0 | 9219.3691 | 2.0497e-05 | 66 | Commercial_2035_SC D_GWh_After Competition Groups_66 | Air Curtains | 0.00205% | 0 | 0.18897 | Commercial_2035_SC D_GWh_After Competition Groups_Air Curtains
Commercial | Com ¦ Wall Insulation | 2035 | SC D | GWh | After Competition Groups | 0.11197 | 0 | 0 | 9219.3691 | 1.2145e-05 | 67 | Commercial_2035_SC D_GWh_After Competition Groups_67 | Wall Insulation | 0.001214% | 0 | 0.11197 | Commercial_2035_SC D_GWh_After Competition Groups_Wall Insulation
Commercial | Com ¦ Energy Recovery Ventilation and Ventilation (Enhanced) | 2035 | SC D | GWh | After Competition Groups | 0.10807 | 0 | 0 | 9219.3691 | 1.1722e-05 | 68 | Commercial_2035_SC D_GWh_After Competition Groups_68 | Energy Recovery Ventilation and Ventilation (Enhanced) | 0.001172% | 0 | 0.10807 | Commercial_2035_SC D_GWh_After Competition Groups_Energy Recovery Ventilation and Ventilation (Enhanced)
Commercial | Com ¦ Efficient compressor motor | 2035 | SC D | GWh | After Competition Groups | 0.065593 | 0 | 0 | 9219.3691 | 7.1147e-06 | 69 | Commercial_2035_SC D_GWh_After Competition Groups_69 | Efficient compressor motor | 0.0007115% | 0 | 0.065593 | Commercial_2035_SC D_GWh_After Competition Groups_Efficient compressor motor
Commercial | Com ¦ Room AC (w/ louvered sides) 14 SEER from 12 SEER code | 2035 | SC D | GWh | After Competition Groups | 0.059483 | 0 | 0 | 9219.3691 | 6.452e-06 | 70 | Commercial_2035_SC D_GWh_After Competition Groups_70 | Room AC (w/ louvered sides) 14 SEER from 12 SEER code | 0.0006452% | 0 | 0.059483 | Commercial_2035_SC D_GWh_After Competition Groups_Room AC (w/ louvered sides) 14 SEER from 12 SEER code
Commercial | Com ¦ VSD Air Compressor | 2035 | SC D | GWh | After Competition Groups | 0.037526 | 0 | 0 | 9219.3691 | 4.0704e-06 | 71 | Commercial_2035_SC D_GWh_After Competition Groups_71 | VSD Air Compressor | 0.000407% | 0 | 0.037526 | Commercial_2035_SC D_GWh_After Competition Groups_VSD Air Compressor
Commercial | Com ¦ EC Plug Fan for Data Center (under cabinet) | 2035 | SC D | GWh | After Competition Groups | 0.034479 | 0 | 0 | 9219.3691 | 3.7399e-06 | 72 | Commercial_2035_SC D_GWh_After Competition Groups_72 | EC Plug Fan for Data Center (under cabinet) | 0.000374% | 0 | 0.034479 | Commercial_2035_SC D_GWh_After Competition Groups_EC Plug Fan for Data Center (under cabinet)
Commercial | Com ¦ High Efficiency Chiller (avg of water and air cooled) | 2035 | SC D | GWh | After Competition Groups | 0.025916 | 0 | 0 | 9219.3691 | 2.811e-06 | 73 | Commercial_2035_SC D_GWh_After Competition Groups_73 | High Efficiency Chiller (avg of water and air cooled) | 0.0002811% | 0 | 0.025916 | Commercial_2035_SC D_GWh_After Competition Groups_High Efficiency Chiller (avg of water and air cooled)
Commercial | Com ¦ LLLC - High Impact Application | 2035 | SC D | GWh | After Competition Groups | 0.0059799 | 0 | 0 | 9219.3691 | 6.4862e-07 | 74 | Commercial_2035_SC D_GWh_After Competition Groups_74 | LLLC - High Impact Application | 6.486e-05% | 0 | 0.0059799 | Commercial_2035_SC D_GWh_After Competition Groups_LLLC - High Impact Application
Commercial | Com ¦ Electric Convection Combination Ovens | 2035 | SC D | GWh | After Competition Groups | 0.0034682 | 0 | 0 | 9219.3691 | 3.7618e-07 | 75 | Commercial_2035_SC D_GWh_After Competition Groups_75 | Electric Convection Combination Ovens | 3.762e-05% | 0 | 0.0034682 | Commercial_2035_SC D_GWh_After Competition Groups_Electric Convection Combination Ovens
Commercial | Com ¦ LLLC - Low Impact Application | 2035 | SC D | GWh | After Competition Groups | 0.0005598 | 0 | 0 | 9219.3691 | 6.072e-08 | 76 | Commercial_2035_SC D_GWh_After Competition Groups_76 | LLLC - Low Impact Application | 6.072e-06% | 0 | 0.0005598 | Commercial_2035_SC D_GWh_After Competition Groups_LLLC - Low Impact Application
Commercial | Com ¦ Networked/Connected - Low Impact Application | 2035 | SC D | GWh | After Competition Groups | 1.7139e-07 | 0 | 0 | 9219.3691 | 1.859e-11 | 77 | Commercial_2035_SC D_GWh_After Competition Groups_77 | Networked/Connected - Low Impact Application | 1.859e-09% | 0 | 1.7139e-07 | Commercial_2035_SC D_GWh_After Competition Groups_Networked/Connected - Low Impact Application
Commercial | Com ¦ Networked/Connected - High Impact Application | 2035 | SC D | GWh | After Competition Groups | 2.5609e-08 | 0 | 0 | 9219.3691 | 2.7777e-12 | 78 | Commercial_2035_SC D_GWh_After Competition Groups_78 | Networked/Connected - High Impact Application | 2.778e-10% | 0 | 2.5609e-08 | Commercial_2035_SC D_GWh_After Competition Groups_Networked/Connected - High Impact Application
Commercial | Com ¦ Indoor Daylight Sensors/Photocell Dimming Control | 2035 | SC D | GWh | After Competition Groups | 0 | 0 | 0 | 9219.3691 | 0 | 79 | Commercial_2035_SC D_GWh_After Competition Groups_79 | Indoor Daylight Sensors/Photocell Dimming Control | 0% | 0 | 0 | Commercial_2035_SC D_GWh_After Competition Groups_Indoor Daylight Sensors/Photocell Dimming Control
Commercial | Com ¦ Variable Refrigerant Flow Heat Pump | 2035 | SC D | GWh | After Competition Groups | 0 | 0 | 0 | 9219.3691 | 0 | 80 | Commercial_2035_SC D_GWh_After Competition Groups_80 | Variable Refrigerant Flow Heat Pump | 0% | 0 | 0 | Commercial_2035_SC D_GWh_After Competition Groups_Variable Refrigerant Flow Heat Pump
Commercial | Com ¦ Central Lighting Control System | 2035 | Technical | GWh | After Competition Groups | 1936.0528 | 0 | 0 | 18167.1969 | 0.10657 | 1 | Commercial_2035_Technical_GWh_After Competition Groups_1 | Central Lighting Control System | 10.66% | 0 | 1936.0528 | Commercial_2035_Technical_GWh_After Competition Groups_Central Lighting Control System
Commercial | Com ¦ Building Recommissioning, Operations and Maintenance (O&M) Improvements | 2035 | Technical | GWh | After Competition Groups | 1840.9666 | 0 | 0 | 18167.1969 | 0.10133 | 2 | Commercial_2035_Technical_GWh_After Competition Groups_2 | Building Recommissioning, Operations and Maintenance (O&M) Improvements | 10.13% | 0 | 1840.9666 | Commercial_2035_Technical_GWh_After Competition Groups_Building Recommissioning, Operations and Maintenance (O&M) Improvements
Commercial | Com ¦ LED Low/High Bay | 2035 | Technical | GWh | After Competition Groups | 1128.6619 | 0 | 0 | 18167.1969 | 0.062126 | 3 | Commercial_2035_Technical_GWh_After Competition Groups_3 | LED Low/High Bay | 6.213% | 0 | 1128.6619 | Commercial_2035_Technical_GWh_After Competition Groups_LED Low/High Bay
Commercial | Com ¦ ENERGY STAR LED LAMPS (REFLECTOR LAMPs/MR16/PAR 16) | 2035 | Technical | GWh | After Competition Groups | 1053.2189 | 0 | 0 | 18167.1969 | 0.057974 | 4 | Commercial_2035_Technical_GWh_After Competition Groups_4 | ENERGY STAR LED LAMPS (REFLECTOR LAMPs/MR16/PAR 16) | 5.797% | 0 | 1053.2189 | Commercial_2035_Technical_GWh_After Competition Groups_ENERGY STAR LED LAMPS (REFLECTOR LAMPs/MR16/PAR 16)
Commercial | Com ¦ LED Troffer/Surface/Suspended | 2035 | Technical | GWh | After Competition Groups | 919.4289 | 0 | 0 | 18167.1969 | 0.050609 | 5 | Commercial_2035_Technical_GWh_After Competition Groups_5 | LED Troffer/Surface/Suspended | 5.061% | 0 | 919.4289 | Commercial_2035_Technical_GWh_After Competition Groups_LED Troffer/Surface/Suspended
Commercial | Com ¦ LED Replacement Lamp (Tube) | 2035 | Technical | GWh | After Competition Groups | 746.1575 | 0 | 0 | 18167.1969 | 0.041072 | 6 | Commercial_2035_Technical_GWh_After Competition Groups_6 | LED Replacement Lamp (Tube) | 4.107% | 0 | 746.1575 | Commercial_2035_Technical_GWh_After Competition Groups_LED Replacement Lamp (Tube)
Commercial | Com ¦ High Efficiency Air Source Heat Pump | 2035 | Technical | GWh | After Competition Groups | 699.0083 | 0 | 0 | 18167.1969 | 0.038476 | 7 | Commercial_2035_Technical_GWh_After Competition Groups_7 | High Efficiency Air Source Heat Pump | 3.848% | 0 | 699.0083 | Commercial_2035_Technical_GWh_After Competition Groups_High Efficiency Air Source Heat Pump
Commercial | Com ¦ Education and Capacity Building/Energy Behavior | 2035 | Technical | GWh | After Competition Groups | 692.4267 | 0 | 0 | 18167.1969 | 0.038114 | 8 | Commercial_2035_Technical_GWh_After Competition Groups_8 | Education and Capacity Building/Energy Behavior | 3.811% | 0 | 692.4267 | Commercial_2035_Technical_GWh_After Competition Groups_Education and Capacity Building/Energy Behavior
Commercial | Com ¦ LED EXTERIOR AREA LIGHTS - LED fixture (200W) | 2035 | Technical | GWh | After Competition Groups | 656.9312 | 0 | 0 | 18167.1969 | 0.03616 | 9 | Commercial_2035_Technical_GWh_After Competition Groups_9 | LED EXTERIOR AREA LIGHTS - LED fixture (200W) | 3.616% | 0 | 656.9312 | Commercial_2035_Technical_GWh_After Competition Groups_LED EXTERIOR AREA LIGHTS - LED fixture (200W)
Commercial | Com ¦ Smart Strip Plug Outlets | 2035 | Technical | GWh | After Competition Groups | 627.0052 | 0 | 0 | 18167.1969 | 0.034513 | 10 | Commercial_2035_Technical_GWh_After Competition Groups_10 | Smart Strip Plug Outlets | 3.451% | 0 | 627.0052 | Commercial_2035_Technical_GWh_After Competition Groups_Smart Strip Plug Outlets
Commercial | Com ¦ LED parking lot fixture | 2035 | Technical | GWh | After Competition Groups | 624.0964 | 0 | 0 | 18167.1969 | 0.034353 | 11 | Commercial_2035_Technical_GWh_After Competition Groups_11 | LED parking lot fixture | 3.435% | 0 | 624.0964 | Commercial_2035_Technical_GWh_After Competition Groups_LED parking lot fixture
Commercial | Com ¦ Variable Refrigerant Flow Heat Pump | 2035 | Technical | GWh | After Competition Groups | 513.6013 | 0 | 0 | 18167.1969 | 0.028271 | 12 | Commercial_2035_Technical_GWh_After Competition Groups_12 | Variable Refrigerant Flow Heat Pump | 2.827% | 0 | 513.6013 | Commercial_2035_Technical_GWh_After Competition Groups_Variable Refrigerant Flow Heat Pump
Commercial | Com ¦ Furnace Tune-Up | 2035 | Technical | GWh | After Competition Groups | 505.5177 | 0 | 0 | 18167.1969 | 0.027826 | 13 | Commercial_2035_Technical_GWh_After Competition Groups_13 | Furnace Tune-Up | 2.783% | 0 | 505.5177 | Commercial_2035_Technical_GWh_After Competition Groups_Furnace Tune-Up
Commercial | Com ¦ Refrigerated Display Case Doors | 2035 | Technical | GWh | After Competition Groups | 467.2449 | 0 | 0 | 18167.1969 | 0.025719 | 14 | Commercial_2035_Technical_GWh_After Competition Groups_14 | Refrigerated Display Case Doors | 2.572% | 0 | 467.2449 | Commercial_2035_Technical_GWh_After Competition Groups_Refrigerated Display Case Doors
Commercial | Com ¦ LED street light fixture | 2035 | Technical | GWh | After Competition Groups | 400.7534 | 0 | 0 | 18167.1969 | 0.022059 | 15 | Commercial_2035_Technical_GWh_After Competition Groups_15 | LED street light fixture | 2.206% | 0 | 400.7534 | Commercial_2035_Technical_GWh_After Competition Groups_LED street light fixture
Commercial | Com ¦ Reach-in Shaded Pole to ECM/PSC Evaporator Fan Motor | 2035 | Technical | GWh | After Competition Groups | 349.1298 | 0 | 0 | 18167.1969 | 0.019218 | 16 | Commercial_2035_Technical_GWh_After Competition Groups_16 | Reach-in Shaded Pole to ECM/PSC Evaporator Fan Motor | 1.922% | 0 | 349.1298 | Commercial_2035_Technical_GWh_After Competition Groups_Reach-in Shaded Pole to ECM/PSC Evaporator Fan Motor
Commercial | Com ¦ Advanced BAS/Controllers | 2035 | Technical | GWh | After Competition Groups | 335.1269 | 0 | 0 | 18167.1969 | 0.018447 | 17 | Commercial_2035_Technical_GWh_After Competition Groups_17 | Advanced BAS/Controllers | 1.845% | 0 | 335.1269 | Commercial_2035_Technical_GWh_After Competition Groups_Advanced BAS/Controllers
Commercial | Com ¦ Demand Control Ventilation | 2035 | Technical | GWh | After Competition Groups | 331.3664 | 0 | 0 | 18167.1969 | 0.01824 | 18 | Commercial_2035_Technical_GWh_After Competition Groups_18 | Demand Control Ventilation | 1.824% | 0 | 331.3664 | Commercial_2035_Technical_GWh_After Competition Groups_Demand Control Ventilation
Commercial | Com ¦ Data Center Storage/Server Virtualization | 2035 | Technical | GWh | After Competition Groups | 309.7111 | 0 | 0 | 18167.1969 | 0.017048 | 19 | Commercial_2035_Technical_GWh_After Competition Groups_19 | Data Center Storage/Server Virtualization | 1.705% | 0 | 309.7111 | Commercial_2035_Technical_GWh_After Competition Groups_Data Center Storage/Server Virtualization
Commercial | Com ¦ Strip Curtains | 2035 | Technical | GWh | After Competition Groups | 251.8161 | 0 | 0 | 18167.1969 | 0.013861 | 20 | Commercial_2035_Technical_GWh_After Competition Groups_20 | Strip Curtains | 1.386% | 0 | 251.8161 | Commercial_2035_Technical_GWh_After Competition Groups_Strip Curtains
Commercial | Com ¦ Centrally controlled desktop PC/NETWORK PC POWER MANAGEMENT SOFTWARE | 2035 | Technical | GWh | After Competition Groups | 209.0602 | 0 | 0 | 18167.1969 | 0.011508 | 21 | Commercial_2035_Technical_GWh_After Competition Groups_21 | Centrally controlled desktop PC/NETWORK PC POWER MANAGEMENT SOFTWARE | 1.151% | 0 | 209.0602 | Commercial_2035_Technical_GWh_After Competition Groups_Centrally controlled desktop PC/NETWORK PC POWER MANAGEMENT SOFTWARE
Commercial | Com ¦ Unitary Air-Conditioning Unit | 2035 | Technical | GWh | After Competition Groups | 207.9218 | 0 | 0 | 18167.1969 | 0.011445 | 22 | Commercial_2035_Technical_GWh_After Competition Groups_22 | Unitary Air-Conditioning Unit | 1.144% | 0 | 207.9218 | Commercial_2035_Technical_GWh_After Competition Groups_Unitary Air-Conditioning Unit
Commercial | Com ¦ Door Gasket Freezer/Refrigerator | 2035 | Technical | GWh | After Competition Groups | 204.3902 | 0 | 0 | 18167.1969 | 0.011251 | 23 | Commercial_2035_Technical_GWh_After Competition Groups_23 | Door Gasket Freezer/Refrigerator | 1.125% | 0 | 204.3902 | Commercial_2035_Technical_GWh_After Competition Groups_Door Gasket Freezer/Refrigerator
Commercial | Com ¦ LED or Equivalent Sign Lighting | 2035 | Technical | GWh | After Competition Groups | 179.0252 | 0 | 0 | 18167.1969 | 0.0098543 | 24 | Commercial_2035_Technical_GWh_After Competition Groups_24 | LED or Equivalent Sign Lighting | 0.9854% | 0 | 179.0252 | Commercial_2035_Technical_GWh_After Competition Groups_LED or Equivalent Sign Lighting
Commercial | Com ¦ Refrigeration Optimization | 2035 | Technical | GWh | After Competition Groups | 177.5275 | 0 | 0 | 18167.1969 | 0.0097719 | 25 | Commercial_2035_Technical_GWh_After Competition Groups_25 | Refrigeration Optimization | 0.9772% | 0 | 177.5275 | Commercial_2035_Technical_GWh_After Competition Groups_Refrigeration Optimization
Commercial | Com ¦ Variable Frequency Drive (VFD) | 2035 | Technical | GWh | After Competition Groups | 167.5611 | 0 | 0 | 18167.1969 | 0.0092233 | 26 | Commercial_2035_Technical_GWh_After Competition Groups_26 | Variable Frequency Drive (VFD) | 0.9223% | 0 | 167.5611 | Commercial_2035_Technical_GWh_After Competition Groups_Variable Frequency Drive (VFD)
Commercial | Com ¦ VFD on Pumps | 2035 | Technical | GWh | After Competition Groups | 156.8173 | 0 | 0 | 18167.1969 | 0.0086319 | 27 | Commercial_2035_Technical_GWh_After Competition Groups_27 | VFD on Pumps | 0.8632% | 0 | 156.8173 | Commercial_2035_Technical_GWh_After Competition Groups_VFD on Pumps
Commercial | Com ¦ Adaptive Thermostats | 2035 | Technical | GWh | After Competition Groups | 150.1799 | 0 | 0 | 18167.1969 | 0.0082665 | 28 | Commercial_2035_Technical_GWh_After Competition Groups_28 | Adaptive Thermostats | 0.8267% | 0 | 150.1799 | Commercial_2035_Technical_GWh_After Competition Groups_Adaptive Thermostats
Commercial | Com ¦ Condensing Make Up Air Unit | 2035 | Technical | GWh | After Competition Groups | 137.4271 | 0 | 0 | 18167.1969 | 0.0075646 | 29 | Commercial_2035_Technical_GWh_After Competition Groups_29 | Condensing Make Up Air Unit | 0.7565% | 0 | 137.4271 | Commercial_2035_Technical_GWh_After Competition Groups_Condensing Make Up Air Unit
Commercial | Com ¦ ENERGY STAR FREEZER | 2035 | Technical | GWh | After Competition Groups | 132.7676 | 0 | 0 | 18167.1969 | 0.0073081 | 30 | Commercial_2035_Technical_GWh_After Competition Groups_30 | ENERGY STAR FREEZER | 0.7308% | 0 | 132.7676 | Commercial_2035_Technical_GWh_After Competition Groups_ENERGY STAR FREEZER
Commercial | Com ¦ Air Handler with Dedicated Outdoor Air Systems | 2035 | Technical | GWh | After Competition Groups | 127.8889 | 0 | 0 | 18167.1969 | 0.0070395 | 31 | Commercial_2035_Technical_GWh_After Competition Groups_31 | Air Handler with Dedicated Outdoor Air Systems | 0.704% | 0 | 127.8889 | Commercial_2035_Technical_GWh_After Competition Groups_Air Handler with Dedicated Outdoor Air Systems
Commercial | Com ¦ ENERGY STAR LED LAMPS (General Service Lamps) | 2035 | Technical | GWh | After Competition Groups | 124.4773 | 0 | 0 | 18167.1969 | 0.0068518 | 32 | Commercial_2035_Technical_GWh_After Competition Groups_32 | ENERGY STAR LED LAMPS (General Service Lamps) | 0.6852% | 0 | 124.4773 | Commercial_2035_Technical_GWh_After Competition Groups_ENERGY STAR LED LAMPS (General Service Lamps)
Commercial | Com ¦ Super-High Efficiency Furnaces (Emerging Tech) | 2035 | Technical | GWh | After Competition Groups | 121.7282 | 0 | 0 | 18167.1969 | 0.0067004 | 33 | Commercial_2035_Technical_GWh_After Competition Groups_33 | Super-High Efficiency Furnaces (Emerging Tech) | 0.67% | 0 | 121.7282 | Commercial_2035_Technical_GWh_After Competition Groups_Super-High Efficiency Furnaces (Emerging Tech)
Commercial | Com ¦ ENERGY STAR ICE MACHINES - Ice Making Head | 2035 | Technical | GWh | After Competition Groups | 119.6371 | 0 | 0 | 18167.1969 | 0.0065853 | 34 | Commercial_2035_Technical_GWh_After Competition Groups_34 | ENERGY STAR ICE MACHINES - Ice Making Head | 0.6585% | 0 | 119.6371 | Commercial_2035_Technical_GWh_After Competition Groups_ENERGY STAR ICE MACHINES - Ice Making Head
Commercial | Com ¦ Demand Control Kitchen Ventilation | 2035 | Technical | GWh | After Competition Groups | 115.2701 | 0 | 0 | 18167.1969 | 0.006345 | 35 | Commercial_2035_Technical_GWh_After Competition Groups_35 | Demand Control Kitchen Ventilation | 0.6345% | 0 | 115.2701 | Commercial_2035_Technical_GWh_After Competition Groups_Demand Control Kitchen Ventilation
Commercial | Com ¦ Refrigerated Display Case LED | 2035 | Technical | GWh | After Competition Groups | 102.8828 | 0 | 0 | 18167.1969 | 0.0056631 | 36 | Commercial_2035_Technical_GWh_After Competition Groups_36 | Refrigerated Display Case LED | 0.5663% | 0 | 102.8828 | Commercial_2035_Technical_GWh_After Competition Groups_Refrigerated Display Case LED
Commercial | Com ¦ Indoor Daylight Sensors/Photocell Dimming Control | 2035 | Technical | GWh | After Competition Groups | 102.6047 | 0 | 0 | 18167.1969 | 0.0056478 | 37 | Commercial_2035_Technical_GWh_After Competition Groups_37 | Indoor Daylight Sensors/Photocell Dimming Control | 0.5648% | 0 | 102.6047 | Commercial_2035_Technical_GWh_After Competition Groups_Indoor Daylight Sensors/Photocell Dimming Control
Commercial | Com ¦ Adding reflective (White) roof treatment or a green roof | 2035 | Technical | GWh | After Competition Groups | 89.4687 | 0 | 0 | 18167.1969 | 0.0049247 | 38 | Commercial_2035_Technical_GWh_After Competition Groups_38 | Adding reflective (White) roof treatment or a green roof | 0.4925% | 0 | 89.4687 | Commercial_2035_Technical_GWh_After Competition Groups_Adding reflective (White) roof treatment or a green roof
Commercial | Com ¦ ECM MOTORS FOR EVAPORATOR FANS for refrigeration (WALK-IN) | 2035 | Technical | GWh | After Competition Groups | 79.3771 | 0 | 0 | 18167.1969 | 0.0043693 | 39 | Commercial_2035_Technical_GWh_After Competition Groups_39 | ECM MOTORS FOR EVAPORATOR FANS for refrigeration (WALK-IN) | 0.4369% | 0 | 79.3771 | Commercial_2035_Technical_GWh_After Competition Groups_ECM MOTORS FOR EVAPORATOR FANS for refrigeration (WALK-IN)
Commercial | Com ¦ Occupancy Sensors | 2035 | Technical | GWh | After Competition Groups | 77.9277 | 0 | 0 | 18167.1969 | 0.0042895 | 40 | Commercial_2035_Technical_GWh_After Competition Groups_40 | Occupancy Sensors | 0.4289% | 0 | 77.9277 | Commercial_2035_Technical_GWh_After Competition Groups_Occupancy Sensors
Commercial | Com ¦ Condensing Unit Heaters or other Efficient Unit Heating System | 2035 | Technical | GWh | After Competition Groups | 76.0731 | 0 | 0 | 18167.1969 | 0.0041874 | 41 | Commercial_2035_Technical_GWh_After Competition Groups_41 | Condensing Unit Heaters or other Efficient Unit Heating System | 0.4187% | 0 | 76.0731 | Commercial_2035_Technical_GWh_After Competition Groups_Condensing Unit Heaters or other Efficient Unit Heating System
Commercial | Com ¦ High R-Value Glass Doors/no-heat glass door | 2035 | Technical | GWh | After Competition Groups | 70.2543 | 0 | 0 | 18167.1969 | 0.0038671 | 42 | Commercial_2035_Technical_GWh_After Competition Groups_42 | High R-Value Glass Doors/no-heat glass door | 0.3867% | 0 | 70.2543 | Commercial_2035_Technical_GWh_After Competition Groups_High R-Value Glass Doors/no-heat glass door
Commercial | Com ¦ HOTEL OCCUPANCY CONTROLS (HVAC + LIGHTING) | 2035 | Technical | GWh | After Competition Groups | 67.9954 | 0 | 0 | 18167.1969 | 0.0037428 | 43 | Commercial_2035_Technical_GWh_After Competition Groups_43 | HOTEL OCCUPANCY CONTROLS (HVAC + LIGHTING) | 0.3743% | 0 | 67.9954 | Commercial_2035_Technical_GWh_After Competition Groups_HOTEL OCCUPANCY CONTROLS (HVAC + LIGHTING)
Commercial | Com ¦ ENERGY STAR Refrigerator | 2035 | Technical | GWh | After Competition Groups | 65.7839 | 0 | 0 | 18167.1969 | 0.003621 | 44 | Commercial_2035_Technical_GWh_After Competition Groups_44 | ENERGY STAR Refrigerator | 0.3621% | 0 | 65.7839 | Commercial_2035_Technical_GWh_After Competition Groups_ENERGY STAR Refrigerator
Commercial | Com ¦ Freezer Case Light Sensor | 2035 | Technical | GWh | After Competition Groups | 65.3764 | 0 | 0 | 18167.1969 | 0.0035986 | 45 | Commercial_2035_Technical_GWh_After Competition Groups_45 | Freezer Case Light Sensor | 0.3599% | 0 | 65.3764 | Commercial_2035_Technical_GWh_After Competition Groups_Freezer Case Light Sensor
Commercial | Com ¦ Evaporator Fan Controls | 2035 | Technical | GWh | After Competition Groups | 63.7718 | 0 | 0 | 18167.1969 | 0.0035103 | 46 | Commercial_2035_Technical_GWh_After Competition Groups_46 | Evaporator Fan Controls | 0.351% | 0 | 63.7718 | Commercial_2035_Technical_GWh_After Competition Groups_Evaporator Fan Controls
Commercial | Com ¦ Chilled Water Optimization | 2035 | Technical | GWh | After Competition Groups | 51.4717 | 0 | 0 | 18167.1969 | 0.0028332 | 47 | Commercial_2035_Technical_GWh_After Competition Groups_47 | Chilled Water Optimization | 0.2833% | 0 | 51.4717 | Commercial_2035_Technical_GWh_After Competition Groups_Chilled Water Optimization
Commercial | Com ¦ Elec Storage WH 2.30 Et | 2035 | Technical | GWh | After Competition Groups | 48.8622 | 0 | 0 | 18167.1969 | 0.0026896 | 48 | Commercial_2035_Technical_GWh_After Competition Groups_48 | Elec Storage WH 2.30 Et | 0.269% | 0 | 48.8622 | Commercial_2035_Technical_GWh_After Competition Groups_Elec Storage WH 2.30 Et
Commercial | Com ¦ ENERGY STAR Griddle (74% eff) | 2035 | Technical | GWh | After Competition Groups | 46.5155 | 0 | 0 | 18167.1969 | 0.0025604 | 49 | Commercial_2035_Technical_GWh_After Competition Groups_49 | ENERGY STAR Griddle (74% eff) | 0.256% | 0 | 46.5155 | Commercial_2035_Technical_GWh_After Competition Groups_ENERGY STAR Griddle (74% eff)
Commercial | Com ¦ Refrigeration Commissioning | 2035 | Technical | GWh | After Competition Groups | 43.7384 | 0 | 0 | 18167.1969 | 0.0024075 | 50 | Commercial_2035_Technical_GWh_After Competition Groups_50 | Refrigeration Commissioning | 0.2408% | 0 | 43.7384 | Commercial_2035_Technical_GWh_After Competition Groups_Refrigeration Commissioning
Commercial | Com ¦ BEVERAGE VENDING MACHINE CONTROLS | 2035 | Technical | GWh | After Competition Groups | 42.5559 | 0 | 0 | 18167.1969 | 0.0023425 | 51 | Commercial_2035_Technical_GWh_After Competition Groups_51 | BEVERAGE VENDING MACHINE CONTROLS | 0.2342% | 0 | 42.5559 | Commercial_2035_Technical_GWh_After Competition Groups_BEVERAGE VENDING MACHINE CONTROLS
Commercial | Com ¦ Water Source Heat Pump (4 ton) | 2035 | Technical | GWh | After Competition Groups | 37.7057 | 0 | 0 | 18167.1969 | 0.0020755 | 52 | Commercial_2035_Technical_GWh_After Competition Groups_52 | Water Source Heat Pump (4 ton) | 0.2075% | 0 | 37.7057 | Commercial_2035_Technical_GWh_After Competition Groups_Water Source Heat Pump (4 ton)
Commercial | Com ¦ CO Sensors for parking garage exhaust fans | 2035 | Technical | GWh | After Competition Groups | 30.5478 | 0 | 0 | 18167.1969 | 0.0016815 | 53 | Commercial_2035_Technical_GWh_After Competition Groups_53 | CO Sensors for parking garage exhaust fans | 0.1681% | 0 | 30.5478 | Commercial_2035_Technical_GWh_After Competition Groups_CO Sensors for parking garage exhaust fans
Commercial | Com ¦ Anti-sweat heat (ASH) controls - Cooler/Freezer | 2035 | Technical | GWh | After Competition Groups | 25.8967 | 0 | 0 | 18167.1969 | 0.0014255 | 54 | Commercial_2035_Technical_GWh_After Competition Groups_54 | Anti-sweat heat (ASH) controls - Cooler/Freezer | 0.1425% | 0 | 25.8967 | Commercial_2035_Technical_GWh_After Competition Groups_Anti-sweat heat (ASH) controls - Cooler/Freezer
Commercial | Com ¦ Temperature Adjustment in Commercial Freezers | 2035 | Technical | GWh | After Competition Groups | 24.3856 | 0 | 0 | 18167.1969 | 0.0013423 | 55 | Commercial_2035_Technical_GWh_After Competition Groups_55 | Temperature Adjustment in Commercial Freezers | 0.1342% | 0 | 24.3856 | Commercial_2035_Technical_GWh_After Competition Groups_Temperature Adjustment in Commercial Freezers
Commercial | Com ¦ Energy Efficient Laboratory Fume Hood | 2035 | Technical | GWh | After Competition Groups | 21.7191 | 0 | 0 | 18167.1969 | 0.0011955 | 56 | Commercial_2035_Technical_GWh_After Competition Groups_56 | Energy Efficient Laboratory Fume Hood | 0.1196% | 0 | 21.7191 | Commercial_2035_Technical_GWh_After Competition Groups_Energy Efficient Laboratory Fume Hood
Commercial | Com ¦ Vertical Night Covers | 2035 | Technical | GWh | After Competition Groups | 18.9166 | 0 | 0 | 18167.1969 | 0.0010413 | 57 | Commercial_2035_Technical_GWh_After Competition Groups_57 | Vertical Night Covers | 0.1041% | 0 | 18.9166 | Commercial_2035_Technical_GWh_After Competition Groups_Vertical Night Covers
Commercial | Com ¦ Outside Air Economizer | 2035 | Technical | GWh | After Competition Groups | 17.8059 | 0 | 0 | 18167.1969 | 0.00098011 | 58 | Commercial_2035_Technical_GWh_After Competition Groups_58 | Outside Air Economizer | 0.09801% | 0 | 17.8059 | Commercial_2035_Technical_GWh_After Competition Groups_Outside Air Economizer
Commercial | Com ¦ Duct Insulation, R8 | 2035 | Technical | GWh | After Competition Groups | 16.8409 | 0 | 0 | 18167.1969 | 0.00092699 | 59 | Commercial_2035_Technical_GWh_After Competition Groups_59 | Duct Insulation, R8 | 0.0927% | 0 | 16.8409 | Commercial_2035_Technical_GWh_After Competition Groups_Duct Insulation, R8
Commercial | Com ¦ ENERGY STAR Fryer (84% eff) | 2035 | Technical | GWh | After Competition Groups | 16.678 | 0 | 0 | 18167.1969 | 0.00091803 | 60 | Commercial_2035_Technical_GWh_After Competition Groups_60 | ENERGY STAR Fryer (84% eff) | 0.0918% | 0 | 16.678 | Commercial_2035_Technical_GWh_After Competition Groups_ENERGY STAR Fryer (84% eff)
Commercial | Com ¦ Water Heating (DHW) Pipe Insulation (Add 3/4\ Foam)" | 2035 | Technical | GWh | After Competition Groups | 16.2818 | 0 | 0 | 18167.1969 | 0.00089622 | 61 | Commercial_2035_Technical_GWh_After Competition Groups_61 | Water Heating (DHW) Pipe Insulation (Add 3/4\ Foam)" | 0.08962% | 0 | 16.2818 | Commercial_2035_Technical_GWh_After Competition Groups_Water Heating (DHW) Pipe Insulation (Add 3/4\ Foam)"
Commercial | Com ¦ Roof Insulation/Ceiling Insulation (R25 Code to R35) | 2035 | Technical | GWh | After Competition Groups | 14.32 | 0 | 0 | 18167.1969 | 0.00078824 | 62 | Commercial_2035_Technical_GWh_After Competition Groups_62 | Roof Insulation/Ceiling Insulation (R25 Code to R35) | 0.07882% | 0 | 14.32 | Commercial_2035_Technical_GWh_After Competition Groups_Roof Insulation/Ceiling Insulation (R25 Code to R35)
Commercial | Com ¦ ENERGY STAR Dishwasher | 2035 | Technical | GWh | After Competition Groups | 12.738 | 0 | 0 | 18167.1969 | 0.00070115 | 63 | Commercial_2035_Technical_GWh_After Competition Groups_63 | ENERGY STAR Dishwasher | 0.07012% | 0 | 12.738 | Commercial_2035_Technical_GWh_After Competition Groups_ENERGY STAR Dishwasher
Commercial | Com ¦ LED RECESSED DOWNLIGHTS | 2035 | Technical | GWh | After Competition Groups | 10.9266 | 0 | 0 | 18167.1969 | 0.00060145 | 64 | Commercial_2035_Technical_GWh_After Competition Groups_64 | LED RECESSED DOWNLIGHTS | 0.06014% | 0 | 10.9266 | Commercial_2035_Technical_GWh_After Competition Groups_LED RECESSED DOWNLIGHTS
Commercial | Com ¦ Suction Pipe Insulation Freezer/Refrigerator | 2035 | Technical | GWh | After Competition Groups | 10.3387 | 0 | 0 | 18167.1969 | 0.00056909 | 65 | Commercial_2035_Technical_GWh_After Competition Groups_65 | Suction Pipe Insulation Freezer/Refrigerator | 0.05691% | 0 | 10.3387 | Commercial_2035_Technical_GWh_After Competition Groups_Suction Pipe Insulation Freezer/Refrigerator
Commercial | Com ¦ Ground Source Heat Pump | 2035 | Technical | GWh | After Competition Groups | 9.8039 | 0 | 0 | 18167.1969 | 0.00053965 | 66 | Commercial_2035_Technical_GWh_After Competition Groups_66 | Ground Source Heat Pump | 0.05396% | 0 | 9.8039 | Commercial_2035_Technical_GWh_After Competition Groups_Ground Source Heat Pump
Commercial | Com ¦ Evaporator Coil Defrost (Cooler) | 2035 | Technical | GWh | After Competition Groups | 8.5201 | 0 | 0 | 18167.1969 | 0.00046898 | 67 | Commercial_2035_Technical_GWh_After Competition Groups_67 | Evaporator Coil Defrost (Cooler) | 0.0469% | 0 | 8.5201 | Commercial_2035_Technical_GWh_After Competition Groups_Evaporator Coil Defrost (Cooler)
Commercial | Com ¦ ENERGY STAR Steam Cookers | 2035 | Technical | GWh | After Competition Groups | 8.1559 | 0 | 0 | 18167.1969 | 0.00044894 | 68 | Commercial_2035_Technical_GWh_After Competition Groups_68 | ENERGY STAR Steam Cookers | 0.04489% | 0 | 8.1559 | Commercial_2035_Technical_GWh_After Competition Groups_ENERGY STAR Steam Cookers
Commercial | Com ¦ SYNCHRONOUS BELT | 2035 | Technical | GWh | After Competition Groups | 6.672 | 0 | 0 | 18167.1969 | 0.00036726 | 69 | Commercial_2035_Technical_GWh_After Competition Groups_69 | SYNCHRONOUS BELT | 0.03673% | 0 | 6.672 | Commercial_2035_Technical_GWh_After Competition Groups_SYNCHRONOUS BELT
Commercial | Com ¦ Ozone Laundry Treatment | 2035 | Technical | GWh | After Competition Groups | 6.5817 | 0 | 0 | 18167.1969 | 0.00036228 | 70 | Commercial_2035_Technical_GWh_After Competition Groups_70 | Ozone Laundry Treatment | 0.03623% | 0 | 6.5817 | Commercial_2035_Technical_GWh_After Competition Groups_Ozone Laundry Treatment
Commercial | Com ¦ Solar Water Preheat (Pools/DHW) | 2035 | Technical | GWh | After Competition Groups | 4.0449 | 0 | 0 | 18167.1969 | 0.00022265 | 71 | Commercial_2035_Technical_GWh_After Competition Groups_71 | Solar Water Preheat (Pools/DHW) | 0.02226% | 0 | 4.0449 | Commercial_2035_Technical_GWh_After Competition Groups_Solar Water Preheat (Pools/DHW)
Commercial | Com ¦ Efficient compressor motor | 2035 | Technical | GWh | After Competition Groups | 3.9969 | 0 | 0 | 18167.1969 | 0.00022001 | 72 | Commercial_2035_Technical_GWh_After Competition Groups_72 | Efficient compressor motor | 0.022% | 0 | 3.9969 | Commercial_2035_Technical_GWh_After Competition Groups_Efficient compressor motor
Commercial | Com ¦ Demand controlled Circulating Systems | 2035 | Technical | GWh | After Competition Groups | 3.489 | 0 | 0 | 18167.1969 | 0.00019205 | 73 | Commercial_2035_Technical_GWh_After Competition Groups_73 | Demand controlled Circulating Systems | 0.01921% | 0 | 3.489 | Commercial_2035_Technical_GWh_After Competition Groups_Demand controlled Circulating Systems
Commercial | Com ¦ Room AC (w/ louvered sides) 14 SEER from 12 SEER code | 2035 | Technical | GWh | After Competition Groups | 2.8407 | 0 | 0 | 18167.1969 | 0.00015636 | 74 | Commercial_2035_Technical_GWh_After Competition Groups_74 | Room AC (w/ louvered sides) 14 SEER from 12 SEER code | 0.01564% | 0 | 2.8407 | Commercial_2035_Technical_GWh_After Competition Groups_Room AC (w/ louvered sides) 14 SEER from 12 SEER code
Commercial | Com ¦ ECM MOTORS FOR HVAC APPLICATION (FAN-POWERED VAV BOX) | 2035 | Technical | GWh | After Competition Groups | 2.8356 | 0 | 0 | 18167.1969 | 0.00015608 | 75 | Commercial_2035_Technical_GWh_After Competition Groups_75 | ECM MOTORS FOR HVAC APPLICATION (FAN-POWERED VAV BOX) | 0.01561% | 0 | 2.8356 | Commercial_2035_Technical_GWh_After Competition Groups_ECM MOTORS FOR HVAC APPLICATION (FAN-POWERED VAV BOX)
Commercial | Com ¦ Thermostat Setback | 2035 | Technical | GWh | After Competition Groups | 2.7756 | 0 | 0 | 18167.1969 | 0.00015278 | 76 | Commercial_2035_Technical_GWh_After Competition Groups_76 | Thermostat Setback | 0.01528% | 0 | 2.7756 | Commercial_2035_Technical_GWh_After Competition Groups_Thermostat Setback
Commercial | Com ¦ Commercial Hot Food Holding Cabinets | 2035 | Technical | GWh | After Competition Groups | 2.3467 | 0 | 0 | 18167.1969 | 0.00012917 | 77 | Commercial_2035_Technical_GWh_After Competition Groups_77 | Commercial Hot Food Holding Cabinets | 0.01292% | 0 | 2.3467 | Commercial_2035_Technical_GWh_After Competition Groups_Commercial Hot Food Holding Cabinets
Commercial | Com ¦ PTAC (12 EER/10,000 BTU) | 2035 | Technical | GWh | After Competition Groups | 2.2999 | 0 | 0 | 18167.1969 | 0.0001266 | 78 | Commercial_2035_Technical_GWh_After Competition Groups_78 | PTAC (12 EER/10,000 BTU) | 0.01266% | 0 | 2.2999 | Commercial_2035_Technical_GWh_After Competition Groups_PTAC (12 EER/10,000 BTU)
Commercial | Com ¦ Wall Insulation | 2035 | Technical | GWh | After Competition Groups | 2.0264 | 0 | 0 | 18167.1969 | 0.00011154 | 79 | Commercial_2035_Technical_GWh_After Competition Groups_79 | Wall Insulation | 0.01115% | 0 | 2.0264 | Commercial_2035_Technical_GWh_After Competition Groups_Wall Insulation
Commercial | Com ¦ Solar Preheat Make up Air | 2035 | Technical | GWh | After Competition Groups | 2.0011 | 0 | 0 | 18167.1969 | 0.00011015 | 80 | Commercial_2035_Technical_GWh_After Competition Groups_80 | Solar Preheat Make up Air | 0.01101% | 0 | 2.0011 | Commercial_2035_Technical_GWh_After Competition Groups_Solar Preheat Make up Air
Commercial | Com ¦ CEE Tier 2/Energy Star Clothes Washers | 2035 | Technical | GWh | After Competition Groups | 1.6289 | 0 | 0 | 18167.1969 | 8.966e-05 | 81 | Commercial_2035_Technical_GWh_After Competition Groups_81 | CEE Tier 2/Energy Star Clothes Washers | 0.008966% | 0 | 1.6289 | Commercial_2035_Technical_GWh_After Competition Groups_CEE Tier 2/Energy Star Clothes Washers
Commercial | COM ¦ Ductless Mini-Split Heat Pumps | 2035 | Technical | GWh | After Competition Groups | 1.5429 | 0 | 0 | 18167.1969 | 8.493e-05 | 82 | Commercial_2035_Technical_GWh_After Competition Groups_82 | Ductless Mini-Split Heat Pumps | 0.008493% | 0 | 1.5429 | Commercial_2035_Technical_GWh_After Competition Groups_Ductless Mini-Split Heat Pumps
Commercial | Com ¦ Auto Off Time Switch or Time Clock control | 2035 | Technical | GWh | After Competition Groups | 1.3944 | 0 | 0 | 18167.1969 | 7.6754e-05 | 83 | Commercial_2035_Technical_GWh_After Competition Groups_83 | Auto Off Time Switch or Time Clock control | 0.007675% | 0 | 1.3944 | Commercial_2035_Technical_GWh_After Competition Groups_Auto Off Time Switch or Time Clock control
Commercial | Com ¦ Heat Pump Water Heater (50 Gallons) | 2035 | Technical | GWh | After Competition Groups | 1.0273 | 0 | 0 | 18167.1969 | 5.6548e-05 | 84 | Commercial_2035_Technical_GWh_After Competition Groups_84 | Heat Pump Water Heater (50 Gallons) | 0.005655% | 0 | 1.0273 | Commercial_2035_Technical_GWh_After Competition Groups_Heat Pump Water Heater (50 Gallons)
Commercial | Com ¦ HVAC Optimization | 2035 | Technical | GWh | After Competition Groups | 0.87561 | 0 | 0 | 18167.1969 | 4.8198e-05 | 85 | Commercial_2035_Technical_GWh_After Competition Groups_85 | HVAC Optimization | 0.00482% | 0 | 0.87561 | Commercial_2035_Technical_GWh_After Competition Groups_HVAC Optimization
Commercial | Com ¦ Low Flow Pre-Rinse Spray Nozzle | 2035 | Technical | GWh | After Competition Groups | 0.87257 | 0 | 0 | 18167.1969 | 4.803e-05 | 86 | Commercial_2035_Technical_GWh_After Competition Groups_86 | Low Flow Pre-Rinse Spray Nozzle | 0.004803% | 0 | 0.87257 | Commercial_2035_Technical_GWh_After Competition Groups_Low Flow Pre-Rinse Spray Nozzle
Commercial | Com ¦ High Efficiency Chiller (avg of water and air cooled) | 2035 | Technical | GWh | After Competition Groups | 0.71854 | 0 | 0 | 18167.1969 | 3.9552e-05 | 87 | Commercial_2035_Technical_GWh_After Competition Groups_87 | High Efficiency Chiller (avg of water and air cooled) | 0.003955% | 0 | 0.71854 | Commercial_2035_Technical_GWh_After Competition Groups_High Efficiency Chiller (avg of water and air cooled)
Commercial | Com ¦ Energy Recovery Ventilation and Ventilation (Enhanced) | 2035 | Technical | GWh | After Competition Groups | 0.4028 | 0 | 0 | 18167.1969 | 2.2172e-05 | 88 | Commercial_2035_Technical_GWh_After Competition Groups_88 | Energy Recovery Ventilation and Ventilation (Enhanced) | 0.002217% | 0 | 0.4028 | Commercial_2035_Technical_GWh_After Competition Groups_Energy Recovery Ventilation and Ventilation (Enhanced)
Commercial | Com ¦ eCube | 2035 | Technical | GWh | After Competition Groups | 0.28206 | 0 | 0 | 18167.1969 | 1.5526e-05 | 89 | Commercial_2035_Technical_GWh_After Competition Groups_89 | eCube | 0.001553% | 0 | 0.28206 | Commercial_2035_Technical_GWh_After Competition Groups_eCube
Commercial | Com ¦ EC Plug Fan for Data Center (under cabinet) | 2035 | Technical | GWh | After Competition Groups | 0.21001 | 0 | 0 | 18167.1969 | 1.156e-05 | 90 | Commercial_2035_Technical_GWh_After Competition Groups_90 | EC Plug Fan for Data Center (under cabinet) | 0.001156% | 0 | 0.21001 | Commercial_2035_Technical_GWh_After Competition Groups_EC Plug Fan for Data Center (under cabinet)
Commercial | Com ¦ Air Curtains | 2035 | Technical | GWh | After Competition Groups | 0.060463 | 0 | 0 | 18167.1969 | 3.3282e-06 | 91 | Commercial_2035_Technical_GWh_After Competition Groups_91 | Air Curtains | 0.0003328% | 0 | 0.060463 | Commercial_2035_Technical_GWh_After Competition Groups_Air Curtains
Commercial | Com ¦ Exterior Photocell | 2035 | Technical | GWh | After Competition Groups | 0.057879 | 0 | 0 | 18167.1969 | 3.1859e-06 | 92 | Commercial_2035_Technical_GWh_After Competition Groups_92 | Exterior Photocell | 0.0003186% | 0 | 0.057879 | Commercial_2035_Technical_GWh_After Competition Groups_Exterior Photocell
Commercial | Com ¦ VSD Air Compressor | 2035 | Technical | GWh | After Competition Groups | 0.056792 | 0 | 0 | 18167.1969 | 3.1261e-06 | 93 | Commercial_2035_Technical_GWh_After Competition Groups_93 | VSD Air Compressor | 0.0003126% | 0 | 0.056792 | Commercial_2035_Technical_GWh_After Competition Groups_VSD Air Compressor
Commercial | Com ¦ High Efficiency Induction Cooking | 2035 | Technical | GWh | After Competition Groups | 0.0089153 | 0 | 0 | 18167.1969 | 4.9074e-07 | 94 | Commercial_2035_Technical_GWh_After Competition Groups_94 | High Efficiency Induction Cooking | 4.907e-05% | 0 | 0.0089153 | Commercial_2035_Technical_GWh_After Competition Groups_High Efficiency Induction Cooking
Commercial | Com ¦ Electric Convection Combination Ovens | 2035 | Technical | GWh | After Competition Groups | 0.0044292 | 0 | 0 | 18167.1969 | 2.438e-07 | 95 | Commercial_2035_Technical_GWh_After Competition Groups_95 | Electric Convection Combination Ovens | 2.438e-05% | 0 | 0.0044292 | Commercial_2035_Technical_GWh_After Competition Groups_Electric Convection Combination Ovens
Commercial | Com ¦ Building Recommissioning, Operations and Maintenance (O&M) Improvements | 2036 | Economic | GWh | After Competition Groups | 1803.9632 | 0 | 0 | 13500.9469 | 0.13362 | 1 | Commercial_2036_Economic_GWh_After Competition Groups_1 | Building Recommissioning, Operations and Maintenance (O&M) Improvements | 13.36% | 0 | 1803.9632 | Commercial_2036_Economic_GWh_After Competition Groups_Building Recommissioning, Operations and Maintenance (O&M) Improvements
Commercial | Com ¦ LED Low/High Bay | 2036 | Economic | GWh | After Competition Groups | 1105.9758 | 0 | 0 | 13500.9469 | 0.081918 | 2 | Commercial_2036_Economic_GWh_After Competition Groups_2 | LED Low/High Bay | 8.192% | 0 | 1105.9758 | Commercial_2036_Economic_GWh_After Competition Groups_LED Low/High Bay
Commercial | Com ¦ ENERGY STAR LED LAMPS (REFLECTOR LAMPs/MR16/PAR 16) | 2036 | Economic | GWh | After Competition Groups | 949.9202 | 0 | 0 | 13500.9469 | 0.07036 | 3 | Commercial_2036_Economic_GWh_After Competition Groups_3 | ENERGY STAR LED LAMPS (REFLECTOR LAMPs/MR16/PAR 16) | 7.036% | 0 | 949.9202 | Commercial_2036_Economic_GWh_After Competition Groups_ENERGY STAR LED LAMPS (REFLECTOR LAMPs/MR16/PAR 16)
Commercial | Com ¦ LED Troffer/Surface/Suspended | 2036 | Economic | GWh | After Competition Groups | 900.9484 | 0 | 0 | 13500.9469 | 0.066732 | 4 | Commercial_2036_Economic_GWh_After Competition Groups_4 | LED Troffer/Surface/Suspended | 6.673% | 0 | 900.9484 | Commercial_2036_Economic_GWh_After Competition Groups_LED Troffer/Surface/Suspended
Commercial | Com ¦ LED Replacement Lamp (Tube) | 2036 | Economic | GWh | After Competition Groups | 774.8833 | 0 | 0 | 13500.9469 | 0.057395 | 5 | Commercial_2036_Economic_GWh_After Competition Groups_5 | LED Replacement Lamp (Tube) | 5.739% | 0 | 774.8833 | Commercial_2036_Economic_GWh_After Competition Groups_LED Replacement Lamp (Tube)
Commercial | Com ¦ High Efficiency Air Source Heat Pump | 2036 | Economic | GWh | After Competition Groups | 726.5484 | 0 | 0 | 13500.9469 | 0.053815 | 6 | Commercial_2036_Economic_GWh_After Competition Groups_6 | High Efficiency Air Source Heat Pump | 5.381% | 0 | 726.5484 | Commercial_2036_Economic_GWh_After Competition Groups_High Efficiency Air Source Heat Pump
Commercial | Com ¦ Education and Capacity Building/Energy Behavior | 2036 | Economic | GWh | After Competition Groups | 677.5831 | 0 | 0 | 13500.9469 | 0.050188 | 7 | Commercial_2036_Economic_GWh_After Competition Groups_7 | Education and Capacity Building/Energy Behavior | 5.019% | 0 | 677.5831 | Commercial_2036_Economic_GWh_After Competition Groups_Education and Capacity Building/Energy Behavior
Commercial | Com ¦ LED EXTERIOR AREA LIGHTS - LED fixture (200W) | 2036 | Economic | GWh | After Competition Groups | 660.8348 | 0 | 0 | 13500.9469 | 0.048947 | 8 | Commercial_2036_Economic_GWh_After Competition Groups_8 | LED EXTERIOR AREA LIGHTS - LED fixture (200W) | 4.895% | 0 | 660.8348 | Commercial_2036_Economic_GWh_After Competition Groups_LED EXTERIOR AREA LIGHTS - LED fixture (200W)
Commercial | Com ¦ LED parking lot fixture | 2036 | Economic | GWh | After Competition Groups | 627.3937 | 0 | 0 | 13500.9469 | 0.04647 | 9 | Commercial_2036_Economic_GWh_After Competition Groups_9 | LED parking lot fixture | 4.647% | 0 | 627.3937 | Commercial_2036_Economic_GWh_After Competition Groups_LED parking lot fixture
Commercial | Com ¦ Furnace Tune-Up | 2036 | Economic | GWh | After Competition Groups | 495.3568 | 0 | 0 | 13500.9469 | 0.036691 | 10 | Commercial_2036_Economic_GWh_After Competition Groups_10 | Furnace Tune-Up | 3.669% | 0 | 495.3568 | Commercial_2036_Economic_GWh_After Competition Groups_Furnace Tune-Up
Commercial | Com ¦ LED street light fixture | 2036 | Economic | GWh | After Competition Groups | 403.6655 | 0 | 0 | 13500.9469 | 0.029899 | 11 | Commercial_2036_Economic_GWh_After Competition Groups_11 | LED street light fixture | 2.99% | 0 | 403.6655 | Commercial_2036_Economic_GWh_After Competition Groups_LED street light fixture
Commercial | Com ¦ Refrigerated Display Case Doors | 2036 | Economic | GWh | After Competition Groups | 378.8475 | 0 | 0 | 13500.9469 | 0.028061 | 12 | Commercial_2036_Economic_GWh_After Competition Groups_12 | Refrigerated Display Case Doors | 2.806% | 0 | 378.8475 | Commercial_2036_Economic_GWh_After Competition Groups_Refrigerated Display Case Doors
Commercial | Com ¦ Reach-in Shaded Pole to ECM/PSC Evaporator Fan Motor | 2036 | Economic | GWh | After Competition Groups | 362.5485 | 0 | 0 | 13500.9469 | 0.026854 | 13 | Commercial_2036_Economic_GWh_After Competition Groups_13 | Reach-in Shaded Pole to ECM/PSC Evaporator Fan Motor | 2.685% | 0 | 362.5485 | Commercial_2036_Economic_GWh_After Competition Groups_Reach-in Shaded Pole to ECM/PSC Evaporator Fan Motor
Commercial | Com ¦ Advanced BAS/Controllers | 2036 | Economic | GWh | After Competition Groups | 336.7822 | 0 | 0 | 13500.9469 | 0.024945 | 14 | Commercial_2036_Economic_GWh_After Competition Groups_14 | Advanced BAS/Controllers | 2.495% | 0 | 336.7822 | Commercial_2036_Economic_GWh_After Competition Groups_Advanced BAS/Controllers
Commercial | Com ¦ Demand Control Ventilation | 2036 | Economic | GWh | After Competition Groups | 330.6879 | 0 | 0 | 13500.9469 | 0.024494 | 15 | Commercial_2036_Economic_GWh_After Competition Groups_15 | Demand Control Ventilation | 2.449% | 0 | 330.6879 | Commercial_2036_Economic_GWh_After Competition Groups_Demand Control Ventilation
Commercial | Com ¦ Data Center Storage/Server Virtualization | 2036 | Economic | GWh | After Competition Groups | 310.2975 | 0 | 0 | 13500.9469 | 0.022983 | 16 | Commercial_2036_Economic_GWh_After Competition Groups_16 | Data Center Storage/Server Virtualization | 2.298% | 0 | 310.2975 | Commercial_2036_Economic_GWh_After Competition Groups_Data Center Storage/Server Virtualization
Commercial | Com ¦ Strip Curtains | 2036 | Economic | GWh | After Competition Groups | 253.6059 | 0 | 0 | 13500.9469 | 0.018784 | 17 | Commercial_2036_Economic_GWh_After Competition Groups_17 | Strip Curtains | 1.878% | 0 | 253.6059 | Commercial_2036_Economic_GWh_After Competition Groups_Strip Curtains
Commercial | Com ¦ Unitary Air-Conditioning Unit | 2036 | Economic | GWh | After Competition Groups | 215.1949 | 0 | 0 | 13500.9469 | 0.015939 | 18 | Commercial_2036_Economic_GWh_After Competition Groups_18 | Unitary Air-Conditioning Unit | 1.594% | 0 | 215.1949 | Commercial_2036_Economic_GWh_After Competition Groups_Unitary Air-Conditioning Unit
Commercial | Com ¦ Centrally controlled desktop PC/NETWORK PC POWER MANAGEMENT SOFTWARE | 2036 | Economic | GWh | After Competition Groups | 210.505 | 0 | 0 | 13500.9469 | 0.015592 | 19 | Commercial_2036_Economic_GWh_After Competition Groups_19 | Centrally controlled desktop PC/NETWORK PC POWER MANAGEMENT SOFTWARE | 1.559% | 0 | 210.505 | Commercial_2036_Economic_GWh_After Competition Groups_Centrally controlled desktop PC/NETWORK PC POWER MANAGEMENT SOFTWARE
Commercial | Com ¦ LED or Equivalent Sign Lighting | 2036 | Economic | GWh | After Competition Groups | 180.3875 | 0 | 0 | 13500.9469 | 0.013361 | 20 | Commercial_2036_Economic_GWh_After Competition Groups_20 | LED or Equivalent Sign Lighting | 1.336% | 0 | 180.3875 | Commercial_2036_Economic_GWh_After Competition Groups_LED or Equivalent Sign Lighting
Commercial | Com ¦ Variable Frequency Drive (VFD) | 2036 | Economic | GWh | After Competition Groups | 164.1931 | 0 | 0 | 13500.9469 | 0.012162 | 21 | Commercial_2036_Economic_GWh_After Competition Groups_21 | Variable Frequency Drive (VFD) | 1.216% | 0 | 164.1931 | Commercial_2036_Economic_GWh_After Competition Groups_Variable Frequency Drive (VFD)
Commercial | Com ¦ VFD on Pumps | 2036 | Economic | GWh | After Competition Groups | 153.6653 | 0 | 0 | 13500.9469 | 0.011382 | 22 | Commercial_2036_Economic_GWh_After Competition Groups_22 | VFD on Pumps | 1.138% | 0 | 153.6653 | Commercial_2036_Economic_GWh_After Competition Groups_VFD on Pumps
Commercial | Com ¦ Adaptive Thermostats | 2036 | Economic | GWh | After Competition Groups | 151.4108 | 0 | 0 | 13500.9469 | 0.011215 | 23 | Commercial_2036_Economic_GWh_After Competition Groups_23 | Adaptive Thermostats | 1.121% | 0 | 151.4108 | Commercial_2036_Economic_GWh_After Competition Groups_Adaptive Thermostats
Commercial | Com ¦ Air Handler with Dedicated Outdoor Air Systems | 2036 | Economic | GWh | After Competition Groups | 125.3183 | 0 | 0 | 13500.9469 | 0.0092822 | 24 | Commercial_2036_Economic_GWh_After Competition Groups_24 | Air Handler with Dedicated Outdoor Air Systems | 0.9282% | 0 | 125.3183 | Commercial_2036_Economic_GWh_After Competition Groups_Air Handler with Dedicated Outdoor Air Systems
Commercial | Com ¦ ENERGY STAR LED LAMPS (General Service Lamps) | 2036 | Economic | GWh | After Competition Groups | 124.0077 | 0 | 0 | 13500.9469 | 0.0091851 | 25 | Commercial_2036_Economic_GWh_After Competition Groups_25 | ENERGY STAR LED LAMPS (General Service Lamps) | 0.9185% | 0 | 124.0077 | Commercial_2036_Economic_GWh_After Competition Groups_ENERGY STAR LED LAMPS (General Service Lamps)
Commercial | Com ¦ Demand Control Kitchen Ventilation | 2036 | Economic | GWh | After Competition Groups | 109.8142 | 0 | 0 | 13500.9469 | 0.0081338 | 26 | Commercial_2036_Economic_GWh_After Competition Groups_26 | Demand Control Kitchen Ventilation | 0.8134% | 0 | 109.8142 | Commercial_2036_Economic_GWh_After Competition Groups_Demand Control Kitchen Ventilation
Commercial | Com ¦ Refrigerated Display Case LED | 2036 | Economic | GWh | After Competition Groups | 80.3138 | 0 | 0 | 13500.9469 | 0.0059488 | 27 | Commercial_2036_Economic_GWh_After Competition Groups_27 | Refrigerated Display Case LED | 0.5949% | 0 | 80.3138 | Commercial_2036_Economic_GWh_After Competition Groups_Refrigerated Display Case LED
Commercial | Com ¦ Occupancy Sensors | 2036 | Economic | GWh | After Competition Groups | 78.5637 | 0 | 0 | 13500.9469 | 0.0058191 | 28 | Commercial_2036_Economic_GWh_After Competition Groups_28 | Occupancy Sensors | 0.5819% | 0 | 78.5637 | Commercial_2036_Economic_GWh_After Competition Groups_Occupancy Sensors
Commercial | Com ¦ ECM MOTORS FOR EVAPORATOR FANS for refrigeration (WALK-IN) | 2036 | Economic | GWh | After Competition Groups | 77.7816 | 0 | 0 | 13500.9469 | 0.0057612 | 29 | Commercial_2036_Economic_GWh_After Competition Groups_29 | ECM MOTORS FOR EVAPORATOR FANS for refrigeration (WALK-IN) | 0.5761% | 0 | 77.7816 | Commercial_2036_Economic_GWh_After Competition Groups_ECM MOTORS FOR EVAPORATOR FANS for refrigeration (WALK-IN)
Commercial | Com ¦ Condensing Unit Heaters or other Efficient Unit Heating System | 2036 | Economic | GWh | After Competition Groups | 74.5441 | 0 | 0 | 13500.9469 | 0.0055214 | 30 | Commercial_2036_Economic_GWh_After Competition Groups_30 | Condensing Unit Heaters or other Efficient Unit Heating System | 0.5521% | 0 | 74.5441 | Commercial_2036_Economic_GWh_After Competition Groups_Condensing Unit Heaters or other Efficient Unit Heating System
Commercial | Com ¦ Freezer Case Light Sensor | 2036 | Economic | GWh | After Competition Groups | 64.0623 | 0 | 0 | 13500.9469 | 0.004745 | 31 | Commercial_2036_Economic_GWh_After Competition Groups_31 | Freezer Case Light Sensor | 0.4745% | 0 | 64.0623 | Commercial_2036_Economic_GWh_After Competition Groups_Freezer Case Light Sensor
Commercial | Com ¦ Evaporator Fan Controls | 2036 | Economic | GWh | After Competition Groups | 62.49 | 0 | 0 | 13500.9469 | 0.0046286 | 32 | Commercial_2036_Economic_GWh_After Competition Groups_32 | Evaporator Fan Controls | 0.4629% | 0 | 62.49 | Commercial_2036_Economic_GWh_After Competition Groups_Evaporator Fan Controls
Commercial | Com ¦ Chilled Water Optimization | 2036 | Economic | GWh | After Competition Groups | 53.6069 | 0 | 0 | 13500.9469 | 0.0039706 | 33 | Commercial_2036_Economic_GWh_After Competition Groups_33 | Chilled Water Optimization | 0.3971% | 0 | 53.6069 | Commercial_2036_Economic_GWh_After Competition Groups_Chilled Water Optimization
Commercial | Com ¦ Door Gasket Freezer/Refrigerator | 2036 | Economic | GWh | After Competition Groups | 52.4264 | 0 | 0 | 13500.9469 | 0.0038832 | 34 | Commercial_2036_Economic_GWh_After Competition Groups_34 | Door Gasket Freezer/Refrigerator | 0.3883% | 0 | 52.4264 | Commercial_2036_Economic_GWh_After Competition Groups_Door Gasket Freezer/Refrigerator
Commercial | Com ¦ Elec Storage WH 2.30 Et | 2036 | Economic | GWh | After Competition Groups | 49.9891 | 0 | 0 | 13500.9469 | 0.0037026 | 35 | Commercial_2036_Economic_GWh_After Competition Groups_35 | Elec Storage WH 2.30 Et | 0.3703% | 0 | 49.9891 | Commercial_2036_Economic_GWh_After Competition Groups_Elec Storage WH 2.30 Et
Commercial | Com ¦ ENERGY STAR Griddle (74% eff) | 2036 | Economic | GWh | After Competition Groups | 48.1133 | 0 | 0 | 13500.9469 | 0.0035637 | 36 | Commercial_2036_Economic_GWh_After Competition Groups_36 | ENERGY STAR Griddle (74% eff) | 0.3564% | 0 | 48.1133 | Commercial_2036_Economic_GWh_After Competition Groups_ENERGY STAR Griddle (74% eff)
Commercial | Com ¦ BEVERAGE VENDING MACHINE CONTROLS | 2036 | Economic | GWh | After Competition Groups | 42.8319 | 0 | 0 | 13500.9469 | 0.0031725 | 37 | Commercial_2036_Economic_GWh_After Competition Groups_37 | BEVERAGE VENDING MACHINE CONTROLS | 0.3173% | 0 | 42.8319 | Commercial_2036_Economic_GWh_After Competition Groups_BEVERAGE VENDING MACHINE CONTROLS
Commercial | Com ¦ Water Source Heat Pump (4 ton) | 2036 | Economic | GWh | After Competition Groups | 39.1598 | 0 | 0 | 13500.9469 | 0.0029005 | 38 | Commercial_2036_Economic_GWh_After Competition Groups_38 | Water Source Heat Pump (4 ton) | 0.2901% | 0 | 39.1598 | Commercial_2036_Economic_GWh_After Competition Groups_Water Source Heat Pump (4 ton)
Commercial | Com ¦ CO Sensors for parking garage exhaust fans | 2036 | Economic | GWh | After Competition Groups | 30.8169 | 0 | 0 | 13500.9469 | 0.0022826 | 39 | Commercial_2036_Economic_GWh_After Competition Groups_39 | CO Sensors for parking garage exhaust fans | 0.2283% | 0 | 30.8169 | Commercial_2036_Economic_GWh_After Competition Groups_CO Sensors for parking garage exhaust fans
Commercial | Com ¦ Temperature Adjustment in Commercial Freezers | 2036 | Economic | GWh | After Competition Groups | 23.8955 | 0 | 0 | 13500.9469 | 0.0017699 | 40 | Commercial_2036_Economic_GWh_After Competition Groups_40 | Temperature Adjustment in Commercial Freezers | 0.177% | 0 | 23.8955 | Commercial_2036_Economic_GWh_After Competition Groups_Temperature Adjustment in Commercial Freezers
Commercial | Com ¦ Energy Efficient Laboratory Fume Hood | 2036 | Economic | GWh | After Competition Groups | 21.2825 | 0 | 0 | 13500.9469 | 0.0015764 | 41 | Commercial_2036_Economic_GWh_After Competition Groups_41 | Energy Efficient Laboratory Fume Hood | 0.1576% | 0 | 21.2825 | Commercial_2036_Economic_GWh_After Competition Groups_Energy Efficient Laboratory Fume Hood
Commercial | Com ¦ Vertical Night Covers | 2036 | Economic | GWh | After Competition Groups | 18.5364 | 0 | 0 | 13500.9469 | 0.001373 | 42 | Commercial_2036_Economic_GWh_After Competition Groups_42 | Vertical Night Covers | 0.1373% | 0 | 18.5364 | Commercial_2036_Economic_GWh_After Competition Groups_Vertical Night Covers
Commercial | Com ¦ Outside Air Economizer | 2036 | Economic | GWh | After Competition Groups | 17.9527 | 0 | 0 | 13500.9469 | 0.0013297 | 43 | Commercial_2036_Economic_GWh_After Competition Groups_43 | Outside Air Economizer | 0.133% | 0 | 17.9527 | Commercial_2036_Economic_GWh_After Competition Groups_Outside Air Economizer
Commercial | Com ¦ ENERGY STAR Fryer (84% eff) | 2036 | Economic | GWh | After Competition Groups | 17.2694 | 0 | 0 | 13500.9469 | 0.0012791 | 44 | Commercial_2036_Economic_GWh_After Competition Groups_44 | ENERGY STAR Fryer (84% eff) | 0.1279% | 0 | 17.2694 | Commercial_2036_Economic_GWh_After Competition Groups_ENERGY STAR Fryer (84% eff)
Commercial | Com ¦ Duct Insulation, R8 | 2036 | Economic | GWh | After Competition Groups | 16.5024 | 0 | 0 | 13500.9469 | 0.0012223 | 45 | Commercial_2036_Economic_GWh_After Competition Groups_45 | Duct Insulation, R8 | 0.1222% | 0 | 16.5024 | Commercial_2036_Economic_GWh_After Competition Groups_Duct Insulation, R8
Commercial | Com ¦ Water Heating (DHW) Pipe Insulation (Add 3/4\ Foam)" | 2036 | Economic | GWh | After Competition Groups | 15.9545 | 0 | 0 | 13500.9469 | 0.0011817 | 46 | Commercial_2036_Economic_GWh_After Competition Groups_46 | Water Heating (DHW) Pipe Insulation (Add 3/4\ Foam)" | 0.1182% | 0 | 15.9545 | Commercial_2036_Economic_GWh_After Competition Groups_Water Heating (DHW) Pipe Insulation (Add 3/4\ Foam)"
Commercial | Com ¦ Condensing Make Up Air Unit | 2036 | Economic | GWh | After Competition Groups | 13.0786 | 0 | 0 | 13500.9469 | 0.00096871 | 47 | Commercial_2036_Economic_GWh_After Competition Groups_47 | Condensing Make Up Air Unit | 0.09687% | 0 | 13.0786 | Commercial_2036_Economic_GWh_After Competition Groups_Condensing Make Up Air Unit
Commercial | Com ¦ ENERGY STAR Dishwasher | 2036 | Economic | GWh | After Competition Groups | 12.9478 | 0 | 0 | 13500.9469 | 0.00095903 | 48 | Commercial_2036_Economic_GWh_After Competition Groups_48 | ENERGY STAR Dishwasher | 0.0959% | 0 | 12.9478 | Commercial_2036_Economic_GWh_After Competition Groups_ENERGY STAR Dishwasher
Commercial | Com ¦ Suction Pipe Insulation Freezer/Refrigerator | 2036 | Economic | GWh | After Competition Groups | 10.1309 | 0 | 0 | 13500.9469 | 0.00075038 | 49 | Commercial_2036_Economic_GWh_After Competition Groups_49 | Suction Pipe Insulation Freezer/Refrigerator | 0.07504% | 0 | 10.1309 | Commercial_2036_Economic_GWh_After Competition Groups_Suction Pipe Insulation Freezer/Refrigerator
Commercial | Com ¦ ENERGY STAR Steam Cookers | 2036 | Economic | GWh | After Competition Groups | 8.4414 | 0 | 0 | 13500.9469 | 0.00062525 | 50 | Commercial_2036_Economic_GWh_After Competition Groups_50 | ENERGY STAR Steam Cookers | 0.06252% | 0 | 8.4414 | Commercial_2036_Economic_GWh_After Competition Groups_ENERGY STAR Steam Cookers
Commercial | Com ¦ Ozone Laundry Treatment | 2036 | Economic | GWh | After Competition Groups | 6.6229 | 0 | 0 | 13500.9469 | 0.00049055 | 51 | Commercial_2036_Economic_GWh_After Competition Groups_51 | Ozone Laundry Treatment | 0.04906% | 0 | 6.6229 | Commercial_2036_Economic_GWh_After Competition Groups_Ozone Laundry Treatment
Commercial | Com ¦ Solar Water Preheat (Pools/DHW) | 2036 | Economic | GWh | After Competition Groups | 4.2026 | 0 | 0 | 13500.9469 | 0.00031128 | 52 | Commercial_2036_Economic_GWh_After Competition Groups_52 | Solar Water Preheat (Pools/DHW) | 0.03113% | 0 | 4.2026 | Commercial_2036_Economic_GWh_After Competition Groups_Solar Water Preheat (Pools/DHW)
Commercial | Com ¦ Demand controlled Circulating Systems | 2036 | Economic | GWh | After Competition Groups | 3.4189 | 0 | 0 | 13500.9469 | 0.00025323 | 53 | Commercial_2036_Economic_GWh_After Competition Groups_53 | Demand controlled Circulating Systems | 0.02532% | 0 | 3.4189 | Commercial_2036_Economic_GWh_After Competition Groups_Demand controlled Circulating Systems
Commercial | Com ¦ ECM MOTORS FOR HVAC APPLICATION (FAN-POWERED VAV BOX) | 2036 | Economic | GWh | After Competition Groups | 2.8408 | 0 | 0 | 13500.9469 | 0.00021041 | 54 | Commercial_2036_Economic_GWh_After Competition Groups_54 | ECM MOTORS FOR HVAC APPLICATION (FAN-POWERED VAV BOX) | 0.02104% | 0 | 2.8408 | Commercial_2036_Economic_GWh_After Competition Groups_ECM MOTORS FOR HVAC APPLICATION (FAN-POWERED VAV BOX)
Commercial | Com ¦ Thermostat Setback | 2036 | Economic | GWh | After Competition Groups | 2.8266 | 0 | 0 | 13500.9469 | 0.00020936 | 55 | Commercial_2036_Economic_GWh_After Competition Groups_55 | Thermostat Setback | 0.02094% | 0 | 2.8266 | Commercial_2036_Economic_GWh_After Competition Groups_Thermostat Setback
Commercial | Com ¦ Notched V belts for HVAC Systems | 2036 | Economic | GWh | After Competition Groups | 2.5423 | 0 | 0 | 13500.9469 | 0.00018831 | 56 | Commercial_2036_Economic_GWh_After Competition Groups_56 | Notched V belts for HVAC Systems | 0.01883% | 0 | 2.5423 | Commercial_2036_Economic_GWh_After Competition Groups_Notched V belts for HVAC Systems
Commercial | Com ¦ PTAC (12 EER/10,000 BTU) | 2036 | Economic | GWh | After Competition Groups | 2.2894 | 0 | 0 | 13500.9469 | 0.00016957 | 57 | Commercial_2036_Economic_GWh_After Competition Groups_57 | PTAC (12 EER/10,000 BTU) | 0.01696% | 0 | 2.2894 | Commercial_2036_Economic_GWh_After Competition Groups_PTAC (12 EER/10,000 BTU)
Commercial | Com ¦ Efficient compressor motor | 2036 | Economic | GWh | After Competition Groups | 2.2218 | 0 | 0 | 13500.9469 | 0.00016456 | 58 | Commercial_2036_Economic_GWh_After Competition Groups_58 | Efficient compressor motor | 0.01646% | 0 | 2.2218 | Commercial_2036_Economic_GWh_After Competition Groups_Efficient compressor motor
Commercial | Com ¦ CEE Tier 2/Energy Star Clothes Washers | 2036 | Economic | GWh | After Competition Groups | 1.6693 | 0 | 0 | 13500.9469 | 0.00012364 | 59 | Commercial_2036_Economic_GWh_After Competition Groups_59 | CEE Tier 2/Energy Star Clothes Washers | 0.01236% | 0 | 1.6693 | Commercial_2036_Economic_GWh_After Competition Groups_CEE Tier 2/Energy Star Clothes Washers
Commercial | COM ¦ Ductless Mini-Split Heat Pumps | 2036 | Economic | GWh | After Competition Groups | 1.6028 | 0 | 0 | 13500.9469 | 0.00011872 | 60 | Commercial_2036_Economic_GWh_After Competition Groups_60 | Ductless Mini-Split Heat Pumps | 0.01187% | 0 | 1.6028 | Commercial_2036_Economic_GWh_After Competition Groups_Ductless Mini-Split Heat Pumps
Commercial | Com ¦ Auto Off Time Switch or Time Clock control | 2036 | Economic | GWh | After Competition Groups | 1.4054 | 0 | 0 | 13500.9469 | 0.0001041 | 61 | Commercial_2036_Economic_GWh_After Competition Groups_61 | Auto Off Time Switch or Time Clock control | 0.01041% | 0 | 1.4054 | Commercial_2036_Economic_GWh_After Competition Groups_Auto Off Time Switch or Time Clock control
Commercial | Com ¦ LED RECESSED DOWNLIGHTS | 2036 | Economic | GWh | After Competition Groups | 0.90059 | 0 | 0 | 13500.9469 | 6.6706e-05 | 62 | Commercial_2036_Economic_GWh_After Competition Groups_62 | LED RECESSED DOWNLIGHTS | 0.006671% | 0 | 0.90059 | Commercial_2036_Economic_GWh_After Competition Groups_LED RECESSED DOWNLIGHTS
Commercial | Com ¦ Low Flow Pre-Rinse Spray Nozzle | 2036 | Economic | GWh | After Competition Groups | 0.87659 | 0 | 0 | 13500.9469 | 6.4928e-05 | 63 | Commercial_2036_Economic_GWh_After Competition Groups_63 | Low Flow Pre-Rinse Spray Nozzle | 0.006493% | 0 | 0.87659 | Commercial_2036_Economic_GWh_After Competition Groups_Low Flow Pre-Rinse Spray Nozzle
Commercial | Com ¦ Commercial Hot Food Holding Cabinets | 2036 | Economic | GWh | After Competition Groups | 0.72642 | 0 | 0 | 13500.9469 | 5.3805e-05 | 64 | Commercial_2036_Economic_GWh_After Competition Groups_64 | Commercial Hot Food Holding Cabinets | 0.005381% | 0 | 0.72642 | Commercial_2036_Economic_GWh_After Competition Groups_Commercial Hot Food Holding Cabinets
Commercial | Com ¦ Energy Recovery Ventilation and Ventilation (Enhanced) | 2036 | Economic | GWh | After Competition Groups | 0.57854 | 0 | 0 | 13500.9469 | 4.2852e-05 | 65 | Commercial_2036_Economic_GWh_After Competition Groups_65 | Energy Recovery Ventilation and Ventilation (Enhanced) | 0.004285% | 0 | 0.57854 | Commercial_2036_Economic_GWh_After Competition Groups_Energy Recovery Ventilation and Ventilation (Enhanced)
Commercial | Com ¦ HVAC Optimization | 2036 | Economic | GWh | After Competition Groups | 0.50483 | 0 | 0 | 13500.9469 | 3.7392e-05 | 66 | Commercial_2036_Economic_GWh_After Competition Groups_66 | HVAC Optimization | 0.003739% | 0 | 0.50483 | Commercial_2036_Economic_GWh_After Competition Groups_HVAC Optimization
Commercial | Com ¦ Wall Insulation | 2036 | Economic | GWh | After Competition Groups | 0.21528 | 0 | 0 | 13500.9469 | 1.5946e-05 | 67 | Commercial_2036_Economic_GWh_After Competition Groups_67 | Wall Insulation | 0.001595% | 0 | 0.21528 | Commercial_2036_Economic_GWh_After Competition Groups_Wall Insulation
Commercial | Com ¦ Room AC (w/ louvered sides) 14 SEER from 12 SEER code | 2036 | Economic | GWh | After Competition Groups | 0.16478 | 0 | 0 | 13500.9469 | 1.2205e-05 | 68 | Commercial_2036_Economic_GWh_After Competition Groups_68 | Room AC (w/ louvered sides) 14 SEER from 12 SEER code | 0.00122% | 0 | 0.16478 | Commercial_2036_Economic_GWh_After Competition Groups_Room AC (w/ louvered sides) 14 SEER from 12 SEER code
Commercial | Com ¦ EC Plug Fan for Data Center (under cabinet) | 2036 | Economic | GWh | After Competition Groups | 0.097824 | 0 | 0 | 13500.9469 | 7.2457e-06 | 69 | Commercial_2036_Economic_GWh_After Competition Groups_69 | EC Plug Fan for Data Center (under cabinet) | 0.0007246% | 0 | 0.097824 | Commercial_2036_Economic_GWh_After Competition Groups_EC Plug Fan for Data Center (under cabinet)
Commercial | Com ¦ High Efficiency Chiller (avg of water and air cooled) | 2036 | Economic | GWh | After Competition Groups | 0.082931 | 0 | 0 | 13500.9469 | 6.1426e-06 | 70 | Commercial_2036_Economic_GWh_After Competition Groups_70 | High Efficiency Chiller (avg of water and air cooled) | 0.0006143% | 0 | 0.082931 | Commercial_2036_Economic_GWh_After Competition Groups_High Efficiency Chiller (avg of water and air cooled)
Commercial | Com ¦ Air Curtains | 2036 | Economic | GWh | After Competition Groups | 0.061426 | 0 | 0 | 13500.9469 | 4.5498e-06 | 71 | Commercial_2036_Economic_GWh_After Competition Groups_71 | Air Curtains | 0.000455% | 0 | 0.061426 | Commercial_2036_Economic_GWh_After Competition Groups_Air Curtains
Commercial | Com ¦ VSD Air Compressor | 2036 | Economic | GWh | After Competition Groups | 0.058833 | 0 | 0 | 13500.9469 | 4.3577e-06 | 72 | Commercial_2036_Economic_GWh_After Competition Groups_72 | VSD Air Compressor | 0.0004358% | 0 | 0.058833 | Commercial_2036_Economic_GWh_After Competition Groups_VSD Air Compressor
Commercial | Com ¦ Electric Convection Combination Ovens | 2036 | Economic | GWh | After Competition Groups | 0.0045873 | 0 | 0 | 13500.9469 | 3.3977e-07 | 73 | Commercial_2036_Economic_GWh_After Competition Groups_73 | Electric Convection Combination Ovens | 3.398e-05% | 0 | 0.0045873 | Commercial_2036_Economic_GWh_After Competition Groups_Electric Convection Combination Ovens
Commercial | Com ¦ Indoor Daylight Sensors/Photocell Dimming Control | 2036 | Economic | GWh | After Competition Groups | 0 | 0 | 0 | 13500.9469 | 0 | 74 | Commercial_2036_Economic_GWh_After Competition Groups_74 | Indoor Daylight Sensors/Photocell Dimming Control | 0% | 0 | 0 | Commercial_2036_Economic_GWh_After Competition Groups_Indoor Daylight Sensors/Photocell Dimming Control
Commercial | Com ¦ Variable Refrigerant Flow Heat Pump | 2036 | Economic | GWh | After Competition Groups | 0 | 0 | 0 | 13500.9469 | 0 | 75 | Commercial_2036_Economic_GWh_After Competition Groups_75 | Variable Refrigerant Flow Heat Pump | 0% | 0 | 0 | Commercial_2036_Economic_GWh_After Competition Groups_Variable Refrigerant Flow Heat Pump
Commercial | Com ¦ LED Low/High Bay | 2036 | SC A | GWh | After Competition Groups | 1112.3851 | 28356083.2325 | 28.3561 | 9783.489 | 0.1137 | 1 | Commercial_2036_SC A_GWh_After Competition Groups_1 | LED Low/High Bay | 11.37% | 28.3561 | 1112.3851 | Commercial_2036_SC A_GWh_After Competition Groups_LED Low/High Bay
Commercial | Com ¦ LED Troffer/Surface/Suspended | 2036 | SC A | GWh | After Competition Groups | 1004.3921 | 15343881.6443 | 15.3439 | 9783.489 | 0.10266 | 2 | Commercial_2036_SC A_GWh_After Competition Groups_2 | LED Troffer/Surface/Suspended | 10.27% | 15.3439 | 1004.3921 | Commercial_2036_SC A_GWh_After Competition Groups_LED Troffer/Surface/Suspended
Commercial | Com ¦ ENERGY STAR LED LAMPS (REFLECTOR LAMPs/MR16/PAR 16) | 2036 | SC A | GWh | After Competition Groups | 978.4827 | 932465.3417 | 0.93247 | 9783.489 | 0.10001 | 3 | Commercial_2036_SC A_GWh_After Competition Groups_3 | ENERGY STAR LED LAMPS (REFLECTOR LAMPs/MR16/PAR 16) | 10% | 0.93247 | 978.4827 | Commercial_2036_SC A_GWh_After Competition Groups_ENERGY STAR LED LAMPS (REFLECTOR LAMPs/MR16/PAR 16)
Commercial | Com ¦ Building Recommissioning, Operations and Maintenance (O&M) Improvements | 2036 | SC A | GWh | After Competition Groups | 705.9962 | 2100362.1959 | 2.1004 | 9783.489 | 0.072162 | 4 | Commercial_2036_SC A_GWh_After Competition Groups_4 | Building Recommissioning, Operations and Maintenance (O&M) Improvements | 7.216% | 2.1004 | 705.9962 | Commercial_2036_SC A_GWh_After Competition Groups_Building Recommissioning, Operations and Maintenance (O&M) Improvements
Commercial | Com ¦ LED Replacement Lamp (Tube) | 2036 | SC A | GWh | After Competition Groups | 650.0387 | 0 | 0 | 9783.489 | 0.066442 | 5 | Commercial_2036_SC A_GWh_After Competition Groups_5 | LED Replacement Lamp (Tube) | 6.644% | 0 | 650.0387 | Commercial_2036_SC A_GWh_After Competition Groups_LED Replacement Lamp (Tube)
Commercial | Com ¦ LED EXTERIOR AREA LIGHTS - LED fixture (200W) | 2036 | SC A | GWh | After Competition Groups | 645.4938 | 0 | 0 | 9783.489 | 0.065978 | 6 | Commercial_2036_SC A_GWh_After Competition Groups_6 | LED EXTERIOR AREA LIGHTS - LED fixture (200W) | 6.598% | 0 | 645.4938 | Commercial_2036_SC A_GWh_After Competition Groups_LED EXTERIOR AREA LIGHTS - LED fixture (200W)
Commercial | Com ¦ LED parking lot fixture | 2036 | SC A | GWh | After Competition Groups | 616.1088 | 1209561.6234 | 1.2096 | 9783.489 | 0.062974 | 7 | Commercial_2036_SC A_GWh_After Competition Groups_7 | LED parking lot fixture | 6.297% | 1.2096 | 616.1088 | Commercial_2036_SC A_GWh_After Competition Groups_LED parking lot fixture
Commercial | Com ¦ Furnace Tune-Up | 2036 | SC A | GWh | After Competition Groups | 417.093 | 94968.321 | 0.094968 | 9783.489 | 0.042632 | 8 | Commercial_2036_SC A_GWh_After Competition Groups_8 | Furnace Tune-Up | 4.263% | 0.094968 | 417.093 | Commercial_2036_SC A_GWh_After Competition Groups_Furnace Tune-Up
Commercial | Com ¦ LED street light fixture | 2036 | SC A | GWh | After Competition Groups | 389.5931 | 3220763.197 | 3.2208 | 9783.489 | 0.039821 | 9 | Commercial_2036_SC A_GWh_After Competition Groups_9 | LED street light fixture | 3.982% | 3.2208 | 389.5931 | Commercial_2036_SC A_GWh_After Competition Groups_LED street light fixture
Commercial | Com ¦ High Efficiency Air Source Heat Pump | 2036 | SC A | GWh | After Competition Groups | 301.847 | 1422203.9226 | 1.4222 | 9783.489 | 0.030853 | 10 | Commercial_2036_SC A_GWh_After Competition Groups_10 | High Efficiency Air Source Heat Pump | 3.085% | 1.4222 | 301.847 | Commercial_2036_SC A_GWh_After Competition Groups_High Efficiency Air Source Heat Pump
Commercial | Com ¦ Reach-in Shaded Pole to ECM/PSC Evaporator Fan Motor | 2036 | SC A | GWh | After Competition Groups | 271.3162 | 2344849.4628 | 2.3448 | 9783.489 | 0.027732 | 11 | Commercial_2036_SC A_GWh_After Competition Groups_11 | Reach-in Shaded Pole to ECM/PSC Evaporator Fan Motor | 2.773% | 2.3448 | 271.3162 | Commercial_2036_SC A_GWh_After Competition Groups_Reach-in Shaded Pole to ECM/PSC Evaporator Fan Motor
Commercial | Com ¦ Data Center Storage/Server Virtualization | 2036 | SC A | GWh | After Competition Groups | 230.6978 | 0 | 0 | 9783.489 | 0.02358 | 12 | Commercial_2036_SC A_GWh_After Competition Groups_12 | Data Center Storage/Server Virtualization | 2.358% | 0 | 230.6978 | Commercial_2036_SC A_GWh_After Competition Groups_Data Center Storage/Server Virtualization
Commercial | Com ¦ Refrigerated Display Case Doors | 2036 | SC A | GWh | After Competition Groups | 216.2784 | 4054767.7351 | 4.0548 | 9783.489 | 0.022106 | 13 | Commercial_2036_SC A_GWh_After Competition Groups_13 | Refrigerated Display Case Doors | 2.211% | 4.0548 | 216.2784 | Commercial_2036_SC A_GWh_After Competition Groups_Refrigerated Display Case Doors
Commercial | Com ¦ Strip Curtains | 2036 | SC A | GWh | After Competition Groups | 199.2922 | 170653.1832 | 0.17065 | 9783.489 | 0.02037 | 14 | Commercial_2036_SC A_GWh_After Competition Groups_14 | Strip Curtains | 2.037% | 0.17065 | 199.2922 | Commercial_2036_SC A_GWh_After Competition Groups_Strip Curtains
Commercial | Com ¦ Demand Control Ventilation | 2036 | SC A | GWh | After Competition Groups | 153.2078 | 368624.6826 | 0.36862 | 9783.489 | 0.01566 | 15 | Commercial_2036_SC A_GWh_After Competition Groups_15 | Demand Control Ventilation | 1.566% | 0.36862 | 153.2078 | Commercial_2036_SC A_GWh_After Competition Groups_Demand Control Ventilation
Commercial | Com ¦ Centrally controlled desktop PC/NETWORK PC POWER MANAGEMENT SOFTWARE | 2036 | SC A | GWh | After Competition Groups | 152.0969 | 763624.5617 | 0.76362 | 9783.489 | 0.015546 | 16 | Commercial_2036_SC A_GWh_After Competition Groups_16 | Centrally controlled desktop PC/NETWORK PC POWER MANAGEMENT SOFTWARE | 1.555% | 0.76362 | 152.0969 | Commercial_2036_SC A_GWh_After Competition Groups_Centrally controlled desktop PC/NETWORK PC POWER MANAGEMENT SOFTWARE
Commercial | Com ¦ Advanced BAS/Controllers | 2036 | SC A | GWh | After Competition Groups | 151.6122 | 406237.6866 | 0.40624 | 9783.489 | 0.015497 | 17 | Commercial_2036_SC A_GWh_After Competition Groups_17 | Advanced BAS/Controllers | 1.55% | 0.40624 | 151.6122 | Commercial_2036_SC A_GWh_After Competition Groups_Advanced BAS/Controllers
Commercial | Com ¦ Variable Frequency Drive (VFD) | 2036 | SC A | GWh | After Competition Groups | 138.7794 | 1567292.5218 | 1.5673 | 9783.489 | 0.014185 | 18 | Commercial_2036_SC A_GWh_After Competition Groups_18 | Variable Frequency Drive (VFD) | 1.419% | 1.5673 | 138.7794 | Commercial_2036_SC A_GWh_After Competition Groups_Variable Frequency Drive (VFD)
Commercial | Com ¦ LED or Equivalent Sign Lighting | 2036 | SC A | GWh | After Competition Groups | 132.1908 | 1591625.3965 | 1.5916 | 9783.489 | 0.013512 | 19 | Commercial_2036_SC A_GWh_After Competition Groups_19 | LED or Equivalent Sign Lighting | 1.351% | 1.5916 | 132.1908 | Commercial_2036_SC A_GWh_After Competition Groups_LED or Equivalent Sign Lighting
Commercial | Com ¦ VFD on Pumps | 2036 | SC A | GWh | After Competition Groups | 129.0798 | 1513536.0413 | 1.5135 | 9783.489 | 0.013194 | 20 | Commercial_2036_SC A_GWh_After Competition Groups_20 | VFD on Pumps | 1.319% | 1.5135 | 129.0798 | Commercial_2036_SC A_GWh_After Competition Groups_VFD on Pumps
Commercial | Com ¦ Education and Capacity Building/Energy Behavior | 2036 | SC A | GWh | After Competition Groups | 124.2999 | 1419039.8487 | 1.419 | 9783.489 | 0.012705 | 21 | Commercial_2036_SC A_GWh_After Competition Groups_21 | Education and Capacity Building/Energy Behavior | 1.271% | 1.419 | 124.2999 | Commercial_2036_SC A_GWh_After Competition Groups_Education and Capacity Building/Energy Behavior
Commercial | Com ¦ ENERGY STAR LED LAMPS (General Service Lamps) | 2036 | SC A | GWh | After Competition Groups | 116.7936 | 165797.158 | 0.1658 | 9783.489 | 0.011938 | 22 | Commercial_2036_SC A_GWh_After Competition Groups_22 | ENERGY STAR LED LAMPS (General Service Lamps) | 1.194% | 0.1658 | 116.7936 | Commercial_2036_SC A_GWh_After Competition Groups_ENERGY STAR LED LAMPS (General Service Lamps)
Commercial | Com ¦ Adaptive Thermostats | 2036 | SC A | GWh | After Competition Groups | 100.6136 | 1764425.8087 | 1.7644 | 9783.489 | 0.010284 | 23 | Commercial_2036_SC A_GWh_After Competition Groups_23 | Adaptive Thermostats | 1.028% | 1.7644 | 100.6136 | Commercial_2036_SC A_GWh_After Competition Groups_Adaptive Thermostats
Commercial | Com ¦ Door Gasket Freezer/Refrigerator | 2036 | SC A | GWh | After Competition Groups | 67.7908 | 581136.0685 | 0.58114 | 9783.489 | 0.0069291 | 24 | Commercial_2036_SC A_GWh_After Competition Groups_24 | Door Gasket Freezer/Refrigerator | 0.6929% | 0.58114 | 67.7908 | Commercial_2036_SC A_GWh_After Competition Groups_Door Gasket Freezer/Refrigerator
Commercial | Com ¦ Demand Control Kitchen Ventilation | 2036 | SC A | GWh | After Competition Groups | 65.257 | 186882.8392 | 0.18688 | 9783.489 | 0.0066701 | 25 | Commercial_2036_SC A_GWh_After Competition Groups_25 | Demand Control Kitchen Ventilation | 0.667% | 0.18688 | 65.257 | Commercial_2036_SC A_GWh_After Competition Groups_Demand Control Kitchen Ventilation
Commercial | Com ¦ ECM MOTORS FOR EVAPORATOR FANS for refrigeration (WALK-IN) | 2036 | SC A | GWh | After Competition Groups | 64.9818 | 960507.3665 | 0.96051 | 9783.489 | 0.006642 | 26 | Commercial_2036_SC A_GWh_After Competition Groups_26 | ECM MOTORS FOR EVAPORATOR FANS for refrigeration (WALK-IN) | 0.6642% | 0.96051 | 64.9818 | Commercial_2036_SC A_GWh_After Competition Groups_ECM MOTORS FOR EVAPORATOR FANS for refrigeration (WALK-IN)
Commercial | Com ¦ Air Handler with Dedicated Outdoor Air Systems | 2036 | SC A | GWh | After Competition Groups | 62.7967 | 0 | 0 | 9783.489 | 0.0064186 | 27 | Commercial_2036_SC A_GWh_After Competition Groups_27 | Air Handler with Dedicated Outdoor Air Systems | 0.6419% | 0 | 62.7967 | Commercial_2036_SC A_GWh_After Competition Groups_Air Handler with Dedicated Outdoor Air Systems
Commercial | Com ¦ Condensing Unit Heaters or other Efficient Unit Heating System | 2036 | SC A | GWh | After Competition Groups | 62.7316 | 28521.8064 | 0.028522 | 9783.489 | 0.006412 | 28 | Commercial_2036_SC A_GWh_After Competition Groups_28 | Condensing Unit Heaters or other Efficient Unit Heating System | 0.6412% | 0.028522 | 62.7316 | Commercial_2036_SC A_GWh_After Competition Groups_Condensing Unit Heaters or other Efficient Unit Heating System
Commercial | Com ¦ Evaporator Fan Controls | 2036 | SC A | GWh | After Competition Groups | 52.0762 | 151062.7909 | 0.15106 | 9783.489 | 0.0053229 | 29 | Commercial_2036_SC A_GWh_After Competition Groups_29 | Evaporator Fan Controls | 0.5323% | 0.15106 | 52.0762 | Commercial_2036_SC A_GWh_After Competition Groups_Evaporator Fan Controls
Commercial | Com ¦ Refrigerated Display Case LED | 2036 | SC A | GWh | After Competition Groups | 47.0016 | 725591.0858 | 0.72559 | 9783.489 | 0.0048042 | 30 | Commercial_2036_SC A_GWh_After Competition Groups_30 | Refrigerated Display Case LED | 0.4804% | 0.72559 | 47.0016 | Commercial_2036_SC A_GWh_After Competition Groups_Refrigerated Display Case LED
Commercial | Com ¦ Unitary Air-Conditioning Unit | 2036 | SC A | GWh | After Competition Groups | 44.9389 | 605453.9861 | 0.60545 | 9783.489 | 0.0045933 | 31 | Commercial_2036_SC A_GWh_After Competition Groups_31 | Unitary Air-Conditioning Unit | 0.4593% | 0.60545 | 44.9389 | Commercial_2036_SC A_GWh_After Competition Groups_Unitary Air-Conditioning Unit
Commercial | Com ¦ Freezer Case Light Sensor | 2036 | SC A | GWh | After Competition Groups | 44.4166 | 1221230.6037 | 1.2212 | 9783.489 | 0.00454 | 32 | Commercial_2036_SC A_GWh_After Competition Groups_32 | Freezer Case Light Sensor | 0.454% | 1.2212 | 44.4166 | Commercial_2036_SC A_GWh_After Competition Groups_Freezer Case Light Sensor
Commercial | Com ¦ Occupancy Sensors | 2036 | SC A | GWh | After Competition Groups | 38.1944 | 8056.5097 | 0.0080565 | 9783.489 | 0.003904 | 33 | Commercial_2036_SC A_GWh_After Competition Groups_33 | Occupancy Sensors | 0.3904% | 0.0080565 | 38.1944 | Commercial_2036_SC A_GWh_After Competition Groups_Occupancy Sensors
Commercial | Com ¦ ENERGY STAR Griddle (74% eff) | 2036 | SC A | GWh | After Competition Groups | 33.8807 | 218496.7633 | 0.2185 | 9783.489 | 0.003463 | 34 | Commercial_2036_SC A_GWh_After Competition Groups_34 | ENERGY STAR Griddle (74% eff) | 0.3463% | 0.2185 | 33.8807 | Commercial_2036_SC A_GWh_After Competition Groups_ENERGY STAR Griddle (74% eff)
Commercial | Com ¦ BEVERAGE VENDING MACHINE CONTROLS | 2036 | SC A | GWh | After Competition Groups | 25.7448 | 281154.7492 | 0.28115 | 9783.489 | 0.0026315 | 35 | Commercial_2036_SC A_GWh_After Competition Groups_35 | BEVERAGE VENDING MACHINE CONTROLS | 0.2631% | 0.28115 | 25.7448 | Commercial_2036_SC A_GWh_After Competition Groups_BEVERAGE VENDING MACHINE CONTROLS
Commercial | Com ¦ Chilled Water Optimization | 2036 | SC A | GWh | After Competition Groups | 25.4871 | 525739.6971 | 0.52574 | 9783.489 | 0.0026051 | 36 | Commercial_2036_SC A_GWh_After Competition Groups_36 | Chilled Water Optimization | 0.2605% | 0.52574 | 25.4871 | Commercial_2036_SC A_GWh_After Competition Groups_Chilled Water Optimization
Commercial | Com ¦ Elec Storage WH 2.30 Et | 2036 | SC A | GWh | After Competition Groups | 24.235 | 549627.9822 | 0.54963 | 9783.489 | 0.0024771 | 37 | Commercial_2036_SC A_GWh_After Competition Groups_37 | Elec Storage WH 2.30 Et | 0.2477% | 0.54963 | 24.235 | Commercial_2036_SC A_GWh_After Competition Groups_Elec Storage WH 2.30 Et
Commercial | Com ¦ Temperature Adjustment in Commercial Freezers | 2036 | SC A | GWh | After Competition Groups | 19.9294 | 0 | 0 | 9783.489 | 0.002037 | 38 | Commercial_2036_SC A_GWh_After Competition Groups_38 | Temperature Adjustment in Commercial Freezers | 0.2037% | 0 | 19.9294 | Commercial_2036_SC A_GWh_After Competition Groups_Temperature Adjustment in Commercial Freezers
Commercial | Com ¦ CO Sensors for parking garage exhaust fans | 2036 | SC A | GWh | After Competition Groups | 18.3371 | 400062.0465 | 0.40006 | 9783.489 | 0.0018743 | 39 | Commercial_2036_SC A_GWh_After Competition Groups_39 | CO Sensors for parking garage exhaust fans | 0.1874% | 0.40006 | 18.3371 | Commercial_2036_SC A_GWh_After Competition Groups_CO Sensors for parking garage exhaust fans
Commercial | Com ¦ Energy Efficient Laboratory Fume Hood | 2036 | SC A | GWh | After Competition Groups | 16.4687 | 334075.5097 | 0.33408 | 9783.489 | 0.0016833 | 40 | Commercial_2036_SC A_GWh_After Competition Groups_40 | Energy Efficient Laboratory Fume Hood | 0.1683% | 0.33408 | 16.4687 | Commercial_2036_SC A_GWh_After Competition Groups_Energy Efficient Laboratory Fume Hood
Commercial | Com ¦ Vertical Night Covers | 2036 | SC A | GWh | After Competition Groups | 15.1767 | 116058.3034 | 0.11606 | 9783.489 | 0.0015513 | 41 | Commercial_2036_SC A_GWh_After Competition Groups_41 | Vertical Night Covers | 0.1551% | 0.11606 | 15.1767 | Commercial_2036_SC A_GWh_After Competition Groups_Vertical Night Covers
Commercial | Com ¦ Water Source Heat Pump (4 ton) | 2036 | SC A | GWh | After Competition Groups | 14.5879 | 380993.7447 | 0.38099 | 9783.489 | 0.0014911 | 42 | Commercial_2036_SC A_GWh_After Competition Groups_42 | Water Source Heat Pump (4 ton) | 0.1491% | 0.38099 | 14.5879 | Commercial_2036_SC A_GWh_After Competition Groups_Water Source Heat Pump (4 ton)
Commercial | Com ¦ Outside Air Economizer | 2036 | SC A | GWh | After Competition Groups | 14.4005 | 108881.1341 | 0.10888 | 9783.489 | 0.0014719 | 43 | Commercial_2036_SC A_GWh_After Competition Groups_43 | Outside Air Economizer | 0.1472% | 0.10888 | 14.4005 | Commercial_2036_SC A_GWh_After Competition Groups_Outside Air Economizer
Commercial | Com ¦ Duct Insulation, R8 | 2036 | SC A | GWh | After Competition Groups | 13.7042 | 262414.0178 | 0.26241 | 9783.489 | 0.0014007 | 44 | Commercial_2036_SC A_GWh_After Competition Groups_44 | Duct Insulation, R8 | 0.1401% | 0.26241 | 13.7042 | Commercial_2036_SC A_GWh_After Competition Groups_Duct Insulation, R8
Commercial | Com ¦ Water Heating (DHW) Pipe Insulation (Add 3/4\ Foam)" | 2036 | SC A | GWh | After Competition Groups | 13.3524 | 204611.125 | 0.20461 | 9783.489 | 0.0013648 | 45 | Commercial_2036_SC A_GWh_After Competition Groups_45 | Water Heating (DHW) Pipe Insulation (Add 3/4\ Foam)" | 0.1365% | 0.20461 | 13.3524 | Commercial_2036_SC A_GWh_After Competition Groups_Water Heating (DHW) Pipe Insulation (Add 3/4\ Foam)"
Commercial | Com ¦ ENERGY STAR Fryer (84% eff) | 2036 | SC A | GWh | After Competition Groups | 12.4507 | 154516.4587 | 0.15452 | 9783.489 | 0.0012726 | 46 | Commercial_2036_SC A_GWh_After Competition Groups_46 | ENERGY STAR Fryer (84% eff) | 0.1273% | 0.15452 | 12.4507 | Commercial_2036_SC A_GWh_After Competition Groups_ENERGY STAR Fryer (84% eff)
Commercial | Com ¦ Suction Pipe Insulation Freezer/Refrigerator | 2036 | SC A | GWh | After Competition Groups | 8.223 | 118556.2823 | 0.11856 | 9783.489 | 0.0008405 | 47 | Commercial_2036_SC A_GWh_After Competition Groups_47 | Suction Pipe Insulation Freezer/Refrigerator | 0.08405% | 0.11856 | 8.223 | Commercial_2036_SC A_GWh_After Competition Groups_Suction Pipe Insulation Freezer/Refrigerator
Commercial | Com ¦ Condensing Make Up Air Unit | 2036 | SC A | GWh | After Competition Groups | 6.5412 | 457603.9784 | 0.4576 | 9783.489 | 0.0006686 | 48 | Commercial_2036_SC A_GWh_After Competition Groups_48 | Condensing Make Up Air Unit | 0.06686% | 0.4576 | 6.5412 | Commercial_2036_SC A_GWh_After Competition Groups_Condensing Make Up Air Unit
Commercial | Com ¦ ENERGY STAR Dishwasher | 2036 | SC A | GWh | After Competition Groups | 6.3998 | 38787.1967 | 0.038787 | 9783.489 | 0.00065415 | 49 | Commercial_2036_SC A_GWh_After Competition Groups_49 | ENERGY STAR Dishwasher | 0.06541% | 0.038787 | 6.3998 | Commercial_2036_SC A_GWh_After Competition Groups_ENERGY STAR Dishwasher
Commercial | Com ¦ ENERGY STAR Steam Cookers | 2036 | SC A | GWh | After Competition Groups | 5.9417 | 80839.9981 | 0.08084 | 9783.489 | 0.00060732 | 50 | Commercial_2036_SC A_GWh_After Competition Groups_50 | ENERGY STAR Steam Cookers | 0.06073% | 0.08084 | 5.9417 | Commercial_2036_SC A_GWh_After Competition Groups_ENERGY STAR Steam Cookers
Commercial | Com ¦ Ozone Laundry Treatment | 2036 | SC A | GWh | After Competition Groups | 3.6431 | 77672.206 | 0.077672 | 9783.489 | 0.00037237 | 51 | Commercial_2036_SC A_GWh_After Competition Groups_51 | Ozone Laundry Treatment | 0.03724% | 0.077672 | 3.6431 | Commercial_2036_SC A_GWh_After Competition Groups_Ozone Laundry Treatment
Commercial | Com ¦ Demand controlled Circulating Systems | 2036 | SC A | GWh | After Competition Groups | 2.7173 | 0 | 0 | 9783.489 | 0.00027774 | 52 | Commercial_2036_SC A_GWh_After Competition Groups_52 | Demand controlled Circulating Systems | 0.02777% | 0 | 2.7173 | Commercial_2036_SC A_GWh_After Competition Groups_Demand controlled Circulating Systems
Commercial | Com ¦ Thermostat Setback | 2036 | SC A | GWh | After Competition Groups | 2.5211 | 0 | 0 | 9783.489 | 0.00025769 | 53 | Commercial_2036_SC A_GWh_After Competition Groups_53 | Thermostat Setback | 0.02577% | 0 | 2.5211 | Commercial_2036_SC A_GWh_After Competition Groups_Thermostat Setback
Commercial | Com ¦ ECM MOTORS FOR HVAC APPLICATION (FAN-POWERED VAV BOX) | 2036 | SC A | GWh | After Competition Groups | 2.0959 | 36714.4603 | 0.036714 | 9783.489 | 0.00021423 | 54 | Commercial_2036_SC A_GWh_After Competition Groups_54 | ECM MOTORS FOR HVAC APPLICATION (FAN-POWERED VAV BOX) | 0.02142% | 0.036714 | 2.0959 | Commercial_2036_SC A_GWh_After Competition Groups_ECM MOTORS FOR HVAC APPLICATION (FAN-POWERED VAV BOX)
Commercial | Com ¦ Solar Water Preheat (Pools/DHW) | 2036 | SC A | GWh | After Competition Groups | 1.5056 | 4753.0789 | 0.0047531 | 9783.489 | 0.00015389 | 55 | Commercial_2036_SC A_GWh_After Competition Groups_55 | Solar Water Preheat (Pools/DHW) | 0.01539% | 0.0047531 | 1.5056 | Commercial_2036_SC A_GWh_After Competition Groups_Solar Water Preheat (Pools/DHW)
Commercial | Com ¦ Notched V belts for HVAC Systems | 2036 | SC A | GWh | After Competition Groups | 1.2339 | 16515.5916 | 0.016516 | 9783.489 | 0.00012612 | 56 | Commercial_2036_SC A_GWh_After Competition Groups_56 | Notched V belts for HVAC Systems | 0.01261% | 0.016516 | 1.2339 | Commercial_2036_SC A_GWh_After Competition Groups_Notched V belts for HVAC Systems
Commercial | Com ¦ CEE Tier 2/Energy Star Clothes Washers | 2036 | SC A | GWh | After Competition Groups | 1.2143 | 10430.208 | 0.01043 | 9783.489 | 0.00012412 | 57 | Commercial_2036_SC A_GWh_After Competition Groups_57 | CEE Tier 2/Energy Star Clothes Washers | 0.01241% | 0.01043 | 1.2143 | Commercial_2036_SC A_GWh_After Competition Groups_CEE Tier 2/Energy Star Clothes Washers
Commercial | COM ¦ Ductless Mini-Split Heat Pumps | 2036 | SC A | GWh | After Competition Groups | 0.9019 | 243.6592 | 0.00024366 | 9783.489 | 9.2186e-05 | 58 | Commercial_2036_SC A_GWh_After Competition Groups_58 | Ductless Mini-Split Heat Pumps | 0.009219% | 0.00024366 | 0.9019 | Commercial_2036_SC A_GWh_After Competition Groups_Ductless Mini-Split Heat Pumps
Commercial | Com ¦ Auto Off Time Switch or Time Clock control | 2036 | SC A | GWh | After Competition Groups | 0.89576 | 86.0037 | 8.6004e-05 | 9783.489 | 9.1559e-05 | 59 | Commercial_2036_SC A_GWh_After Competition Groups_59 | Auto Off Time Switch or Time Clock control | 0.009156% | 8.6004e-05 | 0.89576 | Commercial_2036_SC A_GWh_After Competition Groups_Auto Off Time Switch or Time Clock control
Commercial | Com ¦ PTAC (12 EER/10,000 BTU) | 2036 | SC A | GWh | After Competition Groups | 0.77897 | 14761.7888 | 0.014762 | 9783.489 | 7.9621e-05 | 60 | Commercial_2036_SC A_GWh_After Competition Groups_60 | PTAC (12 EER/10,000 BTU) | 0.007962% | 0.014762 | 0.77897 | Commercial_2036_SC A_GWh_After Competition Groups_PTAC (12 EER/10,000 BTU)
Commercial | Com ¦ LED RECESSED DOWNLIGHTS | 2036 | SC A | GWh | After Competition Groups | 0.6218 | 28296.2556 | 0.028296 | 9783.489 | 6.3557e-05 | 61 | Commercial_2036_SC A_GWh_After Competition Groups_61 | LED RECESSED DOWNLIGHTS | 0.006356% | 0.028296 | 0.6218 | Commercial_2036_SC A_GWh_After Competition Groups_LED RECESSED DOWNLIGHTS
Commercial | Com ¦ Low Flow Pre-Rinse Spray Nozzle | 2036 | SC A | GWh | After Competition Groups | 0.58287 | 1719.6737 | 0.0017197 | 9783.489 | 5.9577e-05 | 62 | Commercial_2036_SC A_GWh_After Competition Groups_62 | Low Flow Pre-Rinse Spray Nozzle | 0.005958% | 0.0017197 | 0.58287 | Commercial_2036_SC A_GWh_After Competition Groups_Low Flow Pre-Rinse Spray Nozzle
Commercial | Com ¦ High Efficiency Small Instantaneous Water Heater | 2036 | SC A | GWh | After Competition Groups | 0.4439 | 19187.3116 | 0.019187 | 9783.489 | 4.5372e-05 | 63 | Commercial_2036_SC A_GWh_After Competition Groups_63 | High Efficiency Small Instantaneous Water Heater | 0.004537% | 0.019187 | 0.4439 | Commercial_2036_SC A_GWh_After Competition Groups_High Efficiency Small Instantaneous Water Heater
Commercial | Com ¦ Commercial Hot Food Holding Cabinets | 2036 | SC A | GWh | After Competition Groups | 0.40094 | 3699.1769 | 0.0036992 | 9783.489 | 4.0982e-05 | 64 | Commercial_2036_SC A_GWh_After Competition Groups_64 | Commercial Hot Food Holding Cabinets | 0.004098% | 0.0036992 | 0.40094 | Commercial_2036_SC A_GWh_After Competition Groups_Commercial Hot Food Holding Cabinets
Commercial | Com ¦ HVAC Optimization | 2036 | SC A | GWh | After Competition Groups | 0.38729 | 203.3816 | 0.00020338 | 9783.489 | 3.9586e-05 | 65 | Commercial_2036_SC A_GWh_After Competition Groups_65 | HVAC Optimization | 0.003959% | 0.00020338 | 0.38729 | Commercial_2036_SC A_GWh_After Competition Groups_HVAC Optimization
Commercial | Com ¦ Air Curtains | 2036 | SC A | GWh | After Competition Groups | 0.21574 | 4478.1584 | 0.0044782 | 9783.489 | 2.2052e-05 | 66 | Commercial_2036_SC A_GWh_After Competition Groups_66 | Air Curtains | 0.002205% | 0.0044782 | 0.21574 | Commercial_2036_SC A_GWh_After Competition Groups_Air Curtains
Commercial | Com ¦ Efficient compressor motor | 2036 | SC A | GWh | After Competition Groups | 0.15384 | 12573.5648 | 0.012574 | 9783.489 | 1.5725e-05 | 67 | Commercial_2036_SC A_GWh_After Competition Groups_67 | Efficient compressor motor | 0.001572% | 0.012574 | 0.15384 | Commercial_2036_SC A_GWh_After Competition Groups_Efficient compressor motor
Commercial | Com ¦ Energy Recovery Ventilation and Ventilation (Enhanced) | 2036 | SC A | GWh | After Competition Groups | 0.1291 | 0 | 0 | 9783.489 | 1.3196e-05 | 68 | Commercial_2036_SC A_GWh_After Competition Groups_68 | Energy Recovery Ventilation and Ventilation (Enhanced) | 0.00132% | 0 | 0.1291 | Commercial_2036_SC A_GWh_After Competition Groups_Energy Recovery Ventilation and Ventilation (Enhanced)
Commercial | Com ¦ Wall Insulation | 2036 | SC A | GWh | After Competition Groups | 0.12414 | 198.3524 | 0.00019835 | 9783.489 | 1.2689e-05 | 69 | Commercial_2036_SC A_GWh_After Competition Groups_69 | Wall Insulation | 0.001269% | 0.00019835 | 0.12414 | Commercial_2036_SC A_GWh_After Competition Groups_Wall Insulation
Commercial | Com ¦ Room AC (w/ louvered sides) 14 SEER from 12 SEER code | 2036 | SC A | GWh | After Competition Groups | 0.047937 | 1222.6865 | 0.0012227 | 9783.489 | 4.8998e-06 | 70 | Commercial_2036_SC A_GWh_After Competition Groups_70 | Room AC (w/ louvered sides) 14 SEER from 12 SEER code | 0.00049% | 0.0012227 | 0.047937 | Commercial_2036_SC A_GWh_After Competition Groups_Room AC (w/ louvered sides) 14 SEER from 12 SEER code
Commercial | Com ¦ EC Plug Fan for Data Center (under cabinet) | 2036 | SC A | GWh | After Competition Groups | 0.041216 | 1651.2611 | 0.0016513 | 9783.489 | 4.2128e-06 | 71 | Commercial_2036_SC A_GWh_After Competition Groups_71 | EC Plug Fan for Data Center (under cabinet) | 0.0004213% | 0.0016513 | 0.041216 | Commercial_2036_SC A_GWh_After Competition Groups_EC Plug Fan for Data Center (under cabinet)
Commercial | Com ¦ VSD Air Compressor | 2036 | SC A | GWh | After Competition Groups | 0.039724 | 559.0381 | 0.00055904 | 9783.489 | 4.0603e-06 | 72 | Commercial_2036_SC A_GWh_After Competition Groups_72 | VSD Air Compressor | 0.000406% | 0.00055904 | 0.039724 | Commercial_2036_SC A_GWh_After Competition Groups_VSD Air Compressor
Commercial | Com ¦ LLLC - Low Impact Application | 2036 | SC A | GWh | After Competition Groups | 0.024487 | 0.072542 | 7.2542e-08 | 9783.489 | 2.5028e-06 | 73 | Commercial_2036_SC A_GWh_After Competition Groups_73 | LLLC - Low Impact Application | 0.0002503% | 7.2542e-08 | 0.024487 | Commercial_2036_SC A_GWh_After Competition Groups_LLLC - Low Impact Application
Commercial | Com ¦ LLLC - High Impact Application | 2036 | SC A | GWh | After Competition Groups | 0.022963 | 0.0070943 | 7.0943e-09 | 9783.489 | 2.3472e-06 | 74 | Commercial_2036_SC A_GWh_After Competition Groups_74 | LLLC - High Impact Application | 0.0002347% | 7.0943e-09 | 0.022963 | Commercial_2036_SC A_GWh_After Competition Groups_LLLC - High Impact Application
Commercial | Com ¦ High Efficiency Chiller (avg of water and air cooled) | 2036 | SC A | GWh | After Competition Groups | 0.0059607 | 49.6689 | 4.9669e-05 | 9783.489 | 6.0926e-07 | 75 | Commercial_2036_SC A_GWh_After Competition Groups_75 | High Efficiency Chiller (avg of water and air cooled) | 6.093e-05% | 4.9669e-05 | 0.0059607 | Commercial_2036_SC A_GWh_After Competition Groups_High Efficiency Chiller (avg of water and air cooled)
Commercial | Com ¦ Electric Convection Combination Ovens | 2036 | SC A | GWh | After Competition Groups | 0.0036287 | 3.3182 | 3.3182e-06 | 9783.489 | 3.709e-07 | 76 | Commercial_2036_SC A_GWh_After Competition Groups_76 | Electric Convection Combination Ovens | 3.709e-05% | 3.3182e-06 | 0.0036287 | Commercial_2036_SC A_GWh_After Competition Groups_Electric Convection Combination Ovens
Commercial | Com ¦ Networked/Connected - High Impact Application | 2036 | SC A | GWh | After Competition Groups | 0.00054829 | 3.273e-05 | 3.273e-11 | 9783.489 | 5.6043e-08 | 77 | Commercial_2036_SC A_GWh_After Competition Groups_77 | Networked/Connected - High Impact Application | 5.604e-06% | 3.273e-11 | 0.00054829 | Commercial_2036_SC A_GWh_After Competition Groups_Networked/Connected - High Impact Application
Commercial | Com ¦ Networked/Connected - Low Impact Application | 2036 | SC A | GWh | After Competition Groups | 2.5192e-05 | 7.2365e-06 | 7.2365e-12 | 9783.489 | 2.5749e-09 | 78 | Commercial_2036_SC A_GWh_After Competition Groups_78 | Networked/Connected - Low Impact Application | 2.575e-07% | 7.2365e-12 | 2.5192e-05 | Commercial_2036_SC A_GWh_After Competition Groups_Networked/Connected - Low Impact Application
Commercial | Com ¦ Indoor Daylight Sensors/Photocell Dimming Control | 2036 | SC A | GWh | After Competition Groups | 0 | 0 | 0 | 9783.489 | 0 | 79 | Commercial_2036_SC A_GWh_After Competition Groups_79 | Indoor Daylight Sensors/Photocell Dimming Control | 0% | 0 | 0 | Commercial_2036_SC A_GWh_After Competition Groups_Indoor Daylight Sensors/Photocell Dimming Control
Commercial | Com ¦ Variable Refrigerant Flow Heat Pump | 2036 | SC A | GWh | After Competition Groups | 0 | 0 | 0 | 9783.489 | 0 | 80 | Commercial_2036_SC A_GWh_After Competition Groups_80 | Variable Refrigerant Flow Heat Pump | 0% | 0 | 0 | Commercial_2036_SC A_GWh_After Competition Groups_Variable Refrigerant Flow Heat Pump
Commercial | Com ¦ Building Recommissioning, Operations and Maintenance (O&M) Improvements | 2036 | SC B | GWh | After Competition Groups | 1471.4774 | 4931743.535 | 4.9317 | 12500.0709 | 0.11772 | 1 | Commercial_2036_SC B_GWh_After Competition Groups_1 | Building Recommissioning, Operations and Maintenance (O&M) Improvements | 11.77% | 4.9317 | 1471.4774 | Commercial_2036_SC B_GWh_After Competition Groups_Building Recommissioning, Operations and Maintenance (O&M) Improvements
Commercial | Com ¦ LED Low/High Bay | 2036 | SC B | GWh | After Competition Groups | 1186.3242 | 28270413.3334 | 28.2704 | 12500.0709 | 0.094905 | 2 | Commercial_2036_SC B_GWh_After Competition Groups_2 | LED Low/High Bay | 9.491% | 28.2704 | 1186.3242 | Commercial_2036_SC B_GWh_After Competition Groups_LED Low/High Bay
Commercial | Com ¦ LED Troffer/Surface/Suspended | 2036 | SC B | GWh | After Competition Groups | 1019.5035 | 12994351.7594 | 12.9944 | 12500.0709 | 0.08156 | 3 | Commercial_2036_SC B_GWh_After Competition Groups_3 | LED Troffer/Surface/Suspended | 8.156% | 12.9944 | 1019.5035 | Commercial_2036_SC B_GWh_After Competition Groups_LED Troffer/Surface/Suspended
Commercial | Com ¦ ENERGY STAR LED LAMPS (REFLECTOR LAMPs/MR16/PAR 16) | 2036 | SC B | GWh | After Competition Groups | 978.4827 | 932372.0952 | 0.93237 | 12500.0709 | 0.078278 | 4 | Commercial_2036_SC B_GWh_After Competition Groups_4 | ENERGY STAR LED LAMPS (REFLECTOR LAMPs/MR16/PAR 16) | 7.828% | 0.93237 | 978.4827 | Commercial_2036_SC B_GWh_After Competition Groups_ENERGY STAR LED LAMPS (REFLECTOR LAMPs/MR16/PAR 16)
Commercial | Com ¦ LED Replacement Lamp (Tube) | 2036 | SC B | GWh | After Competition Groups | 650.0387 | 0 | 0 | 12500.0709 | 0.052003 | 5 | Commercial_2036_SC B_GWh_After Competition Groups_5 | LED Replacement Lamp (Tube) | 5.2% | 0 | 650.0387 | Commercial_2036_SC B_GWh_After Competition Groups_LED Replacement Lamp (Tube)
Commercial | Com ¦ LED EXTERIOR AREA LIGHTS - LED fixture (200W) | 2036 | SC B | GWh | After Competition Groups | 645.8246 | 164487.9606 | 0.16449 | 12500.0709 | 0.051666 | 6 | Commercial_2036_SC B_GWh_After Competition Groups_6 | LED EXTERIOR AREA LIGHTS - LED fixture (200W) | 5.167% | 0.16449 | 645.8246 | Commercial_2036_SC B_GWh_After Competition Groups_LED EXTERIOR AREA LIGHTS - LED fixture (200W)
Commercial | Com ¦ Education and Capacity Building/Energy Behavior | 2036 | SC B | GWh | After Competition Groups | 621.4997 | 7095199.2435 | 7.0952 | 12500.0709 | 0.04972 | 7 | Commercial_2036_SC B_GWh_After Competition Groups_7 | Education and Capacity Building/Energy Behavior | 4.972% | 7.0952 | 621.4997 | Commercial_2036_SC B_GWh_After Competition Groups_Education and Capacity Building/Energy Behavior
Commercial | Com ¦ LED parking lot fixture | 2036 | SC B | GWh | After Competition Groups | 616.1088 | 1209440.6672 | 1.2094 | 12500.0709 | 0.049288 | 8 | Commercial_2036_SC B_GWh_After Competition Groups_8 | LED parking lot fixture | 4.929% | 1.2094 | 616.1088 | Commercial_2036_SC B_GWh_After Competition Groups_LED parking lot fixture
Commercial | Com ¦ Furnace Tune-Up | 2036 | SC B | GWh | After Competition Groups | 589.7421 | 19392.4907 | 0.019392 | 12500.0709 | 0.047179 | 9 | Commercial_2036_SC B_GWh_After Competition Groups_9 | Furnace Tune-Up | 4.718% | 0.019392 | 589.7421 | Commercial_2036_SC B_GWh_After Competition Groups_Furnace Tune-Up
Commercial | Com ¦ LED street light fixture | 2036 | SC B | GWh | After Competition Groups | 391.5746 | 3916061.3274 | 3.9161 | 12500.0709 | 0.031326 | 10 | Commercial_2036_SC B_GWh_After Competition Groups_10 | LED street light fixture | 3.133% | 3.9161 | 391.5746 | Commercial_2036_SC B_GWh_After Competition Groups_LED street light fixture
Commercial | Com ¦ Refrigerated Display Case Doors | 2036 | SC B | GWh | After Competition Groups | 326.555 | 13350351.8554 | 13.3504 | 12500.0709 | 0.026124 | 11 | Commercial_2036_SC B_GWh_After Competition Groups_11 | Refrigerated Display Case Doors | 2.612% | 13.3504 | 326.555 | Commercial_2036_SC B_GWh_After Competition Groups_Refrigerated Display Case Doors
Commercial | Com ¦ High Efficiency Air Source Heat Pump | 2036 | SC B | GWh | After Competition Groups | 301.8463 | 1422056.277 | 1.4221 | 12500.0709 | 0.024148 | 12 | Commercial_2036_SC B_GWh_After Competition Groups_12 | High Efficiency Air Source Heat Pump | 2.415% | 1.4221 | 301.8463 | Commercial_2036_SC B_GWh_After Competition Groups_High Efficiency Air Source Heat Pump
Commercial | Com ¦ Reach-in Shaded Pole to ECM/PSC Evaporator Fan Motor | 2036 | SC B | GWh | After Competition Groups | 286.5601 | 2264021.5819 | 2.264 | 12500.0709 | 0.022925 | 13 | Commercial_2036_SC B_GWh_After Competition Groups_13 | Reach-in Shaded Pole to ECM/PSC Evaporator Fan Motor | 2.292% | 2.264 | 286.5601 | Commercial_2036_SC B_GWh_After Competition Groups_Reach-in Shaded Pole to ECM/PSC Evaporator Fan Motor
Commercial | Com ¦ Demand Control Ventilation | 2036 | SC B | GWh | After Competition Groups | 285.7223 | 2546962.9008 | 2.547 | 12500.0709 | 0.022858 | 14 | Commercial_2036_SC B_GWh_After Competition Groups_14 | Demand Control Ventilation | 2.286% | 2.547 | 285.7223 | Commercial_2036_SC B_GWh_After Competition Groups_Demand Control Ventilation
Commercial | Com ¦ Advanced BAS/Controllers | 2036 | SC B | GWh | After Competition Groups | 268.6891 | 1106177.6675 | 1.1062 | 12500.0709 | 0.021495 | 15 | Commercial_2036_SC B_GWh_After Competition Groups_15 | Advanced BAS/Controllers | 2.15% | 1.1062 | 268.6891 | Commercial_2036_SC B_GWh_After Competition Groups_Advanced BAS/Controllers
Commercial | Com ¦ Strip Curtains | 2036 | SC B | GWh | After Competition Groups | 258.0063 | 97263.0888 | 0.097263 | 12500.0709 | 0.02064 | 16 | Commercial_2036_SC B_GWh_After Competition Groups_16 | Strip Curtains | 2.064% | 0.097263 | 258.0063 | Commercial_2036_SC B_GWh_After Competition Groups_Strip Curtains
Commercial | Com ¦ Data Center Storage/Server Virtualization | 2036 | SC B | GWh | After Competition Groups | 248.4703 | 0 | 0 | 12500.0709 | 0.019878 | 17 | Commercial_2036_SC B_GWh_After Competition Groups_17 | Data Center Storage/Server Virtualization | 1.988% | 0 | 248.4703 | Commercial_2036_SC B_GWh_After Competition Groups_Data Center Storage/Server Virtualization
Commercial | Com ¦ Variable Frequency Drive (VFD) | 2036 | SC B | GWh | After Competition Groups | 195.6573 | 320161.3237 | 0.32016 | 12500.0709 | 0.015652 | 18 | Commercial_2036_SC B_GWh_After Competition Groups_18 | Variable Frequency Drive (VFD) | 1.565% | 0.32016 | 195.6573 | Commercial_2036_SC B_GWh_After Competition Groups_Variable Frequency Drive (VFD)
Commercial | Com ¦ Centrally controlled desktop PC/NETWORK PC POWER MANAGEMENT SOFTWARE | 2036 | SC B | GWh | After Competition Groups | 193.6344 | 434179.5118 | 0.43418 | 12500.0709 | 0.015491 | 19 | Commercial_2036_SC B_GWh_After Competition Groups_19 | Centrally controlled desktop PC/NETWORK PC POWER MANAGEMENT SOFTWARE | 1.549% | 0.43418 | 193.6344 | Commercial_2036_SC B_GWh_After Competition Groups_Centrally controlled desktop PC/NETWORK PC POWER MANAGEMENT SOFTWARE
Commercial | Com ¦ VFD on Pumps | 2036 | SC B | GWh | After Competition Groups | 183.0402 | 325921.8242 | 0.32592 | 12500.0709 | 0.014643 | 20 | Commercial_2036_SC B_GWh_After Competition Groups_20 | VFD on Pumps | 1.464% | 0.32592 | 183.0402 | Commercial_2036_SC B_GWh_After Competition Groups_VFD on Pumps
Commercial | Com ¦ LED or Equivalent Sign Lighting | 2036 | SC B | GWh | After Competition Groups | 175.0424 | 2050008.0867 | 2.05 | 12500.0709 | 0.014003 | 21 | Commercial_2036_SC B_GWh_After Competition Groups_21 | LED or Equivalent Sign Lighting | 1.4% | 2.05 | 175.0424 | Commercial_2036_SC B_GWh_After Competition Groups_LED or Equivalent Sign Lighting
Commercial | Com ¦ Adaptive Thermostats | 2036 | SC B | GWh | After Competition Groups | 149.4952 | 1725795.8031 | 1.7258 | 12500.0709 | 0.01196 | 22 | Commercial_2036_SC B_GWh_After Competition Groups_22 | Adaptive Thermostats | 1.196% | 1.7258 | 149.4952 | Commercial_2036_SC B_GWh_After Competition Groups_Adaptive Thermostats
Commercial | Com ¦ Air Handler with Dedicated Outdoor Air Systems | 2036 | SC B | GWh | After Competition Groups | 148.9469 | 0 | 0 | 12500.0709 | 0.011916 | 23 | Commercial_2036_SC B_GWh_After Competition Groups_23 | Air Handler with Dedicated Outdoor Air Systems | 1.192% | 0 | 148.9469 | Commercial_2036_SC B_GWh_After Competition Groups_Air Handler with Dedicated Outdoor Air Systems
Commercial | Com ¦ Unitary Air-Conditioning Unit | 2036 | SC B | GWh | After Competition Groups | 142.6336 | 11691615.7995 | 11.6916 | 12500.0709 | 0.011411 | 24 | Commercial_2036_SC B_GWh_After Competition Groups_24 | Unitary Air-Conditioning Unit | 1.141% | 11.6916 | 142.6336 | Commercial_2036_SC B_GWh_After Competition Groups_Unitary Air-Conditioning Unit
Commercial | Com ¦ ENERGY STAR LED LAMPS (General Service Lamps) | 2036 | SC B | GWh | After Competition Groups | 116.7936 | 165780.5783 | 0.16578 | 12500.0709 | 0.0093434 | 25 | Commercial_2036_SC B_GWh_After Competition Groups_25 | ENERGY STAR LED LAMPS (General Service Lamps) | 0.9343% | 0.16578 | 116.7936 | Commercial_2036_SC B_GWh_After Competition Groups_ENERGY STAR LED LAMPS (General Service Lamps)
Commercial | Com ¦ Door Gasket Freezer/Refrigerator | 2036 | SC B | GWh | After Competition Groups | 103.3363 | 711453.1607 | 0.71145 | 12500.0709 | 0.0082669 | 26 | Commercial_2036_SC B_GWh_After Competition Groups_26 | Door Gasket Freezer/Refrigerator | 0.8267% | 0.71145 | 103.3363 | Commercial_2036_SC B_GWh_After Competition Groups_Door Gasket Freezer/Refrigerator
Commercial | Com ¦ ECM MOTORS FOR EVAPORATOR FANS for refrigeration (WALK-IN) | 2036 | SC B | GWh | After Competition Groups | 92.4303 | 202126.2774 | 0.20213 | 12500.0709 | 0.0073944 | 27 | Commercial_2036_SC B_GWh_After Competition Groups_27 | ECM MOTORS FOR EVAPORATOR FANS for refrigeration (WALK-IN) | 0.7394% | 0.20213 | 92.4303 | Commercial_2036_SC B_GWh_After Competition Groups_ECM MOTORS FOR EVAPORATOR FANS for refrigeration (WALK-IN)
Commercial | Com ¦ Demand Control Kitchen Ventilation | 2036 | SC B | GWh | After Competition Groups | 92.149 | 256464.3296 | 0.25646 | 12500.0709 | 0.0073719 | 28 | Commercial_2036_SC B_GWh_After Competition Groups_28 | Demand Control Kitchen Ventilation | 0.7372% | 0.25646 | 92.149 | Commercial_2036_SC B_GWh_After Competition Groups_Demand Control Kitchen Ventilation
Commercial | Com ¦ Condensing Unit Heaters or other Efficient Unit Heating System | 2036 | SC B | GWh | After Competition Groups | 88.7369 | 5830.6908 | 0.0058307 | 12500.0709 | 0.0070989 | 29 | Commercial_2036_SC B_GWh_After Competition Groups_29 | Condensing Unit Heaters or other Efficient Unit Heating System | 0.7099% | 0.0058307 | 88.7369 | Commercial_2036_SC B_GWh_After Competition Groups_Condensing Unit Heaters or other Efficient Unit Heating System
Commercial | Com ¦ Freezer Case Light Sensor | 2036 | SC B | GWh | After Competition Groups | 76.0818 | 450546.503 | 0.45055 | 12500.0709 | 0.0060865 | 30 | Commercial_2036_SC B_GWh_After Competition Groups_30 | Freezer Case Light Sensor | 0.6087% | 0.45055 | 76.0818 | Commercial_2036_SC B_GWh_After Competition Groups_Freezer Case Light Sensor
Commercial | Com ¦ Refrigerated Display Case LED | 2036 | SC B | GWh | After Competition Groups | 75.2457 | 940909.444 | 0.94091 | 12500.0709 | 0.0060196 | 31 | Commercial_2036_SC B_GWh_After Competition Groups_31 | Refrigerated Display Case LED | 0.602% | 0.94091 | 75.2457 | Commercial_2036_SC B_GWh_After Competition Groups_Refrigerated Display Case LED
Commercial | Com ¦ Evaporator Fan Controls | 2036 | SC B | GWh | After Competition Groups | 74.2151 | 32096.3478 | 0.032096 | 12500.0709 | 0.0059372 | 32 | Commercial_2036_SC B_GWh_After Competition Groups_32 | Evaporator Fan Controls | 0.5937% | 0.032096 | 74.2151 | Commercial_2036_SC B_GWh_After Competition Groups_Evaporator Fan Controls
Commercial | Com ¦ Occupancy Sensors | 2036 | SC B | GWh | After Competition Groups | 38.1944 | 8055.7025 | 0.0080557 | 12500.0709 | 0.0030555 | 33 | Commercial_2036_SC B_GWh_After Competition Groups_33 | Occupancy Sensors | 0.3056% | 0.0080557 | 38.1944 | Commercial_2036_SC B_GWh_After Competition Groups_Occupancy Sensors
Commercial | Com ¦ BEVERAGE VENDING MACHINE CONTROLS | 2036 | SC B | GWh | After Competition Groups | 37.8706 | 213829.6501 | 0.21383 | 12500.0709 | 0.0030296 | 34 | Commercial_2036_SC B_GWh_After Competition Groups_34 | BEVERAGE VENDING MACHINE CONTROLS | 0.303% | 0.21383 | 37.8706 | Commercial_2036_SC B_GWh_After Competition Groups_BEVERAGE VENDING MACHINE CONTROLS
Commercial | Com ¦ Elec Storage WH 2.30 Et | 2036 | SC B | GWh | After Competition Groups | 34.5949 | 147391.3529 | 0.14739 | 12500.0709 | 0.0027676 | 35 | Commercial_2036_SC B_GWh_After Competition Groups_35 | Elec Storage WH 2.30 Et | 0.2768% | 0.14739 | 34.5949 | Commercial_2036_SC B_GWh_After Competition Groups_Elec Storage WH 2.30 Et
Commercial | Com ¦ Chilled Water Optimization | 2036 | SC B | GWh | After Competition Groups | 33.9141 | 1854222.7371 | 1.8542 | 12500.0709 | 0.0027131 | 36 | Commercial_2036_SC B_GWh_After Competition Groups_36 | Chilled Water Optimization | 0.2713% | 1.8542 | 33.9141 | Commercial_2036_SC B_GWh_After Competition Groups_Chilled Water Optimization
Commercial | Com ¦ ENERGY STAR Griddle (74% eff) | 2036 | SC B | GWh | After Competition Groups | 33.8805 | 218473.8058 | 0.21847 | 12500.0709 | 0.0027104 | 37 | Commercial_2036_SC B_GWh_After Competition Groups_37 | ENERGY STAR Griddle (74% eff) | 0.271% | 0.21847 | 33.8805 | Commercial_2036_SC B_GWh_After Competition Groups_ENERGY STAR Griddle (74% eff)
Commercial | Com ¦ CO Sensors for parking garage exhaust fans | 2036 | SC B | GWh | After Competition Groups | 28.5057 | 451648.6693 | 0.45165 | 12500.0709 | 0.0022804 | 38 | Commercial_2036_SC B_GWh_After Competition Groups_38 | CO Sensors for parking garage exhaust fans | 0.228% | 0.45165 | 28.5057 | Commercial_2036_SC B_GWh_After Competition Groups_CO Sensors for parking garage exhaust fans
Commercial | Com ¦ Temperature Adjustment in Commercial Freezers | 2036 | SC B | GWh | After Competition Groups | 28.3844 | 0 | 0 | 12500.0709 | 0.0022707 | 39 | Commercial_2036_SC B_GWh_After Competition Groups_39 | Temperature Adjustment in Commercial Freezers | 0.2271% | 0 | 28.3844 | Commercial_2036_SC B_GWh_After Competition Groups_Temperature Adjustment in Commercial Freezers
Commercial | Com ¦ Water Source Heat Pump (4 ton) | 2036 | SC B | GWh | After Competition Groups | 25.9744 | 1436267.5656 | 1.4363 | 12500.0709 | 0.0020779 | 40 | Commercial_2036_SC B_GWh_After Competition Groups_40 | Water Source Heat Pump (4 ton) | 0.2078% | 1.4363 | 25.9744 | Commercial_2036_SC B_GWh_After Competition Groups_Water Source Heat Pump (4 ton)
Commercial | Com ¦ Energy Efficient Laboratory Fume Hood | 2036 | SC B | GWh | After Competition Groups | 24.748 | 103562.7148 | 0.10356 | 12500.0709 | 0.0019798 | 41 | Commercial_2036_SC B_GWh_After Competition Groups_41 | Energy Efficient Laboratory Fume Hood | 0.198% | 0.10356 | 24.748 | Commercial_2036_SC B_GWh_After Competition Groups_Energy Efficient Laboratory Fume Hood
Commercial | Com ¦ Vertical Night Covers | 2036 | SC B | GWh | After Competition Groups | 22.0144 | 31134.3734 | 0.031134 | 12500.0709 | 0.0017611 | 42 | Commercial_2036_SC B_GWh_After Competition Groups_42 | Vertical Night Covers | 0.1761% | 0.031134 | 22.0144 | Commercial_2036_SC B_GWh_After Competition Groups_Vertical Night Covers
Commercial | Com ¦ Duct Insulation, R8 | 2036 | SC B | GWh | After Competition Groups | 19.6632 | 58502.7976 | 0.058503 | 12500.0709 | 0.001573 | 43 | Commercial_2036_SC B_GWh_After Competition Groups_43 | Duct Insulation, R8 | 0.1573% | 0.058503 | 19.6632 | Commercial_2036_SC B_GWh_After Competition Groups_Duct Insulation, R8
Commercial | Com ¦ Water Heating (DHW) Pipe Insulation (Add 3/4\ Foam)" | 2036 | SC B | GWh | After Competition Groups | 18.9672 | 42764.7162 | 0.042765 | 12500.0709 | 0.0015174 | 44 | Commercial_2036_SC B_GWh_After Competition Groups_44 | Water Heating (DHW) Pipe Insulation (Add 3/4\ Foam)" | 0.1517% | 0.042765 | 18.9672 | Commercial_2036_SC B_GWh_After Competition Groups_Water Heating (DHW) Pipe Insulation (Add 3/4\ Foam)"
Commercial | Com ¦ Outside Air Economizer | 2036 | SC B | GWh | After Competition Groups | 18.4363 | 60991.9968 | 0.060992 | 12500.0709 | 0.0014749 | 45 | Commercial_2036_SC B_GWh_After Competition Groups_45 | Outside Air Economizer | 0.1475% | 0.060992 | 18.4363 | Commercial_2036_SC B_GWh_After Competition Groups_Outside Air Economizer
Commercial | Com ¦ Condensing Make Up Air Unit | 2036 | SC B | GWh | After Competition Groups | 12.4522 | 2360322.5141 | 2.3603 | 12500.0709 | 0.00099617 | 46 | Commercial_2036_SC B_GWh_After Competition Groups_46 | Condensing Make Up Air Unit | 0.09962% | 2.3603 | 12.4522 | Commercial_2036_SC B_GWh_After Competition Groups_Condensing Make Up Air Unit
Commercial | Com ¦ ENERGY STAR Fryer (84% eff) | 2036 | SC B | GWh | After Competition Groups | 12.4506 | 154500.1097 | 0.1545 | 12500.0709 | 0.00099604 | 47 | Commercial_2036_SC B_GWh_After Competition Groups_47 | ENERGY STAR Fryer (84% eff) | 0.0996% | 0.1545 | 12.4506 | Commercial_2036_SC B_GWh_After Competition Groups_ENERGY STAR Fryer (84% eff)
Commercial | Com ¦ Suction Pipe Insulation Freezer/Refrigerator | 2036 | SC B | GWh | After Competition Groups | 12.0355 | 30557.5276 | 0.030558 | 12500.0709 | 0.00096284 | 48 | Commercial_2036_SC B_GWh_After Competition Groups_48 | Suction Pipe Insulation Freezer/Refrigerator | 0.09628% | 0.030558 | 12.0355 | Commercial_2036_SC B_GWh_After Competition Groups_Suction Pipe Insulation Freezer/Refrigerator
Commercial | Com ¦ ENERGY STAR Dishwasher | 2036 | SC B | GWh | After Competition Groups | 7.6193 | 38782.9376 | 0.038783 | 12500.0709 | 0.00060954 | 49 | Commercial_2036_SC B_GWh_After Competition Groups_49 | ENERGY STAR Dishwasher | 0.06095% | 0.038783 | 7.6193 | Commercial_2036_SC B_GWh_After Competition Groups_ENERGY STAR Dishwasher
Commercial | Com ¦ Ozone Laundry Treatment | 2036 | SC B | GWh | After Competition Groups | 6.3666 | 113165.8926 | 0.11317 | 12500.0709 | 0.00050932 | 50 | Commercial_2036_SC B_GWh_After Competition Groups_50 | Ozone Laundry Treatment | 0.05093% | 0.11317 | 6.3666 | Commercial_2036_SC B_GWh_After Competition Groups_Ozone Laundry Treatment
Commercial | Com ¦ ENERGY STAR Steam Cookers | 2036 | SC B | GWh | After Competition Groups | 5.9416 | 80830.9903 | 0.080831 | 12500.0709 | 0.00047533 | 51 | Commercial_2036_SC B_GWh_After Competition Groups_51 | ENERGY STAR Steam Cookers | 0.04753% | 0.080831 | 5.9416 | Commercial_2036_SC B_GWh_After Competition Groups_ENERGY STAR Steam Cookers
Commercial | Com ¦ Demand controlled Circulating Systems | 2036 | SC B | GWh | After Competition Groups | 4.0779 | 0 | 0 | 12500.0709 | 0.00032623 | 52 | Commercial_2036_SC B_GWh_After Competition Groups_52 | Demand controlled Circulating Systems | 0.03262% | 0 | 4.0779 | Commercial_2036_SC B_GWh_After Competition Groups_Demand controlled Circulating Systems
Commercial | Com ¦ ECM MOTORS FOR HVAC APPLICATION (FAN-POWERED VAV BOX) | 2036 | SC B | GWh | After Competition Groups | 2.7941 | 23465.2236 | 0.023465 | 12500.0709 | 0.00022352 | 53 | Commercial_2036_SC B_GWh_After Competition Groups_53 | ECM MOTORS FOR HVAC APPLICATION (FAN-POWERED VAV BOX) | 0.02235% | 0.023465 | 2.7941 | Commercial_2036_SC B_GWh_After Competition Groups_ECM MOTORS FOR HVAC APPLICATION (FAN-POWERED VAV BOX)
Commercial | Com ¦ Solar Water Preheat (Pools/DHW) | 2036 | SC B | GWh | After Competition Groups | 2.5389 | 5156.0693 | 0.0051561 | 12500.0709 | 0.00020311 | 54 | Commercial_2036_SC B_GWh_After Competition Groups_54 | Solar Water Preheat (Pools/DHW) | 0.02031% | 0.0051561 | 2.5389 | Commercial_2036_SC B_GWh_After Competition Groups_Solar Water Preheat (Pools/DHW)
Commercial | Com ¦ Thermostat Setback | 2036 | SC B | GWh | After Competition Groups | 2.5332 | 0 | 0 | 12500.0709 | 0.00020266 | 55 | Commercial_2036_SC B_GWh_After Competition Groups_55 | Thermostat Setback | 0.02027% | 0 | 2.5332 | Commercial_2036_SC B_GWh_After Competition Groups_Thermostat Setback
Commercial | Com ¦ Notched V belts for HVAC Systems | 2036 | SC B | GWh | After Competition Groups | 1.7064 | 25375.598 | 0.025376 | 12500.0709 | 0.00013651 | 56 | Commercial_2036_SC B_GWh_After Competition Groups_56 | Notched V belts for HVAC Systems | 0.01365% | 0.025376 | 1.7064 | Commercial_2036_SC B_GWh_After Competition Groups_Notched V belts for HVAC Systems
Commercial | Com ¦ PTAC (12 EER/10,000 BTU) | 2036 | SC B | GWh | After Competition Groups | 1.4101 | 28670.5094 | 0.028671 | 12500.0709 | 0.0001128 | 57 | Commercial_2036_SC B_GWh_After Competition Groups_57 | PTAC (12 EER/10,000 BTU) | 0.01128% | 0.028671 | 1.4101 | Commercial_2036_SC B_GWh_After Competition Groups_PTAC (12 EER/10,000 BTU)
Commercial | Com ¦ CEE Tier 2/Energy Star Clothes Washers | 2036 | SC B | GWh | After Competition Groups | 1.3582 | 14693.5508 | 0.014694 | 12500.0709 | 0.00010866 | 58 | Commercial_2036_SC B_GWh_After Competition Groups_58 | CEE Tier 2/Energy Star Clothes Washers | 0.01087% | 0.014694 | 1.3582 | Commercial_2036_SC B_GWh_After Competition Groups_CEE Tier 2/Energy Star Clothes Washers
Commercial | Com ¦ Auto Off Time Switch or Time Clock control | 2036 | SC B | GWh | After Competition Groups | 1.2917 | 51.4004 | 5.14e-05 | 12500.0709 | 0.00010333 | 59 | Commercial_2036_SC B_GWh_After Competition Groups_59 | Auto Off Time Switch or Time Clock control | 0.01033% | 5.14e-05 | 1.2917 | Commercial_2036_SC B_GWh_After Competition Groups_Auto Off Time Switch or Time Clock control
Commercial | Com ¦ Efficient compressor motor | 2036 | SC B | GWh | After Competition Groups | 1.2674 | 301867.5627 | 0.30187 | 12500.0709 | 0.00010139 | 60 | Commercial_2036_SC B_GWh_After Competition Groups_60 | Efficient compressor motor | 0.01014% | 0.30187 | 1.2674 | Commercial_2036_SC B_GWh_After Competition Groups_Efficient compressor motor
Commercial | COM ¦ Ductless Mini-Split Heat Pumps | 2036 | SC B | GWh | After Competition Groups | 1.1091 | 234.6917 | 0.00023469 | 12500.0709 | 8.8725e-05 | 61 | Commercial_2036_SC B_GWh_After Competition Groups_61 | Ductless Mini-Split Heat Pumps | 0.008872% | 0.00023469 | 1.1091 | Commercial_2036_SC B_GWh_After Competition Groups_Ductless Mini-Split Heat Pumps
Commercial | Com ¦ High Efficiency Small Instantaneous Water Heater | 2036 | SC B | GWh | After Competition Groups | 0.87596 | 39981.6768 | 0.039982 | 12500.0709 | 7.0076e-05 | 62 | Commercial_2036_SC B_GWh_After Competition Groups_62 | High Efficiency Small Instantaneous Water Heater | 0.007008% | 0.039982 | 0.87596 | Commercial_2036_SC B_GWh_After Competition Groups_High Efficiency Small Instantaneous Water Heater
Commercial | Com ¦ LED RECESSED DOWNLIGHTS | 2036 | SC B | GWh | After Competition Groups | 0.69424 | 71762.1093 | 0.071762 | 12500.0709 | 5.5539e-05 | 63 | Commercial_2036_SC B_GWh_After Competition Groups_63 | LED RECESSED DOWNLIGHTS | 0.005554% | 0.071762 | 0.69424 | Commercial_2036_SC B_GWh_After Competition Groups_LED RECESSED DOWNLIGHTS
Commercial | Com ¦ Low Flow Pre-Rinse Spray Nozzle | 2036 | SC B | GWh | After Competition Groups | 0.66583 | 1010.3202 | 0.0010103 | 12500.0709 | 5.3266e-05 | 64 | Commercial_2036_SC B_GWh_After Competition Groups_64 | Low Flow Pre-Rinse Spray Nozzle | 0.005327% | 0.0010103 | 0.66583 | Commercial_2036_SC B_GWh_After Competition Groups_Low Flow Pre-Rinse Spray Nozzle
Commercial | Com ¦ Commercial Hot Food Holding Cabinets | 2036 | SC B | GWh | After Competition Groups | 0.49991 | 3459.1007 | 0.0034591 | 12500.0709 | 3.9993e-05 | 65 | Commercial_2036_SC B_GWh_After Competition Groups_65 | Commercial Hot Food Holding Cabinets | 0.003999% | 0.0034591 | 0.49991 | Commercial_2036_SC B_GWh_After Competition Groups_Commercial Hot Food Holding Cabinets
Commercial | Com ¦ Energy Recovery Ventilation and Ventilation (Enhanced) | 2036 | SC B | GWh | After Competition Groups | 0.45313 | 0 | 0 | 12500.0709 | 3.6251e-05 | 66 | Commercial_2036_SC B_GWh_After Competition Groups_66 | Energy Recovery Ventilation and Ventilation (Enhanced) | 0.003625% | 0 | 0.45313 | Commercial_2036_SC B_GWh_After Competition Groups_Energy Recovery Ventilation and Ventilation (Enhanced)
Commercial | Com ¦ HVAC Optimization | 2036 | SC B | GWh | After Competition Groups | 0.38729 | 203.3612 | 0.00020336 | 12500.0709 | 3.0983e-05 | 67 | Commercial_2036_SC B_GWh_After Competition Groups_67 | HVAC Optimization | 0.003098% | 0.00020336 | 0.38729 | Commercial_2036_SC B_GWh_After Competition Groups_HVAC Optimization
Commercial | Com ¦ Wall Insulation | 2036 | SC B | GWh | After Competition Groups | 0.19634 | 8455.1225 | 0.0084551 | 12500.0709 | 1.5707e-05 | 68 | Commercial_2036_SC B_GWh_After Competition Groups_68 | Wall Insulation | 0.001571% | 0.0084551 | 0.19634 | Commercial_2036_SC B_GWh_After Competition Groups_Wall Insulation
Commercial | Com ¦ Room AC (w/ louvered sides) 14 SEER from 12 SEER code | 2036 | SC B | GWh | After Competition Groups | 0.10823 | 5666.9412 | 0.0056669 | 12500.0709 | 8.6582e-06 | 69 | Commercial_2036_SC B_GWh_After Competition Groups_69 | Room AC (w/ louvered sides) 14 SEER from 12 SEER code | 0.0008658% | 0.0056669 | 0.10823 | Commercial_2036_SC B_GWh_After Competition Groups_Room AC (w/ louvered sides) 14 SEER from 12 SEER code
Commercial | Com ¦ High Efficiency Chiller (avg of water and air cooled) | 2036 | SC B | GWh | After Competition Groups | 0.06058 | 9072.2533 | 0.0090723 | 12500.0709 | 4.8464e-06 | 70 | Commercial_2036_SC B_GWh_After Competition Groups_70 | High Efficiency Chiller (avg of water and air cooled) | 0.0004846% | 0.0090723 | 0.06058 | Commercial_2036_SC B_GWh_After Competition Groups_High Efficiency Chiller (avg of water and air cooled)
Commercial | Com ¦ EC Plug Fan for Data Center (under cabinet) | 2036 | SC B | GWh | After Competition Groups | 0.058294 | 2431.3359 | 0.0024313 | 12500.0709 | 4.6635e-06 | 71 | Commercial_2036_SC B_GWh_After Competition Groups_71 | EC Plug Fan for Data Center (under cabinet) | 0.0004664% | 0.0024313 | 0.058294 | Commercial_2036_SC B_GWh_After Competition Groups_EC Plug Fan for Data Center (under cabinet)
Commercial | Com ¦ Air Curtains | 2036 | SC B | GWh | After Competition Groups | 0.057795 | 3778.9496 | 0.0037789 | 12500.0709 | 4.6236e-06 | 72 | Commercial_2036_SC B_GWh_After Competition Groups_72 | Air Curtains | 0.0004624% | 0.0037789 | 0.057795 | Commercial_2036_SC B_GWh_After Competition Groups_Air Curtains
Commercial | Com ¦ VSD Air Compressor | 2036 | SC B | GWh | After Competition Groups | 0.044294 | 526.1383 | 0.00052614 | 12500.0709 | 3.5435e-06 | 73 | Commercial_2036_SC B_GWh_After Competition Groups_73 | VSD Air Compressor | 0.0003544% | 0.00052614 | 0.044294 | Commercial_2036_SC B_GWh_After Competition Groups_VSD Air Compressor
Commercial | Com ¦ Electric Convection Combination Ovens | 2036 | SC B | GWh | After Competition Groups | 0.0038199 | 3.16 | 3.16e-06 | 12500.0709 | 3.0559e-07 | 74 | Commercial_2036_SC B_GWh_After Competition Groups_74 | Electric Convection Combination Ovens | 3.056e-05% | 3.16e-06 | 0.0038199 | Commercial_2036_SC B_GWh_After Competition Groups_Electric Convection Combination Ovens
Commercial | Com ¦ LLLC - Low Impact Application | 2036 | SC B | GWh | After Competition Groups | 2.9836e-18 | 3.9518e-15 | 3.9518e-21 | 12500.0709 | 2.3869e-22 | 75 | Commercial_2036_SC B_GWh_After Competition Groups_75 | LLLC - Low Impact Application | 2.387e-20% | 3.9518e-21 | 2.9836e-18 | Commercial_2036_SC B_GWh_After Competition Groups_LLLC - Low Impact Application
Commercial | Com ¦ LLLC - High Impact Application | 2036 | SC B | GWh | After Competition Groups | 1.0932e-18 | 3.1375e-15 | 3.1375e-21 | 12500.0709 | 8.7459e-23 | 76 | Commercial_2036_SC B_GWh_After Competition Groups_76 | LLLC - High Impact Application | 8.746e-21% | 3.1375e-21 | 1.0932e-18 | Commercial_2036_SC B_GWh_After Competition Groups_LLLC - High Impact Application
Commercial | Com ¦ Networked/Connected - High Impact Application | 2036 | SC B | GWh | After Competition Groups | 1.4275e-20 | 9.1052e-17 | 9.1052e-23 | 12500.0709 | 1.142e-24 | 77 | Commercial_2036_SC B_GWh_After Competition Groups_77 | Networked/Connected - High Impact Application | 1.142e-22% | 9.1052e-23 | 1.4275e-20 | Commercial_2036_SC B_GWh_After Competition Groups_Networked/Connected - High Impact Application
Commercial | Com ¦ Networked/Connected - Low Impact Application | 2036 | SC B | GWh | After Competition Groups | 8.2181e-21 | 4.1845e-17 | 4.1845e-23 | 12500.0709 | 6.5744e-25 | 78 | Commercial_2036_SC B_GWh_After Competition Groups_78 | Networked/Connected - Low Impact Application | 6.574e-23% | 4.1845e-23 | 8.2181e-21 | Commercial_2036_SC B_GWh_After Competition Groups_Networked/Connected - Low Impact Application
Commercial | Com ¦ Indoor Daylight Sensors/Photocell Dimming Control | 2036 | SC B | GWh | After Competition Groups | 0 | 0 | 0 | 12500.0709 | 0 | 79 | Commercial_2036_SC B_GWh_After Competition Groups_79 | Indoor Daylight Sensors/Photocell Dimming Control | 0% | 0 | 0 | Commercial_2036_SC B_GWh_After Competition Groups_Indoor Daylight Sensors/Photocell Dimming Control
Commercial | Com ¦ Variable Refrigerant Flow Heat Pump | 2036 | SC B | GWh | After Competition Groups | 0 | 0 | 0 | 12500.0709 | 0 | 80 | Commercial_2036_SC B_GWh_After Competition Groups_80 | Variable Refrigerant Flow Heat Pump | 0% | 0 | 0 | Commercial_2036_SC B_GWh_After Competition Groups_Variable Refrigerant Flow Heat Pump
Commercial | Com ¦ LED Low/High Bay | 2036 | SC C | GWh | After Competition Groups | 1185.4124 | 28111561.6439 | 28.1116 | 10195.5111 | 0.11627 | 1 | Commercial_2036_SC C_GWh_After Competition Groups_1 | LED Low/High Bay | 11.63% | 28.1116 | 1185.4124 | Commercial_2036_SC C_GWh_After Competition Groups_LED Low/High Bay
Commercial | Com ¦ LED Troffer/Surface/Suspended | 2036 | SC C | GWh | After Competition Groups | 1018.6747 | 13032478.9439 | 13.0325 | 10195.5111 | 0.099914 | 2 | Commercial_2036_SC C_GWh_After Competition Groups_2 | LED Troffer/Surface/Suspended | 9.991% | 13.0325 | 1018.6747 | Commercial_2036_SC C_GWh_After Competition Groups_LED Troffer/Surface/Suspended
Commercial | Com ¦ ENERGY STAR LED LAMPS (REFLECTOR LAMPs/MR16/PAR 16) | 2036 | SC C | GWh | After Competition Groups | 978.4827 | 932465.3417 | 0.93247 | 10195.5111 | 0.095972 | 3 | Commercial_2036_SC C_GWh_After Competition Groups_3 | ENERGY STAR LED LAMPS (REFLECTOR LAMPs/MR16/PAR 16) | 9.597% | 0.93247 | 978.4827 | Commercial_2036_SC C_GWh_After Competition Groups_ENERGY STAR LED LAMPS (REFLECTOR LAMPs/MR16/PAR 16)
Commercial | Com ¦ Building Recommissioning, Operations and Maintenance (O&M) Improvements | 2036 | SC C | GWh | After Competition Groups | 729.0502 | 2884072.7925 | 2.8841 | 10195.5111 | 0.071507 | 4 | Commercial_2036_SC C_GWh_After Competition Groups_4 | Building Recommissioning, Operations and Maintenance (O&M) Improvements | 7.151% | 2.8841 | 729.0502 | Commercial_2036_SC C_GWh_After Competition Groups_Building Recommissioning, Operations and Maintenance (O&M) Improvements
Commercial | Com ¦ LED Replacement Lamp (Tube) | 2036 | SC C | GWh | After Competition Groups | 650.0387 | 0 | 0 | 10195.5111 | 0.063757 | 5 | Commercial_2036_SC C_GWh_After Competition Groups_5 | LED Replacement Lamp (Tube) | 6.376% | 0 | 650.0387 | Commercial_2036_SC C_GWh_After Competition Groups_LED Replacement Lamp (Tube)
Commercial | Com ¦ LED EXTERIOR AREA LIGHTS - LED fixture (200W) | 2036 | SC C | GWh | After Competition Groups | 645.5008 | 0 | 0 | 10195.5111 | 0.063312 | 6 | Commercial_2036_SC C_GWh_After Competition Groups_6 | LED EXTERIOR AREA LIGHTS - LED fixture (200W) | 6.331% | 0 | 645.5008 | Commercial_2036_SC C_GWh_After Competition Groups_LED EXTERIOR AREA LIGHTS - LED fixture (200W)
Commercial | Com ¦ LED parking lot fixture | 2036 | SC C | GWh | After Competition Groups | 616.1088 | 1209561.6234 | 1.2096 | 10195.5111 | 0.060429 | 7 | Commercial_2036_SC C_GWh_After Competition Groups_7 | LED parking lot fixture | 6.043% | 1.2096 | 616.1088 | Commercial_2036_SC C_GWh_After Competition Groups_LED parking lot fixture
Commercial | Com ¦ Furnace Tune-Up | 2036 | SC C | GWh | After Competition Groups | 417.093 | 94968.321 | 0.094968 | 10195.5111 | 0.040909 | 8 | Commercial_2036_SC C_GWh_After Competition Groups_8 | Furnace Tune-Up | 4.091% | 0.094968 | 417.093 | Commercial_2036_SC C_GWh_After Competition Groups_Furnace Tune-Up
Commercial | Com ¦ LED street light fixture | 2036 | SC C | GWh | After Competition Groups | 391.5746 | 3916452.9727 | 3.9165 | 10195.5111 | 0.038407 | 9 | Commercial_2036_SC C_GWh_After Competition Groups_9 | LED street light fixture | 3.841% | 3.9165 | 391.5746 | Commercial_2036_SC C_GWh_After Competition Groups_LED street light fixture
Commercial | Com ¦ High Efficiency Air Source Heat Pump | 2036 | SC C | GWh | After Competition Groups | 301.847 | 1422203.9226 | 1.4222 | 10195.5111 | 0.029606 | 10 | Commercial_2036_SC C_GWh_After Competition Groups_10 | High Efficiency Air Source Heat Pump | 2.961% | 1.4222 | 301.847 | Commercial_2036_SC C_GWh_After Competition Groups_High Efficiency Air Source Heat Pump
Commercial | Com ¦ Refrigerated Display Case Doors | 2036 | SC C | GWh | After Competition Groups | 277.4993 | 14087139.249 | 14.0871 | 10195.5111 | 0.027218 | 11 | Commercial_2036_SC C_GWh_After Competition Groups_11 | Refrigerated Display Case Doors | 2.722% | 14.0871 | 277.4993 | Commercial_2036_SC C_GWh_After Competition Groups_Refrigerated Display Case Doors
Commercial | Com ¦ Reach-in Shaded Pole to ECM/PSC Evaporator Fan Motor | 2036 | SC C | GWh | After Competition Groups | 271.3162 | 2344849.4628 | 2.3448 | 10195.5111 | 0.026611 | 12 | Commercial_2036_SC C_GWh_After Competition Groups_12 | Reach-in Shaded Pole to ECM/PSC Evaporator Fan Motor | 2.661% | 2.3448 | 271.3162 | Commercial_2036_SC C_GWh_After Competition Groups_Reach-in Shaded Pole to ECM/PSC Evaporator Fan Motor
Commercial | Com ¦ Data Center Storage/Server Virtualization | 2036 | SC C | GWh | After Competition Groups | 230.6978 | 0 | 0 | 10195.5111 | 0.022627 | 13 | Commercial_2036_SC C_GWh_After Competition Groups_13 | Data Center Storage/Server Virtualization | 2.263% | 0 | 230.6978 | Commercial_2036_SC C_GWh_After Competition Groups_Data Center Storage/Server Virtualization
Commercial | Com ¦ Strip Curtains | 2036 | SC C | GWh | After Competition Groups | 199.2986 | 171432.8771 | 0.17143 | 10195.5111 | 0.019548 | 14 | Commercial_2036_SC C_GWh_After Competition Groups_14 | Strip Curtains | 1.955% | 0.17143 | 199.2986 | Commercial_2036_SC C_GWh_After Competition Groups_Strip Curtains
Commercial | Com ¦ Demand Control Ventilation | 2036 | SC C | GWh | After Competition Groups | 191.5545 | 3343420.8869 | 3.3434 | 10195.5111 | 0.018788 | 15 | Commercial_2036_SC C_GWh_After Competition Groups_15 | Demand Control Ventilation | 1.879% | 3.3434 | 191.5545 | Commercial_2036_SC C_GWh_After Competition Groups_Demand Control Ventilation
Commercial | Com ¦ LED or Equivalent Sign Lighting | 2036 | SC C | GWh | After Competition Groups | 175.0424 | 2050213.108 | 2.0502 | 10195.5111 | 0.017169 | 16 | Commercial_2036_SC C_GWh_After Competition Groups_16 | LED or Equivalent Sign Lighting | 1.717% | 2.0502 | 175.0424 | Commercial_2036_SC C_GWh_After Competition Groups_LED or Equivalent Sign Lighting
Commercial | Com ¦ Advanced BAS/Controllers | 2036 | SC C | GWh | After Competition Groups | 161.2866 | 662929.1977 | 0.66293 | 10195.5111 | 0.015819 | 17 | Commercial_2036_SC C_GWh_After Competition Groups_17 | Advanced BAS/Controllers | 1.582% | 0.66293 | 161.2866 | Commercial_2036_SC C_GWh_After Competition Groups_Advanced BAS/Controllers
Commercial | Com ¦ Centrally controlled desktop PC/NETWORK PC POWER MANAGEMENT SOFTWARE | 2036 | SC C | GWh | After Competition Groups | 152.0969 | 763624.5617 | 0.76362 | 10195.5111 | 0.014918 | 18 | Commercial_2036_SC C_GWh_After Competition Groups_18 | Centrally controlled desktop PC/NETWORK PC POWER MANAGEMENT SOFTWARE | 1.492% | 0.76362 | 152.0969 | Commercial_2036_SC C_GWh_After Competition Groups_Centrally controlled desktop PC/NETWORK PC POWER MANAGEMENT SOFTWARE
Commercial | Com ¦ Variable Frequency Drive (VFD) | 2036 | SC C | GWh | After Competition Groups | 138.7794 | 1567292.5218 | 1.5673 | 10195.5111 | 0.013612 | 19 | Commercial_2036_SC C_GWh_After Competition Groups_19 | Variable Frequency Drive (VFD) | 1.361% | 1.5673 | 138.7794 | Commercial_2036_SC C_GWh_After Competition Groups_Variable Frequency Drive (VFD)
Commercial | Com ¦ VFD on Pumps | 2036 | SC C | GWh | After Competition Groups | 129.671 | 1593408.6467 | 1.5934 | 10195.5111 | 0.012718 | 20 | Commercial_2036_SC C_GWh_After Competition Groups_20 | VFD on Pumps | 1.272% | 1.5934 | 129.671 | Commercial_2036_SC C_GWh_After Competition Groups_VFD on Pumps
Commercial | Com ¦ Education and Capacity Building/Energy Behavior | 2036 | SC C | GWh | After Competition Groups | 124.2999 | 1419039.8487 | 1.419 | 10195.5111 | 0.012192 | 21 | Commercial_2036_SC C_GWh_After Competition Groups_21 | Education and Capacity Building/Energy Behavior | 1.219% | 1.419 | 124.2999 | Commercial_2036_SC C_GWh_After Competition Groups_Education and Capacity Building/Energy Behavior
Commercial | Com ¦ ENERGY STAR LED LAMPS (General Service Lamps) | 2036 | SC C | GWh | After Competition Groups | 116.7936 | 165797.158 | 0.1658 | 10195.5111 | 0.011455 | 22 | Commercial_2036_SC C_GWh_After Competition Groups_22 | ENERGY STAR LED LAMPS (General Service Lamps) | 1.146% | 0.1658 | 116.7936 | Commercial_2036_SC C_GWh_After Competition Groups_ENERGY STAR LED LAMPS (General Service Lamps)
Commercial | Com ¦ Adaptive Thermostats | 2036 | SC C | GWh | After Competition Groups | 111.1032 | 3247776.8115 | 3.2478 | 10195.5111 | 0.010897 | 23 | Commercial_2036_SC C_GWh_After Competition Groups_23 | Adaptive Thermostats | 1.09% | 3.2478 | 111.1032 | Commercial_2036_SC C_GWh_After Competition Groups_Adaptive Thermostats
Commercial | Com ¦ Unitary Air-Conditioning Unit | 2036 | SC C | GWh | After Competition Groups | 109.399 | 11947455.2668 | 11.9475 | 10195.5111 | 0.01073 | 24 | Commercial_2036_SC C_GWh_After Competition Groups_24 | Unitary Air-Conditioning Unit | 1.073% | 11.9475 | 109.399 | Commercial_2036_SC C_GWh_After Competition Groups_Unitary Air-Conditioning Unit
Commercial | Com ¦ Air Handler with Dedicated Outdoor Air Systems | 2036 | SC C | GWh | After Competition Groups | 79.3795 | 0 | 0 | 10195.5111 | 0.0077857 | 25 | Commercial_2036_SC C_GWh_After Competition Groups_25 | Air Handler with Dedicated Outdoor Air Systems | 0.7786% | 0 | 79.3795 | Commercial_2036_SC C_GWh_After Competition Groups_Air Handler with Dedicated Outdoor Air Systems
Commercial | Com ¦ Door Gasket Freezer/Refrigerator | 2036 | SC C | GWh | After Competition Groups | 72.7175 | 1365402.4072 | 1.3654 | 10195.5111 | 0.0071323 | 26 | Commercial_2036_SC C_GWh_After Competition Groups_26 | Door Gasket Freezer/Refrigerator | 0.7132% | 1.3654 | 72.7175 | Commercial_2036_SC C_GWh_After Competition Groups_Door Gasket Freezer/Refrigerator
Commercial | Com ¦ Demand Control Kitchen Ventilation | 2036 | SC C | GWh | After Competition Groups | 68.0733 | 262067.3812 | 0.26207 | 10195.5111 | 0.0066768 | 27 | Commercial_2036_SC C_GWh_After Competition Groups_27 | Demand Control Kitchen Ventilation | 0.6677% | 0.26207 | 68.0733 | Commercial_2036_SC C_GWh_After Competition Groups_Demand Control Kitchen Ventilation
Commercial | Com ¦ ECM MOTORS FOR EVAPORATOR FANS for refrigeration (WALK-IN) | 2036 | SC C | GWh | After Competition Groups | 64.9818 | 960507.3665 | 0.96051 | 10195.5111 | 0.0063736 | 28 | Commercial_2036_SC C_GWh_After Competition Groups_28 | ECM MOTORS FOR EVAPORATOR FANS for refrigeration (WALK-IN) | 0.6374% | 0.96051 | 64.9818 | Commercial_2036_SC C_GWh_After Competition Groups_ECM MOTORS FOR EVAPORATOR FANS for refrigeration (WALK-IN)
Commercial | Com ¦ Condensing Unit Heaters or other Efficient Unit Heating System | 2036 | SC C | GWh | After Competition Groups | 62.7316 | 28521.8064 | 0.028522 | 10195.5111 | 0.0061529 | 29 | Commercial_2036_SC C_GWh_After Competition Groups_29 | Condensing Unit Heaters or other Efficient Unit Heating System | 0.6153% | 0.028522 | 62.7316 | Commercial_2036_SC C_GWh_After Competition Groups_Condensing Unit Heaters or other Efficient Unit Heating System
Commercial | Com ¦ Refrigerated Display Case LED | 2036 | SC C | GWh | After Competition Groups | 59.9373 | 2215120.618 | 2.2151 | 10195.5111 | 0.0058788 | 30 | Commercial_2036_SC C_GWh_After Competition Groups_30 | Refrigerated Display Case LED | 0.5879% | 2.2151 | 59.9373 | Commercial_2036_SC C_GWh_After Competition Groups_Refrigerated Display Case LED
Commercial | Com ¦ Freezer Case Light Sensor | 2036 | SC C | GWh | After Competition Groups | 53.3865 | 2120193.5435 | 2.1202 | 10195.5111 | 0.0052363 | 31 | Commercial_2036_SC C_GWh_After Competition Groups_31 | Freezer Case Light Sensor | 0.5236% | 2.1202 | 53.3865 | Commercial_2036_SC C_GWh_After Competition Groups_Freezer Case Light Sensor
Commercial | Com ¦ Evaporator Fan Controls | 2036 | SC C | GWh | After Competition Groups | 52.0762 | 151062.7909 | 0.15106 | 10195.5111 | 0.0051078 | 32 | Commercial_2036_SC C_GWh_After Competition Groups_32 | Evaporator Fan Controls | 0.5108% | 0.15106 | 52.0762 | Commercial_2036_SC C_GWh_After Competition Groups_Evaporator Fan Controls
Commercial | Com ¦ Occupancy Sensors | 2036 | SC C | GWh | After Competition Groups | 38.1944 | 8056.5097 | 0.0080565 | 10195.5111 | 0.0037462 | 33 | Commercial_2036_SC C_GWh_After Competition Groups_33 | Occupancy Sensors | 0.3746% | 0.0080565 | 38.1944 | Commercial_2036_SC C_GWh_After Competition Groups_Occupancy Sensors
Commercial | Com ¦ Chilled Water Optimization | 2036 | SC C | GWh | After Competition Groups | 33.9151 | 1854472.4695 | 1.8545 | 10195.5111 | 0.0033265 | 34 | Commercial_2036_SC C_GWh_After Competition Groups_34 | Chilled Water Optimization | 0.3326% | 1.8545 | 33.9151 | Commercial_2036_SC C_GWh_After Competition Groups_Chilled Water Optimization
Commercial | Com ¦ ENERGY STAR Griddle (74% eff) | 2036 | SC C | GWh | After Competition Groups | 33.8807 | 218496.7633 | 0.2185 | 10195.5111 | 0.0033231 | 35 | Commercial_2036_SC C_GWh_After Competition Groups_35 | ENERGY STAR Griddle (74% eff) | 0.3323% | 0.2185 | 33.8807 | Commercial_2036_SC C_GWh_After Competition Groups_ENERGY STAR Griddle (74% eff)
Commercial | Com ¦ BEVERAGE VENDING MACHINE CONTROLS | 2036 | SC C | GWh | After Competition Groups | 26.1307 | 360778.5109 | 0.36078 | 10195.5111 | 0.002563 | 36 | Commercial_2036_SC C_GWh_After Competition Groups_36 | BEVERAGE VENDING MACHINE CONTROLS | 0.2563% | 0.36078 | 26.1307 | Commercial_2036_SC C_GWh_After Competition Groups_BEVERAGE VENDING MACHINE CONTROLS
Commercial | Com ¦ Elec Storage WH 2.30 Et | 2036 | SC C | GWh | After Competition Groups | 24.2766 | 554320.8138 | 0.55432 | 10195.5111 | 0.0023811 | 37 | Commercial_2036_SC C_GWh_After Competition Groups_37 | Elec Storage WH 2.30 Et | 0.2381% | 0.55432 | 24.2766 | Commercial_2036_SC C_GWh_After Competition Groups_Elec Storage WH 2.30 Et
Commercial | Com ¦ CO Sensors for parking garage exhaust fans | 2036 | SC C | GWh | After Competition Groups | 20.4482 | 765418.2052 | 0.76542 | 10195.5111 | 0.0020056 | 38 | Commercial_2036_SC C_GWh_After Competition Groups_38 | CO Sensors for parking garage exhaust fans | 0.2006% | 0.76542 | 20.4482 | Commercial_2036_SC C_GWh_After Competition Groups_CO Sensors for parking garage exhaust fans
Commercial | Com ¦ Temperature Adjustment in Commercial Freezers | 2036 | SC C | GWh | After Competition Groups | 19.9294 | 0 | 0 | 10195.5111 | 0.0019547 | 39 | Commercial_2036_SC C_GWh_After Competition Groups_39 | Temperature Adjustment in Commercial Freezers | 0.1955% | 0 | 19.9294 | Commercial_2036_SC C_GWh_After Competition Groups_Temperature Adjustment in Commercial Freezers
Commercial | Com ¦ Water Source Heat Pump (4 ton) | 2036 | SC C | GWh | After Competition Groups | 19.9233 | 1468431.5756 | 1.4684 | 10195.5111 | 0.0019541 | 40 | Commercial_2036_SC C_GWh_After Competition Groups_40 | Water Source Heat Pump (4 ton) | 0.1954% | 1.4684 | 19.9233 | Commercial_2036_SC C_GWh_After Competition Groups_Water Source Heat Pump (4 ton)
Commercial | Com ¦ Energy Efficient Laboratory Fume Hood | 2036 | SC C | GWh | After Competition Groups | 17.6688 | 505890.1596 | 0.50589 | 10195.5111 | 0.001733 | 41 | Commercial_2036_SC C_GWh_After Competition Groups_41 | Energy Efficient Laboratory Fume Hood | 0.1733% | 0.50589 | 17.6688 | Commercial_2036_SC C_GWh_After Competition Groups_Energy Efficient Laboratory Fume Hood
Commercial | Com ¦ Vertical Night Covers | 2036 | SC C | GWh | After Competition Groups | 15.4474 | 146531.6179 | 0.14653 | 10195.5111 | 0.0015151 | 42 | Commercial_2036_SC C_GWh_After Competition Groups_42 | Vertical Night Covers | 0.1515% | 0.14653 | 15.4474 | Commercial_2036_SC C_GWh_After Competition Groups_Vertical Night Covers
Commercial | Com ¦ Outside Air Economizer | 2036 | SC C | GWh | After Competition Groups | 14.4005 | 108881.1341 | 0.10888 | 10195.5111 | 0.0014124 | 43 | Commercial_2036_SC C_GWh_After Competition Groups_43 | Outside Air Economizer | 0.1412% | 0.10888 | 14.4005 | Commercial_2036_SC C_GWh_After Competition Groups_Outside Air Economizer
Commercial | Com ¦ Duct Insulation, R8 | 2036 | SC C | GWh | After Competition Groups | 13.9375 | 290937.7019 | 0.29094 | 10195.5111 | 0.001367 | 44 | Commercial_2036_SC C_GWh_After Competition Groups_44 | Duct Insulation, R8 | 0.1367% | 0.29094 | 13.9375 | Commercial_2036_SC C_GWh_After Competition Groups_Duct Insulation, R8
Commercial | Com ¦ Water Heating (DHW) Pipe Insulation (Add 3/4\ Foam)" | 2036 | SC C | GWh | After Competition Groups | 13.3524 | 204611.125 | 0.20461 | 10195.5111 | 0.0013096 | 45 | Commercial_2036_SC C_GWh_After Competition Groups_45 | Water Heating (DHW) Pipe Insulation (Add 3/4\ Foam)" | 0.131% | 0.20461 | 13.3524 | Commercial_2036_SC C_GWh_After Competition Groups_Water Heating (DHW) Pipe Insulation (Add 3/4\ Foam)"
Commercial | Com ¦ ENERGY STAR Fryer (84% eff) | 2036 | SC C | GWh | After Competition Groups | 12.4507 | 154516.4587 | 0.15452 | 10195.5111 | 0.0012212 | 46 | Commercial_2036_SC C_GWh_After Competition Groups_46 | ENERGY STAR Fryer (84% eff) | 0.1221% | 0.15452 | 12.4507 | Commercial_2036_SC C_GWh_After Competition Groups_ENERGY STAR Fryer (84% eff)
Commercial | Com ¦ Condensing Make Up Air Unit | 2036 | SC C | GWh | After Competition Groups | 10.6467 | 2262290.9508 | 2.2623 | 10195.5111 | 0.0010443 | 47 | Commercial_2036_SC C_GWh_After Competition Groups_47 | Condensing Make Up Air Unit | 0.1044% | 2.2623 | 10.6467 | Commercial_2036_SC C_GWh_After Competition Groups_Condensing Make Up Air Unit
Commercial | Com ¦ Suction Pipe Insulation Freezer/Refrigerator | 2036 | SC C | GWh | After Competition Groups | 8.4539 | 144476.9739 | 0.14448 | 10195.5111 | 0.00082918 | 48 | Commercial_2036_SC C_GWh_After Competition Groups_48 | Suction Pipe Insulation Freezer/Refrigerator | 0.08292% | 0.14448 | 8.4539 | Commercial_2036_SC C_GWh_After Competition Groups_Suction Pipe Insulation Freezer/Refrigerator
Commercial | Com ¦ ENERGY STAR Dishwasher | 2036 | SC C | GWh | After Competition Groups | 7.0328 | 38787.1967 | 0.038787 | 10195.5111 | 0.00068979 | 49 | Commercial_2036_SC C_GWh_After Competition Groups_49 | ENERGY STAR Dishwasher | 0.06898% | 0.038787 | 7.0328 | Commercial_2036_SC C_GWh_After Competition Groups_ENERGY STAR Dishwasher
Commercial | Com ¦ ENERGY STAR Steam Cookers | 2036 | SC C | GWh | After Competition Groups | 5.9417 | 80839.9981 | 0.08084 | 10195.5111 | 0.00058277 | 50 | Commercial_2036_SC C_GWh_After Competition Groups_50 | ENERGY STAR Steam Cookers | 0.05828% | 0.08084 | 5.9417 | Commercial_2036_SC C_GWh_After Competition Groups_ENERGY STAR Steam Cookers
Commercial | Com ¦ Ozone Laundry Treatment | 2036 | SC C | GWh | After Competition Groups | 4.5335 | 203561.3023 | 0.20356 | 10195.5111 | 0.00044466 | 51 | Commercial_2036_SC C_GWh_After Competition Groups_51 | Ozone Laundry Treatment | 0.04447% | 0.20356 | 4.5335 | Commercial_2036_SC C_GWh_After Competition Groups_Ozone Laundry Treatment
Commercial | Com ¦ Demand controlled Circulating Systems | 2036 | SC C | GWh | After Competition Groups | 2.8392 | 0 | 0 | 10195.5111 | 0.00027847 | 52 | Commercial_2036_SC C_GWh_After Competition Groups_52 | Demand controlled Circulating Systems | 0.02785% | 0 | 2.8392 | Commercial_2036_SC C_GWh_After Competition Groups_Demand controlled Circulating Systems
Commercial | Com ¦ Thermostat Setback | 2036 | SC C | GWh | After Competition Groups | 2.5211 | 0 | 0 | 10195.5111 | 0.00024728 | 53 | Commercial_2036_SC C_GWh_After Competition Groups_53 | Thermostat Setback | 0.02473% | 0 | 2.5211 | Commercial_2036_SC C_GWh_After Competition Groups_Thermostat Setback
Commercial | Com ¦ ECM MOTORS FOR HVAC APPLICATION (FAN-POWERED VAV BOX) | 2036 | SC C | GWh | After Competition Groups | 2.117 | 41055.8898 | 0.041056 | 10195.5111 | 0.00020764 | 54 | Commercial_2036_SC C_GWh_After Competition Groups_54 | ECM MOTORS FOR HVAC APPLICATION (FAN-POWERED VAV BOX) | 0.02076% | 0.041056 | 2.117 | Commercial_2036_SC C_GWh_After Competition Groups_ECM MOTORS FOR HVAC APPLICATION (FAN-POWERED VAV BOX)
Commercial | Com ¦ Solar Water Preheat (Pools/DHW) | 2036 | SC C | GWh | After Competition Groups | 1.5056 | 4753.0789 | 0.0047531 | 10195.5111 | 0.00014767 | 55 | Commercial_2036_SC C_GWh_After Competition Groups_55 | Solar Water Preheat (Pools/DHW) | 0.01477% | 0.0047531 | 1.5056 | Commercial_2036_SC C_GWh_After Competition Groups_Solar Water Preheat (Pools/DHW)
Commercial | Com ¦ Notched V belts for HVAC Systems | 2036 | SC C | GWh | After Competition Groups | 1.2723 | 35617.8224 | 0.035618 | 10195.5111 | 0.00012479 | 56 | Commercial_2036_SC C_GWh_After Competition Groups_56 | Notched V belts for HVAC Systems | 0.01248% | 0.035618 | 1.2723 | Commercial_2036_SC C_GWh_After Competition Groups_Notched V belts for HVAC Systems
Commercial | Com ¦ CEE Tier 2/Energy Star Clothes Washers | 2036 | SC C | GWh | After Competition Groups | 1.2498 | 16918.3835 | 0.016918 | 10195.5111 | 0.00012258 | 57 | Commercial_2036_SC C_GWh_After Competition Groups_57 | CEE Tier 2/Energy Star Clothes Washers | 0.01226% | 0.016918 | 1.2498 | Commercial_2036_SC C_GWh_After Competition Groups_CEE Tier 2/Energy Star Clothes Washers
Commercial | COM ¦ Ductless Mini-Split Heat Pumps | 2036 | SC C | GWh | After Competition Groups | 0.9019 | 243.6592 | 0.00024366 | 10195.5111 | 8.8461e-05 | 58 | Commercial_2036_SC C_GWh_After Competition Groups_58 | Ductless Mini-Split Heat Pumps | 0.008846% | 0.00024366 | 0.9019 | Commercial_2036_SC C_GWh_After Competition Groups_Ductless Mini-Split Heat Pumps
Commercial | Com ¦ Auto Off Time Switch or Time Clock control | 2036 | SC C | GWh | After Competition Groups | 0.89576 | 86.0037 | 8.6004e-05 | 10195.5111 | 8.7859e-05 | 59 | Commercial_2036_SC C_GWh_After Competition Groups_59 | Auto Off Time Switch or Time Clock control | 0.008786% | 8.6004e-05 | 0.89576 | Commercial_2036_SC C_GWh_After Competition Groups_Auto Off Time Switch or Time Clock control
Commercial | Com ¦ PTAC (12 EER/10,000 BTU) | 2036 | SC C | GWh | After Competition Groups | 0.84062 | 33484.4255 | 0.033484 | 10195.5111 | 8.245e-05 | 60 | Commercial_2036_SC C_GWh_After Competition Groups_60 | PTAC (12 EER/10,000 BTU) | 0.008245% | 0.033484 | 0.84062 | Commercial_2036_SC C_GWh_After Competition Groups_PTAC (12 EER/10,000 BTU)
Commercial | Com ¦ LED RECESSED DOWNLIGHTS | 2036 | SC C | GWh | After Competition Groups | 0.69424 | 71769.2863 | 0.071769 | 10195.5111 | 6.8092e-05 | 61 | Commercial_2036_SC C_GWh_After Competition Groups_61 | LED RECESSED DOWNLIGHTS | 0.006809% | 0.071769 | 0.69424 | Commercial_2036_SC C_GWh_After Competition Groups_LED RECESSED DOWNLIGHTS
Commercial | Com ¦ LLLC - High Impact Application | 2036 | SC C | GWh | After Competition Groups | 0.65423 | 0.28049 | 2.8049e-07 | 10195.5111 | 6.4169e-05 | 62 | Commercial_2036_SC C_GWh_After Competition Groups_62 | LLLC - High Impact Application | 0.006417% | 2.8049e-07 | 0.65423 | Commercial_2036_SC C_GWh_After Competition Groups_LLLC - High Impact Application
Commercial | Com ¦ Low Flow Pre-Rinse Spray Nozzle | 2036 | SC C | GWh | After Competition Groups | 0.58287 | 1719.6737 | 0.0017197 | 10195.5111 | 5.7169e-05 | 63 | Commercial_2036_SC C_GWh_After Competition Groups_63 | Low Flow Pre-Rinse Spray Nozzle | 0.005717% | 0.0017197 | 0.58287 | Commercial_2036_SC C_GWh_After Competition Groups_Low Flow Pre-Rinse Spray Nozzle
Commercial | Com ¦ Efficient compressor motor | 2036 | SC C | GWh | After Competition Groups | 0.52267 | 154940.9519 | 0.15494 | 10195.5111 | 5.1265e-05 | 64 | Commercial_2036_SC C_GWh_After Competition Groups_64 | Efficient compressor motor | 0.005126% | 0.15494 | 0.52267 | Commercial_2036_SC C_GWh_After Competition Groups_Efficient compressor motor
Commercial | Com ¦ High Efficiency Small Instantaneous Water Heater | 2036 | SC C | GWh | After Competition Groups | 0.49014 | 38396.9613 | 0.038397 | 10195.5111 | 4.8075e-05 | 65 | Commercial_2036_SC C_GWh_After Competition Groups_65 | High Efficiency Small Instantaneous Water Heater | 0.004807% | 0.038397 | 0.49014 | Commercial_2036_SC C_GWh_After Competition Groups_High Efficiency Small Instantaneous Water Heater
Commercial | Com ¦ Commercial Hot Food Holding Cabinets | 2036 | SC C | GWh | After Competition Groups | 0.40094 | 3699.1769 | 0.0036992 | 10195.5111 | 3.9326e-05 | 66 | Commercial_2036_SC C_GWh_After Competition Groups_66 | Commercial Hot Food Holding Cabinets | 0.003933% | 0.0036992 | 0.40094 | Commercial_2036_SC C_GWh_After Competition Groups_Commercial Hot Food Holding Cabinets
Commercial | Com ¦ LLLC - Low Impact Application | 2036 | SC C | GWh | After Competition Groups | 0.39841 | 1.1895 | 1.1895e-06 | 10195.5111 | 3.9077e-05 | 67 | Commercial_2036_SC C_GWh_After Competition Groups_67 | LLLC - Low Impact Application | 0.003908% | 1.1895e-06 | 0.39841 | Commercial_2036_SC C_GWh_After Competition Groups_LLLC - Low Impact Application
Commercial | Com ¦ HVAC Optimization | 2036 | SC C | GWh | After Competition Groups | 0.38729 | 203.3816 | 0.00020338 | 10195.5111 | 3.7986e-05 | 68 | Commercial_2036_SC C_GWh_After Competition Groups_68 | HVAC Optimization | 0.003799% | 0.00020338 | 0.38729 | Commercial_2036_SC C_GWh_After Competition Groups_HVAC Optimization
Commercial | Com ¦ Air Curtains | 2036 | SC C | GWh | After Competition Groups | 0.22809 | 6552.5807 | 0.0065526 | 10195.5111 | 2.2372e-05 | 69 | Commercial_2036_SC C_GWh_After Competition Groups_69 | Air Curtains | 0.002237% | 0.0065526 | 0.22809 | Commercial_2036_SC C_GWh_After Competition Groups_Air Curtains
Commercial | Com ¦ Energy Recovery Ventilation and Ventilation (Enhanced) | 2036 | SC C | GWh | After Competition Groups | 0.18964 | 0 | 0 | 10195.5111 | 1.86e-05 | 70 | Commercial_2036_SC C_GWh_After Competition Groups_70 | Energy Recovery Ventilation and Ventilation (Enhanced) | 0.00186% | 0 | 0.18964 | Commercial_2036_SC C_GWh_After Competition Groups_Energy Recovery Ventilation and Ventilation (Enhanced)
Commercial | Com ¦ Wall Insulation | 2036 | SC C | GWh | After Competition Groups | 0.13406 | 3811.6914 | 0.0038117 | 10195.5111 | 1.3149e-05 | 71 | Commercial_2036_SC C_GWh_After Competition Groups_71 | Wall Insulation | 0.001315% | 0.0038117 | 0.13406 | Commercial_2036_SC C_GWh_After Competition Groups_Wall Insulation
Commercial | Com ¦ Room AC (w/ louvered sides) 14 SEER from 12 SEER code | 2036 | SC C | GWh | After Competition Groups | 0.066988 | 5802.6558 | 0.0058027 | 10195.5111 | 6.5704e-06 | 72 | Commercial_2036_SC C_GWh_After Competition Groups_72 | Room AC (w/ louvered sides) 14 SEER from 12 SEER code | 0.000657% | 0.0058027 | 0.066988 | Commercial_2036_SC C_GWh_After Competition Groups_Room AC (w/ louvered sides) 14 SEER from 12 SEER code
Commercial | Com ¦ High Efficiency Chiller (avg of water and air cooled) | 2036 | SC C | GWh | After Competition Groups | 0.060585 | 9074.1617 | 0.0090742 | 10195.5111 | 5.9424e-06 | 73 | Commercial_2036_SC C_GWh_After Competition Groups_73 | High Efficiency Chiller (avg of water and air cooled) | 0.0005942% | 0.0090742 | 0.060585 | Commercial_2036_SC C_GWh_After Competition Groups_High Efficiency Chiller (avg of water and air cooled)
Commercial | Com ¦ EC Plug Fan for Data Center (under cabinet) | 2036 | SC C | GWh | After Competition Groups | 0.042988 | 2127.8524 | 0.0021279 | 10195.5111 | 4.2164e-06 | 74 | Commercial_2036_SC C_GWh_After Competition Groups_74 | EC Plug Fan for Data Center (under cabinet) | 0.0004216% | 0.0021279 | 0.042988 | Commercial_2036_SC C_GWh_After Competition Groups_EC Plug Fan for Data Center (under cabinet)
Commercial | Com ¦ VSD Air Compressor | 2036 | SC C | GWh | After Competition Groups | 0.039724 | 559.0381 | 0.00055904 | 10195.5111 | 3.8962e-06 | 75 | Commercial_2036_SC C_GWh_After Competition Groups_75 | VSD Air Compressor | 0.0003896% | 0.00055904 | 0.039724 | Commercial_2036_SC C_GWh_After Competition Groups_VSD Air Compressor
Commercial | Com ¦ Electric Convection Combination Ovens | 2036 | SC C | GWh | After Competition Groups | 0.0036287 | 3.3182 | 3.3182e-06 | 10195.5111 | 3.5591e-07 | 76 | Commercial_2036_SC C_GWh_After Competition Groups_76 | Electric Convection Combination Ovens | 3.559e-05% | 3.3182e-06 | 0.0036287 | Commercial_2036_SC C_GWh_After Competition Groups_Electric Convection Combination Ovens
Commercial | Com ¦ Networked/Connected - High Impact Application | 2036 | SC C | GWh | After Competition Groups | 0.0021945 | 0.001308 | 1.308e-09 | 10195.5111 | 2.1524e-07 | 77 | Commercial_2036_SC C_GWh_After Competition Groups_77 | Networked/Connected - High Impact Application | 2.152e-05% | 1.308e-09 | 0.0021945 | Commercial_2036_SC C_GWh_After Competition Groups_Networked/Connected - High Impact Application
Commercial | Com ¦ Networked/Connected - Low Impact Application | 2036 | SC C | GWh | After Competition Groups | 0.00010724 | 7.098e-05 | 7.098e-11 | 10195.5111 | 1.0518e-08 | 78 | Commercial_2036_SC C_GWh_After Competition Groups_78 | Networked/Connected - Low Impact Application | 1.052e-06% | 7.098e-11 | 0.00010724 | Commercial_2036_SC C_GWh_After Competition Groups_Networked/Connected - Low Impact Application
Commercial | Com ¦ Indoor Daylight Sensors/Photocell Dimming Control | 2036 | SC C | GWh | After Competition Groups | 0 | 0 | 0 | 10195.5111 | 0 | 79 | Commercial_2036_SC C_GWh_After Competition Groups_79 | Indoor Daylight Sensors/Photocell Dimming Control | 0% | 0 | 0 | Commercial_2036_SC C_GWh_After Competition Groups_Indoor Daylight Sensors/Photocell Dimming Control
Commercial | Com ¦ Variable Refrigerant Flow Heat Pump | 2036 | SC C | GWh | After Competition Groups | 0 | 0 | 0 | 10195.5111 | 0 | 80 | Commercial_2036_SC C_GWh_After Competition Groups_80 | Variable Refrigerant Flow Heat Pump | 0% | 0 | 0 | Commercial_2036_SC C_GWh_After Competition Groups_Variable Refrigerant Flow Heat Pump
Commercial | Com ¦ LED Low/High Bay | 2036 | SC D | GWh | After Competition Groups | 1020.2566 | 0 | 0 | 9571.5038 | 0.10659 | 1 | Commercial_2036_SC D_GWh_After Competition Groups_1 | LED Low/High Bay | 10.66% | 0 | 1020.2566 | Commercial_2036_SC D_GWh_After Competition Groups_LED Low/High Bay
Commercial | Com ¦ ENERGY STAR LED LAMPS (REFLECTOR LAMPs/MR16/PAR 16) | 2036 | SC D | GWh | After Competition Groups | 978.475 | 0 | 0 | 9571.5038 | 0.10223 | 2 | Commercial_2036_SC D_GWh_After Competition Groups_2 | ENERGY STAR LED LAMPS (REFLECTOR LAMPs/MR16/PAR 16) | 10.22% | 0 | 978.475 | Commercial_2036_SC D_GWh_After Competition Groups_ENERGY STAR LED LAMPS (REFLECTOR LAMPs/MR16/PAR 16)
Commercial | Com ¦ LED Troffer/Surface/Suspended | 2036 | SC D | GWh | After Competition Groups | 932.1286 | 0 | 0 | 9571.5038 | 0.097386 | 3 | Commercial_2036_SC D_GWh_After Competition Groups_3 | LED Troffer/Surface/Suspended | 9.739% | 0 | 932.1286 | Commercial_2036_SC D_GWh_After Competition Groups_LED Troffer/Surface/Suspended
Commercial | Com ¦ Building Recommissioning, Operations and Maintenance (O&M) Improvements | 2036 | SC D | GWh | After Competition Groups | 724.659 | 0 | 0 | 9571.5038 | 0.07571 | 4 | Commercial_2036_SC D_GWh_After Competition Groups_4 | Building Recommissioning, Operations and Maintenance (O&M) Improvements | 7.571% | 0 | 724.659 | Commercial_2036_SC D_GWh_After Competition Groups_Building Recommissioning, Operations and Maintenance (O&M) Improvements
Commercial | Com ¦ LED Replacement Lamp (Tube) | 2036 | SC D | GWh | After Competition Groups | 650.0387 | 0 | 0 | 9571.5038 | 0.067914 | 5 | Commercial_2036_SC D_GWh_After Competition Groups_5 | LED Replacement Lamp (Tube) | 6.791% | 0 | 650.0387 | Commercial_2036_SC D_GWh_After Competition Groups_LED Replacement Lamp (Tube)
Commercial | Com ¦ LED EXTERIOR AREA LIGHTS - LED fixture (200W) | 2036 | SC D | GWh | After Competition Groups | 641.9 | 0 | 0 | 9571.5038 | 0.067064 | 6 | Commercial_2036_SC D_GWh_After Competition Groups_6 | LED EXTERIOR AREA LIGHTS - LED fixture (200W) | 6.706% | 0 | 641.9 | Commercial_2036_SC D_GWh_After Competition Groups_LED EXTERIOR AREA LIGHTS - LED fixture (200W)
Commercial | Com ¦ LED parking lot fixture | 2036 | SC D | GWh | After Competition Groups | 616.1088 | 0 | 0 | 9571.5038 | 0.064369 | 7 | Commercial_2036_SC D_GWh_After Competition Groups_7 | LED parking lot fixture | 6.437% | 0 | 616.1088 | Commercial_2036_SC D_GWh_After Competition Groups_LED parking lot fixture
Commercial | Com ¦ Furnace Tune-Up | 2036 | SC D | GWh | After Competition Groups | 417.038 | 0 | 0 | 9571.5038 | 0.043571 | 8 | Commercial_2036_SC D_GWh_After Competition Groups_8 | Furnace Tune-Up | 4.357% | 0 | 417.038 | Commercial_2036_SC D_GWh_After Competition Groups_Furnace Tune-Up
Commercial | Com ¦ LED street light fixture | 2036 | SC D | GWh | After Competition Groups | 314.4679 | 0 | 0 | 9571.5038 | 0.032855 | 9 | Commercial_2036_SC D_GWh_After Competition Groups_9 | LED street light fixture | 3.285% | 0 | 314.4679 | Commercial_2036_SC D_GWh_After Competition Groups_LED street light fixture
Commercial | Com ¦ High Efficiency Air Source Heat Pump | 2036 | SC D | GWh | After Competition Groups | 301.847 | 0 | 0 | 9571.5038 | 0.031536 | 10 | Commercial_2036_SC D_GWh_After Competition Groups_10 | High Efficiency Air Source Heat Pump | 3.154% | 0 | 301.847 | Commercial_2036_SC D_GWh_After Competition Groups_High Efficiency Air Source Heat Pump
Commercial | Com ¦ Reach-in Shaded Pole to ECM/PSC Evaporator Fan Motor | 2036 | SC D | GWh | After Competition Groups | 271.3162 | 0 | 0 | 9571.5038 | 0.028346 | 11 | Commercial_2036_SC D_GWh_After Competition Groups_11 | Reach-in Shaded Pole to ECM/PSC Evaporator Fan Motor | 2.835% | 0 | 271.3162 | Commercial_2036_SC D_GWh_After Competition Groups_Reach-in Shaded Pole to ECM/PSC Evaporator Fan Motor
Commercial | Com ¦ Data Center Storage/Server Virtualization | 2036 | SC D | GWh | After Competition Groups | 230.6978 | 0 | 0 | 9571.5038 | 0.024103 | 12 | Commercial_2036_SC D_GWh_After Competition Groups_12 | Data Center Storage/Server Virtualization | 2.41% | 0 | 230.6978 | Commercial_2036_SC D_GWh_After Competition Groups_Data Center Storage/Server Virtualization
Commercial | Com ¦ Refrigerated Display Case Doors | 2036 | SC D | GWh | After Competition Groups | 199.2359 | 0 | 0 | 9571.5038 | 0.020816 | 13 | Commercial_2036_SC D_GWh_After Competition Groups_13 | Refrigerated Display Case Doors | 2.082% | 0 | 199.2359 | Commercial_2036_SC D_GWh_After Competition Groups_Refrigerated Display Case Doors
Commercial | Com ¦ Strip Curtains | 2036 | SC D | GWh | After Competition Groups | 199.2145 | 0 | 0 | 9571.5038 | 0.020813 | 14 | Commercial_2036_SC D_GWh_After Competition Groups_14 | Strip Curtains | 2.081% | 0 | 199.2145 | Commercial_2036_SC D_GWh_After Competition Groups_Strip Curtains
Commercial | Com ¦ Advanced BAS/Controllers | 2036 | SC D | GWh | After Competition Groups | 171.5771 | 0 | 0 | 9571.5038 | 0.017926 | 15 | Commercial_2036_SC D_GWh_After Competition Groups_15 | Advanced BAS/Controllers | 1.793% | 0 | 171.5771 | Commercial_2036_SC D_GWh_After Competition Groups_Advanced BAS/Controllers
Commercial | Com ¦ Centrally controlled desktop PC/NETWORK PC POWER MANAGEMENT SOFTWARE | 2036 | SC D | GWh | After Competition Groups | 151.9413 | 0 | 0 | 9571.5038 | 0.015874 | 16 | Commercial_2036_SC D_GWh_After Competition Groups_16 | Centrally controlled desktop PC/NETWORK PC POWER MANAGEMENT SOFTWARE | 1.587% | 0 | 151.9413 | Commercial_2036_SC D_GWh_After Competition Groups_Centrally controlled desktop PC/NETWORK PC POWER MANAGEMENT SOFTWARE
Commercial | Com ¦ Demand Control Ventilation | 2036 | SC D | GWh | After Competition Groups | 148.5769 | 0 | 0 | 9571.5038 | 0.015523 | 17 | Commercial_2036_SC D_GWh_After Competition Groups_17 | Demand Control Ventilation | 1.552% | 0 | 148.5769 | Commercial_2036_SC D_GWh_After Competition Groups_Demand Control Ventilation
Commercial | Com ¦ Variable Frequency Drive (VFD) | 2036 | SC D | GWh | After Competition Groups | 135.3682 | 0 | 0 | 9571.5038 | 0.014143 | 18 | Commercial_2036_SC D_GWh_After Competition Groups_18 | Variable Frequency Drive (VFD) | 1.414% | 0 | 135.3682 | Commercial_2036_SC D_GWh_After Competition Groups_Variable Frequency Drive (VFD)
Commercial | Com ¦ VFD on Pumps | 2036 | SC D | GWh | After Competition Groups | 125.7343 | 0 | 0 | 9571.5038 | 0.013136 | 19 | Commercial_2036_SC D_GWh_After Competition Groups_19 | VFD on Pumps | 1.314% | 0 | 125.7343 | Commercial_2036_SC D_GWh_After Competition Groups_VFD on Pumps
Commercial | Com ¦ Education and Capacity Building/Energy Behavior | 2036 | SC D | GWh | After Competition Groups | 124.2999 | 0 | 0 | 9571.5038 | 0.012986 | 20 | Commercial_2036_SC D_GWh_After Competition Groups_20 | Education and Capacity Building/Energy Behavior | 1.299% | 0 | 124.2999 | Commercial_2036_SC D_GWh_After Competition Groups_Education and Capacity Building/Energy Behavior
Commercial | Com ¦ ENERGY STAR LED LAMPS (General Service Lamps) | 2036 | SC D | GWh | After Competition Groups | 116.7869 | 0 | 0 | 9571.5038 | 0.012202 | 21 | Commercial_2036_SC D_GWh_After Competition Groups_21 | ENERGY STAR LED LAMPS (General Service Lamps) | 1.22% | 0 | 116.7869 | Commercial_2036_SC D_GWh_After Competition Groups_ENERGY STAR LED LAMPS (General Service Lamps)
Commercial | Com ¦ LED or Equivalent Sign Lighting | 2036 | SC D | GWh | After Competition Groups | 115.4955 | 0 | 0 | 9571.5038 | 0.012067 | 22 | Commercial_2036_SC D_GWh_After Competition Groups_22 | LED or Equivalent Sign Lighting | 1.207% | 0 | 115.4955 | Commercial_2036_SC D_GWh_After Competition Groups_LED or Equivalent Sign Lighting
Commercial | Com ¦ Adaptive Thermostats | 2036 | SC D | GWh | After Competition Groups | 106.7791 | 0 | 0 | 9571.5038 | 0.011156 | 23 | Commercial_2036_SC D_GWh_After Competition Groups_23 | Adaptive Thermostats | 1.116% | 0 | 106.7791 | Commercial_2036_SC D_GWh_After Competition Groups_Adaptive Thermostats
Commercial | Com ¦ Unitary Air-Conditioning Unit | 2036 | SC D | GWh | After Competition Groups | 93.3708 | 0 | 0 | 9571.5038 | 0.0097551 | 24 | Commercial_2036_SC D_GWh_After Competition Groups_24 | Unitary Air-Conditioning Unit | 0.9755% | 0 | 93.3708 | Commercial_2036_SC D_GWh_After Competition Groups_Unitary Air-Conditioning Unit
Commercial | Com ¦ Door Gasket Freezer/Refrigerator | 2036 | SC D | GWh | After Competition Groups | 66.0533 | 0 | 0 | 9571.5038 | 0.006901 | 25 | Commercial_2036_SC D_GWh_After Competition Groups_25 | Door Gasket Freezer/Refrigerator | 0.6901% | 0 | 66.0533 | Commercial_2036_SC D_GWh_After Competition Groups_Door Gasket Freezer/Refrigerator
Commercial | Com ¦ ECM MOTORS FOR EVAPORATOR FANS for refrigeration (WALK-IN) | 2036 | SC D | GWh | After Competition Groups | 64.3616 | 0 | 0 | 9571.5038 | 0.0067243 | 26 | Commercial_2036_SC D_GWh_After Competition Groups_26 | ECM MOTORS FOR EVAPORATOR FANS for refrigeration (WALK-IN) | 0.6724% | 0 | 64.3616 | Commercial_2036_SC D_GWh_After Competition Groups_ECM MOTORS FOR EVAPORATOR FANS for refrigeration (WALK-IN)
Commercial | Com ¦ Demand Control Kitchen Ventilation | 2036 | SC D | GWh | After Competition Groups | 64.0831 | 0 | 0 | 9571.5038 | 0.0066952 | 27 | Commercial_2036_SC D_GWh_After Competition Groups_27 | Demand Control Kitchen Ventilation | 0.6695% | 0 | 64.0831 | Commercial_2036_SC D_GWh_After Competition Groups_Demand Control Kitchen Ventilation
Commercial | Com ¦ Condensing Unit Heaters or other Efficient Unit Heating System | 2036 | SC D | GWh | After Competition Groups | 62.5159 | 0 | 0 | 9571.5038 | 0.0065315 | 28 | Commercial_2036_SC D_GWh_After Competition Groups_28 | Condensing Unit Heaters or other Efficient Unit Heating System | 0.6531% | 0 | 62.5159 | Commercial_2036_SC D_GWh_After Competition Groups_Condensing Unit Heaters or other Efficient Unit Heating System
Commercial | Com ¦ Air Handler with Dedicated Outdoor Air Systems | 2036 | SC D | GWh | After Competition Groups | 59.1529 | 0 | 0 | 9571.5038 | 0.0061801 | 29 | Commercial_2036_SC D_GWh_After Competition Groups_29 | Air Handler with Dedicated Outdoor Air Systems | 0.618% | 0 | 59.1529 | Commercial_2036_SC D_GWh_After Competition Groups_Air Handler with Dedicated Outdoor Air Systems
Commercial | Com ¦ Evaporator Fan Controls | 2036 | SC D | GWh | After Competition Groups | 52.0762 | 0 | 0 | 9571.5038 | 0.0054408 | 30 | Commercial_2036_SC D_GWh_After Competition Groups_30 | Evaporator Fan Controls | 0.5441% | 0 | 52.0762 | Commercial_2036_SC D_GWh_After Competition Groups_Evaporator Fan Controls
Commercial | Com ¦ Refrigerated Display Case LED | 2036 | SC D | GWh | After Competition Groups | 47.9018 | 0 | 0 | 9571.5038 | 0.0050046 | 31 | Commercial_2036_SC D_GWh_After Competition Groups_31 | Refrigerated Display Case LED | 0.5005% | 0 | 47.9018 | Commercial_2036_SC D_GWh_After Competition Groups_Refrigerated Display Case LED
Commercial | Com ¦ Occupancy Sensors | 2036 | SC D | GWh | After Competition Groups | 38.1944 | 0 | 0 | 9571.5038 | 0.0039904 | 32 | Commercial_2036_SC D_GWh_After Competition Groups_32 | Occupancy Sensors | 0.399% | 0 | 38.1944 | Commercial_2036_SC D_GWh_After Competition Groups_Occupancy Sensors
Commercial | Com ¦ Freezer Case Light Sensor | 2036 | SC D | GWh | After Competition Groups | 36.987 | 0 | 0 | 9571.5038 | 0.0038643 | 33 | Commercial_2036_SC D_GWh_After Competition Groups_33 | Freezer Case Light Sensor | 0.3864% | 0 | 36.987 | Commercial_2036_SC D_GWh_After Competition Groups_Freezer Case Light Sensor
Commercial | Com ¦ Chilled Water Optimization | 2036 | SC D | GWh | After Competition Groups | 33.9151 | 0 | 0 | 9571.5038 | 0.0035433 | 34 | Commercial_2036_SC D_GWh_After Competition Groups_34 | Chilled Water Optimization | 0.3543% | 0 | 33.9151 | Commercial_2036_SC D_GWh_After Competition Groups_Chilled Water Optimization
Commercial | Com ¦ ENERGY STAR Griddle (74% eff) | 2036 | SC D | GWh | After Competition Groups | 33.8807 | 0 | 0 | 9571.5038 | 0.0035397 | 35 | Commercial_2036_SC D_GWh_After Competition Groups_35 | ENERGY STAR Griddle (74% eff) | 0.354% | 0 | 33.8807 | Commercial_2036_SC D_GWh_After Competition Groups_ENERGY STAR Griddle (74% eff)
Commercial | Com ¦ BEVERAGE VENDING MACHINE CONTROLS | 2036 | SC D | GWh | After Competition Groups | 25.1676 | 0 | 0 | 9571.5038 | 0.0026294 | 36 | Commercial_2036_SC D_GWh_After Competition Groups_36 | BEVERAGE VENDING MACHINE CONTROLS | 0.2629% | 0 | 25.1676 | Commercial_2036_SC D_GWh_After Competition Groups_BEVERAGE VENDING MACHINE CONTROLS
Commercial | Com ¦ Elec Storage WH 2.30 Et | 2036 | SC D | GWh | After Competition Groups | 22.0848 | 0 | 0 | 9571.5038 | 0.0023074 | 37 | Commercial_2036_SC D_GWh_After Competition Groups_37 | Elec Storage WH 2.30 Et | 0.2307% | 0 | 22.0848 | Commercial_2036_SC D_GWh_After Competition Groups_Elec Storage WH 2.30 Et
Commercial | Com ¦ Temperature Adjustment in Commercial Freezers | 2036 | SC D | GWh | After Competition Groups | 19.9294 | 0 | 0 | 9571.5038 | 0.0020822 | 38 | Commercial_2036_SC D_GWh_After Competition Groups_38 | Temperature Adjustment in Commercial Freezers | 0.2082% | 0 | 19.9294 | Commercial_2036_SC D_GWh_After Competition Groups_Temperature Adjustment in Commercial Freezers
Commercial | Com ¦ Water Source Heat Pump (4 ton) | 2036 | SC D | GWh | After Competition Groups | 16.324 | 0 | 0 | 9571.5038 | 0.0017055 | 39 | Commercial_2036_SC D_GWh_After Competition Groups_39 | Water Source Heat Pump (4 ton) | 0.1705% | 0 | 16.324 | Commercial_2036_SC D_GWh_After Competition Groups_Water Source Heat Pump (4 ton)
Commercial | Com ¦ CO Sensors for parking garage exhaust fans | 2036 | SC D | GWh | After Competition Groups | 16.2604 | 0 | 0 | 9571.5038 | 0.0016988 | 40 | Commercial_2036_SC D_GWh_After Competition Groups_40 | CO Sensors for parking garage exhaust fans | 0.1699% | 0 | 16.2604 | Commercial_2036_SC D_GWh_After Competition Groups_CO Sensors for parking garage exhaust fans
Commercial | Com ¦ Vertical Night Covers | 2036 | SC D | GWh | After Competition Groups | 14.8229 | 0 | 0 | 9571.5038 | 0.0015487 | 41 | Commercial_2036_SC D_GWh_After Competition Groups_41 | Vertical Night Covers | 0.1549% | 0 | 14.8229 | Commercial_2036_SC D_GWh_After Competition Groups_Vertical Night Covers
Commercial | Com ¦ Energy Efficient Laboratory Fume Hood | 2036 | SC D | GWh | After Competition Groups | 14.6987 | 0 | 0 | 9571.5038 | 0.0015357 | 42 | Commercial_2036_SC D_GWh_After Competition Groups_42 | Energy Efficient Laboratory Fume Hood | 0.1536% | 0 | 14.6987 | Commercial_2036_SC D_GWh_After Competition Groups_Energy Efficient Laboratory Fume Hood
Commercial | Com ¦ Outside Air Economizer | 2036 | SC D | GWh | After Competition Groups | 14.4005 | 0 | 0 | 9571.5038 | 0.0015045 | 43 | Commercial_2036_SC D_GWh_After Competition Groups_43 | Outside Air Economizer | 0.1505% | 0 | 14.4005 | Commercial_2036_SC D_GWh_After Competition Groups_Outside Air Economizer
Commercial | Com ¦ Duct Insulation, R8 | 2036 | SC D | GWh | After Competition Groups | 13.8683 | 0 | 0 | 9571.5038 | 0.0014489 | 44 | Commercial_2036_SC D_GWh_After Competition Groups_44 | Duct Insulation, R8 | 0.1449% | 0 | 13.8683 | Commercial_2036_SC D_GWh_After Competition Groups_Duct Insulation, R8
Commercial | Com ¦ Water Heating (DHW) Pipe Insulation (Add 3/4\ Foam)" | 2036 | SC D | GWh | After Competition Groups | 12.7493 | 0 | 0 | 9571.5038 | 0.001332 | 45 | Commercial_2036_SC D_GWh_After Competition Groups_45 | Water Heating (DHW) Pipe Insulation (Add 3/4\ Foam)" | 0.1332% | 0 | 12.7493 | Commercial_2036_SC D_GWh_After Competition Groups_Water Heating (DHW) Pipe Insulation (Add 3/4\ Foam)"
Commercial | Com ¦ ENERGY STAR Fryer (84% eff) | 2036 | SC D | GWh | After Competition Groups | 12.3431 | 0 | 0 | 9571.5038 | 0.0012896 | 46 | Commercial_2036_SC D_GWh_After Competition Groups_46 | ENERGY STAR Fryer (84% eff) | 0.129% | 0 | 12.3431 | Commercial_2036_SC D_GWh_After Competition Groups_ENERGY STAR Fryer (84% eff)
Commercial | Com ¦ Suction Pipe Insulation Freezer/Refrigerator | 2036 | SC D | GWh | After Competition Groups | 7.866 | 0 | 0 | 9571.5038 | 0.00082182 | 47 | Commercial_2036_SC D_GWh_After Competition Groups_47 | Suction Pipe Insulation Freezer/Refrigerator | 0.08218% | 0 | 7.866 | Commercial_2036_SC D_GWh_After Competition Groups_Suction Pipe Insulation Freezer/Refrigerator
Commercial | Com ¦ ENERGY STAR Dishwasher | 2036 | SC D | GWh | After Competition Groups | 6.2169 | 0 | 0 | 9571.5038 | 0.00064952 | 48 | Commercial_2036_SC D_GWh_After Competition Groups_48 | ENERGY STAR Dishwasher | 0.06495% | 0 | 6.2169 | Commercial_2036_SC D_GWh_After Competition Groups_ENERGY STAR Dishwasher
Commercial | Com ¦ ENERGY STAR Steam Cookers | 2036 | SC D | GWh | After Competition Groups | 5.9032 | 0 | 0 | 9571.5038 | 0.00061675 | 49 | Commercial_2036_SC D_GWh_After Competition Groups_49 | ENERGY STAR Steam Cookers | 0.06167% | 0 | 5.9032 | Commercial_2036_SC D_GWh_After Competition Groups_ENERGY STAR Steam Cookers
Commercial | Com ¦ Condensing Make Up Air Unit | 2036 | SC D | GWh | After Competition Groups | 4.3978 | 0 | 0 | 9571.5038 | 0.00045946 | 50 | Commercial_2036_SC D_GWh_After Competition Groups_50 | Condensing Make Up Air Unit | 0.04595% | 0 | 4.3978 | Commercial_2036_SC D_GWh_After Competition Groups_Condensing Make Up Air Unit
Commercial | Com ¦ Ozone Laundry Treatment | 2036 | SC D | GWh | After Competition Groups | 3.1964 | 0 | 0 | 9571.5038 | 0.00033395 | 51 | Commercial_2036_SC D_GWh_After Competition Groups_51 | Ozone Laundry Treatment | 0.0334% | 0 | 3.1964 | Commercial_2036_SC D_GWh_After Competition Groups_Ozone Laundry Treatment
Commercial | Com ¦ Thermostat Setback | 2036 | SC D | GWh | After Competition Groups | 2.5211 | 0 | 0 | 9571.5038 | 0.0002634 | 52 | Commercial_2036_SC D_GWh_After Competition Groups_52 | Thermostat Setback | 0.02634% | 0 | 2.5211 | Commercial_2036_SC D_GWh_After Competition Groups_Thermostat Setback
Commercial | Com ¦ ECM MOTORS FOR HVAC APPLICATION (FAN-POWERED VAV BOX) | 2036 | SC D | GWh | After Competition Groups | 1.9999 | 0 | 0 | 9571.5038 | 0.00020895 | 53 | Commercial_2036_SC D_GWh_After Competition Groups_53 | ECM MOTORS FOR HVAC APPLICATION (FAN-POWERED VAV BOX) | 0.02089% | 0 | 1.9999 | Commercial_2036_SC D_GWh_After Competition Groups_ECM MOTORS FOR HVAC APPLICATION (FAN-POWERED VAV BOX)
Commercial | Com ¦ Solar Water Preheat (Pools/DHW) | 2036 | SC D | GWh | After Competition Groups | 1.5056 | 0 | 0 | 9571.5038 | 0.0001573 | 54 | Commercial_2036_SC D_GWh_After Competition Groups_54 | Solar Water Preheat (Pools/DHW) | 0.01573% | 0 | 1.5056 | Commercial_2036_SC D_GWh_After Competition Groups_Solar Water Preheat (Pools/DHW)
Commercial | Com ¦ CEE Tier 2/Energy Star Clothes Washers | 2036 | SC D | GWh | After Competition Groups | 1.1876 | 0 | 0 | 9571.5038 | 0.00012407 | 55 | Commercial_2036_SC D_GWh_After Competition Groups_55 | CEE Tier 2/Energy Star Clothes Washers | 0.01241% | 0 | 1.1876 | Commercial_2036_SC D_GWh_After Competition Groups_CEE Tier 2/Energy Star Clothes Washers
Commercial | Com ¦ Notched V belts for HVAC Systems | 2036 | SC D | GWh | After Competition Groups | 1.1284 | 0 | 0 | 9571.5038 | 0.00011789 | 56 | Commercial_2036_SC D_GWh_After Competition Groups_56 | Notched V belts for HVAC Systems | 0.01179% | 0 | 1.1284 | Commercial_2036_SC D_GWh_After Competition Groups_Notched V belts for HVAC Systems
Commercial | COM ¦ Ductless Mini-Split Heat Pumps | 2036 | SC D | GWh | After Competition Groups | 0.9019 | 0 | 0 | 9571.5038 | 9.4228e-05 | 57 | Commercial_2036_SC D_GWh_After Competition Groups_57 | Ductless Mini-Split Heat Pumps | 0.009423% | 0 | 0.9019 | Commercial_2036_SC D_GWh_After Competition Groups_Ductless Mini-Split Heat Pumps
Commercial | Com ¦ Auto Off Time Switch or Time Clock control | 2036 | SC D | GWh | After Competition Groups | 0.89576 | 0 | 0 | 9571.5038 | 9.3587e-05 | 58 | Commercial_2036_SC D_GWh_After Competition Groups_58 | Auto Off Time Switch or Time Clock control | 0.009359% | 0 | 0.89576 | Commercial_2036_SC D_GWh_After Competition Groups_Auto Off Time Switch or Time Clock control
Commercial | Com ¦ Demand controlled Circulating Systems | 2036 | SC D | GWh | After Competition Groups | 0.85244 | 0 | 0 | 9571.5038 | 8.906e-05 | 59 | Commercial_2036_SC D_GWh_After Competition Groups_59 | Demand controlled Circulating Systems | 0.008906% | 0 | 0.85244 | Commercial_2036_SC D_GWh_After Competition Groups_Demand controlled Circulating Systems
Commercial | Com ¦ PTAC (12 EER/10,000 BTU) | 2036 | SC D | GWh | After Competition Groups | 0.80786 | 0 | 0 | 9571.5038 | 8.4403e-05 | 60 | Commercial_2036_SC D_GWh_After Competition Groups_60 | PTAC (12 EER/10,000 BTU) | 0.00844% | 0 | 0.80786 | Commercial_2036_SC D_GWh_After Competition Groups_PTAC (12 EER/10,000 BTU)
Commercial | Com ¦ Low Flow Pre-Rinse Spray Nozzle | 2036 | SC D | GWh | After Competition Groups | 0.58083 | 0 | 0 | 9571.5038 | 6.0683e-05 | 61 | Commercial_2036_SC D_GWh_After Competition Groups_61 | Low Flow Pre-Rinse Spray Nozzle | 0.006068% | 0 | 0.58083 | Commercial_2036_SC D_GWh_After Competition Groups_Low Flow Pre-Rinse Spray Nozzle
Commercial | Com ¦ LED RECESSED DOWNLIGHTS | 2036 | SC D | GWh | After Competition Groups | 0.56536 | 0 | 0 | 9571.5038 | 5.9067e-05 | 62 | Commercial_2036_SC D_GWh_After Competition Groups_62 | LED RECESSED DOWNLIGHTS | 0.005907% | 0 | 0.56536 | Commercial_2036_SC D_GWh_After Competition Groups_LED RECESSED DOWNLIGHTS
Commercial | Com ¦ High Efficiency Small Instantaneous Water Heater | 2036 | SC D | GWh | After Competition Groups | 0.40765 | 0 | 0 | 9571.5038 | 4.259e-05 | 63 | Commercial_2036_SC D_GWh_After Competition Groups_63 | High Efficiency Small Instantaneous Water Heater | 0.004259% | 0 | 0.40765 | Commercial_2036_SC D_GWh_After Competition Groups_High Efficiency Small Instantaneous Water Heater
Commercial | Com ¦ Commercial Hot Food Holding Cabinets | 2036 | SC D | GWh | After Competition Groups | 0.40094 | 0 | 0 | 9571.5038 | 4.1889e-05 | 64 | Commercial_2036_SC D_GWh_After Competition Groups_64 | Commercial Hot Food Holding Cabinets | 0.004189% | 0 | 0.40094 | Commercial_2036_SC D_GWh_After Competition Groups_Commercial Hot Food Holding Cabinets
Commercial | Com ¦ HVAC Optimization | 2036 | SC D | GWh | After Competition Groups | 0.38729 | 0 | 0 | 9571.5038 | 4.0462e-05 | 65 | Commercial_2036_SC D_GWh_After Competition Groups_65 | HVAC Optimization | 0.004046% | 0 | 0.38729 | Commercial_2036_SC D_GWh_After Competition Groups_HVAC Optimization
Commercial | Com ¦ Air Curtains | 2036 | SC D | GWh | After Competition Groups | 0.20104 | 0 | 0 | 9571.5038 | 2.1004e-05 | 66 | Commercial_2036_SC D_GWh_After Competition Groups_66 | Air Curtains | 0.0021% | 0 | 0.20104 | Commercial_2036_SC D_GWh_After Competition Groups_Air Curtains
Commercial | Com ¦ Energy Recovery Ventilation and Ventilation (Enhanced) | 2036 | SC D | GWh | After Competition Groups | 0.12175 | 0 | 0 | 9571.5038 | 1.272e-05 | 67 | Commercial_2036_SC D_GWh_After Competition Groups_67 | Energy Recovery Ventilation and Ventilation (Enhanced) | 0.001272% | 0 | 0.12175 | Commercial_2036_SC D_GWh_After Competition Groups_Energy Recovery Ventilation and Ventilation (Enhanced)
Commercial | Com ¦ Wall Insulation | 2036 | SC D | GWh | After Competition Groups | 0.11885 | 0 | 0 | 9571.5038 | 1.2418e-05 | 68 | Commercial_2036_SC D_GWh_After Competition Groups_68 | Wall Insulation | 0.001242% | 0 | 0.11885 | Commercial_2036_SC D_GWh_After Competition Groups_Wall Insulation
Commercial | Com ¦ Efficient compressor motor | 2036 | SC D | GWh | After Competition Groups | 0.07231 | 0 | 0 | 9571.5038 | 7.5547e-06 | 69 | Commercial_2036_SC D_GWh_After Competition Groups_69 | Efficient compressor motor | 0.0007555% | 0 | 0.07231 | Commercial_2036_SC D_GWh_After Competition Groups_Efficient compressor motor
Commercial | Com ¦ Room AC (w/ louvered sides) 14 SEER from 12 SEER code | 2036 | SC D | GWh | After Competition Groups | 0.066921 | 0 | 0 | 9571.5038 | 6.9917e-06 | 70 | Commercial_2036_SC D_GWh_After Competition Groups_70 | Room AC (w/ louvered sides) 14 SEER from 12 SEER code | 0.0006992% | 0 | 0.066921 | Commercial_2036_SC D_GWh_After Competition Groups_Room AC (w/ louvered sides) 14 SEER from 12 SEER code
Commercial | Com ¦ VSD Air Compressor | 2036 | SC D | GWh | After Competition Groups | 0.039724 | 0 | 0 | 9571.5038 | 4.1503e-06 | 71 | Commercial_2036_SC D_GWh_After Competition Groups_71 | VSD Air Compressor | 0.000415% | 0 | 0.039724 | Commercial_2036_SC D_GWh_After Competition Groups_VSD Air Compressor
Commercial | Com ¦ EC Plug Fan for Data Center (under cabinet) | 2036 | SC D | GWh | After Competition Groups | 0.038093 | 0 | 0 | 9571.5038 | 3.9799e-06 | 72 | Commercial_2036_SC D_GWh_After Competition Groups_72 | EC Plug Fan for Data Center (under cabinet) | 0.000398% | 0 | 0.038093 | Commercial_2036_SC D_GWh_After Competition Groups_EC Plug Fan for Data Center (under cabinet)
Commercial | Com ¦ High Efficiency Chiller (avg of water and air cooled) | 2036 | SC D | GWh | After Competition Groups | 0.026977 | 0 | 0 | 9571.5038 | 2.8185e-06 | 73 | Commercial_2036_SC D_GWh_After Competition Groups_73 | High Efficiency Chiller (avg of water and air cooled) | 0.0002818% | 0 | 0.026977 | Commercial_2036_SC D_GWh_After Competition Groups_High Efficiency Chiller (avg of water and air cooled)
Commercial | Com ¦ LLLC - High Impact Application | 2036 | SC D | GWh | After Competition Groups | 0.0059799 | 0 | 0 | 9571.5038 | 6.2476e-07 | 74 | Commercial_2036_SC D_GWh_After Competition Groups_74 | LLLC - High Impact Application | 6.248e-05% | 0 | 0.0059799 | Commercial_2036_SC D_GWh_After Competition Groups_LLLC - High Impact Application
Commercial | Com ¦ Electric Convection Combination Ovens | 2036 | SC D | GWh | After Competition Groups | 0.0036287 | 0 | 0 | 9571.5038 | 3.7911e-07 | 75 | Commercial_2036_SC D_GWh_After Competition Groups_75 | Electric Convection Combination Ovens | 3.791e-05% | 0 | 0.0036287 | Commercial_2036_SC D_GWh_After Competition Groups_Electric Convection Combination Ovens
Commercial | Com ¦ LLLC - Low Impact Application | 2036 | SC D | GWh | After Competition Groups | 0.00055992 | 0 | 0 | 9571.5038 | 5.8498e-08 | 76 | Commercial_2036_SC D_GWh_After Competition Groups_76 | LLLC - Low Impact Application | 5.85e-06% | 0 | 0.00055992 | Commercial_2036_SC D_GWh_After Competition Groups_LLLC - Low Impact Application
Commercial | Com ¦ Networked/Connected - Low Impact Application | 2036 | SC D | GWh | After Competition Groups | 1.714e-07 | 0 | 0 | 9571.5038 | 1.7907e-11 | 77 | Commercial_2036_SC D_GWh_After Competition Groups_77 | Networked/Connected - Low Impact Application | 1.791e-09% | 0 | 1.714e-07 | Commercial_2036_SC D_GWh_After Competition Groups_Networked/Connected - Low Impact Application
Commercial | Com ¦ Networked/Connected - High Impact Application | 2036 | SC D | GWh | After Competition Groups | 2.5658e-08 | 0 | 0 | 9571.5038 | 2.6807e-12 | 78 | Commercial_2036_SC D_GWh_After Competition Groups_78 | Networked/Connected - High Impact Application | 2.681e-10% | 0 | 2.5658e-08 | Commercial_2036_SC D_GWh_After Competition Groups_Networked/Connected - High Impact Application
Commercial | Com ¦ Indoor Daylight Sensors/Photocell Dimming Control | 2036 | SC D | GWh | After Competition Groups | 0 | 0 | 0 | 9571.5038 | 0 | 79 | Commercial_2036_SC D_GWh_After Competition Groups_79 | Indoor Daylight Sensors/Photocell Dimming Control | 0% | 0 | 0 | Commercial_2036_SC D_GWh_After Competition Groups_Indoor Daylight Sensors/Photocell Dimming Control
Commercial | Com ¦ Variable Refrigerant Flow Heat Pump | 2036 | SC D | GWh | After Competition Groups | 0 | 0 | 0 | 9571.5038 | 0 | 80 | Commercial_2036_SC D_GWh_After Competition Groups_80 | Variable Refrigerant Flow Heat Pump | 0% | 0 | 0 | Commercial_2036_SC D_GWh_After Competition Groups_Variable Refrigerant Flow Heat Pump
Commercial | Com ¦ Central Lighting Control System | 2036 | Technical | GWh | After Competition Groups | 2010.2277 | 0 | 0 | 18298.4383 | 0.10986 | 1 | Commercial_2036_Technical_GWh_After Competition Groups_1 | Central Lighting Control System | 10.99% | 0 | 2010.2277 | Commercial_2036_Technical_GWh_After Competition Groups_Central Lighting Control System
Commercial | Com ¦ Building Recommissioning, Operations and Maintenance (O&M) Improvements | 2036 | Technical | GWh | After Competition Groups | 1803.9632 | 0 | 0 | 18298.4383 | 0.098586 | 2 | Commercial_2036_Technical_GWh_After Competition Groups_2 | Building Recommissioning, Operations and Maintenance (O&M) Improvements | 9.859% | 0 | 1803.9632 | Commercial_2036_Technical_GWh_After Competition Groups_Building Recommissioning, Operations and Maintenance (O&M) Improvements
Commercial | Com ¦ LED Low/High Bay | 2036 | Technical | GWh | After Competition Groups | 1105.9758 | 0 | 0 | 18298.4383 | 0.060441 | 3 | Commercial_2036_Technical_GWh_After Competition Groups_3 | LED Low/High Bay | 6.044% | 0 | 1105.9758 | Commercial_2036_Technical_GWh_After Competition Groups_LED Low/High Bay
Commercial | Com ¦ ENERGY STAR LED LAMPS (REFLECTOR LAMPs/MR16/PAR 16) | 2036 | Technical | GWh | After Competition Groups | 1057.2296 | 0 | 0 | 18298.4383 | 0.057777 | 4 | Commercial_2036_Technical_GWh_After Competition Groups_4 | ENERGY STAR LED LAMPS (REFLECTOR LAMPs/MR16/PAR 16) | 5.778% | 0 | 1057.2296 | Commercial_2036_Technical_GWh_After Competition Groups_ENERGY STAR LED LAMPS (REFLECTOR LAMPs/MR16/PAR 16)
Commercial | Com ¦ LED Troffer/Surface/Suspended | 2036 | Technical | GWh | After Competition Groups | 900.9484 | 0 | 0 | 18298.4383 | 0.049236 | 5 | Commercial_2036_Technical_GWh_After Competition Groups_5 | LED Troffer/Surface/Suspended | 4.924% | 0 | 900.9484 | Commercial_2036_Technical_GWh_After Competition Groups_LED Troffer/Surface/Suspended
Commercial | Com ¦ LED Replacement Lamp (Tube) | 2036 | Technical | GWh | After Competition Groups | 774.8833 | 0 | 0 | 18298.4383 | 0.042347 | 6 | Commercial_2036_Technical_GWh_After Competition Groups_6 | LED Replacement Lamp (Tube) | 4.235% | 0 | 774.8833 | Commercial_2036_Technical_GWh_After Competition Groups_LED Replacement Lamp (Tube)
Commercial | Com ¦ High Efficiency Air Source Heat Pump | 2036 | Technical | GWh | After Competition Groups | 726.5484 | 0 | 0 | 18298.4383 | 0.039705 | 7 | Commercial_2036_Technical_GWh_After Competition Groups_7 | High Efficiency Air Source Heat Pump | 3.971% | 0 | 726.5484 | Commercial_2036_Technical_GWh_After Competition Groups_High Efficiency Air Source Heat Pump
Commercial | Com ¦ Education and Capacity Building/Energy Behavior | 2036 | Technical | GWh | After Competition Groups | 678.5089 | 0 | 0 | 18298.4383 | 0.03708 | 8 | Commercial_2036_Technical_GWh_After Competition Groups_8 | Education and Capacity Building/Energy Behavior | 3.708% | 0 | 678.5089 | Commercial_2036_Technical_GWh_After Competition Groups_Education and Capacity Building/Energy Behavior
Commercial | Com ¦ LED EXTERIOR AREA LIGHTS - LED fixture (200W) | 2036 | Technical | GWh | After Competition Groups | 660.8348 | 0 | 0 | 18298.4383 | 0.036114 | 9 | Commercial_2036_Technical_GWh_After Competition Groups_9 | LED EXTERIOR AREA LIGHTS - LED fixture (200W) | 3.611% | 0 | 660.8348 | Commercial_2036_Technical_GWh_After Competition Groups_LED EXTERIOR AREA LIGHTS - LED fixture (200W)
Commercial | Com ¦ Smart Strip Plug Outlets | 2036 | Technical | GWh | After Competition Groups | 642.6878 | 0 | 0 | 18298.4383 | 0.035123 | 10 | Commercial_2036_Technical_GWh_After Competition Groups_10 | Smart Strip Plug Outlets | 3.512% | 0 | 642.6878 | Commercial_2036_Technical_GWh_After Competition Groups_Smart Strip Plug Outlets
Commercial | Com ¦ LED parking lot fixture | 2036 | Technical | GWh | After Competition Groups | 627.3937 | 0 | 0 | 18298.4383 | 0.034287 | 11 | Commercial_2036_Technical_GWh_After Competition Groups_11 | LED parking lot fixture | 3.429% | 0 | 627.3937 | Commercial_2036_Technical_GWh_After Competition Groups_LED parking lot fixture
Commercial | Com ¦ Variable Refrigerant Flow Heat Pump | 2036 | Technical | GWh | After Competition Groups | 522.7149 | 0 | 0 | 18298.4383 | 0.028566 | 12 | Commercial_2036_Technical_GWh_After Competition Groups_12 | Variable Refrigerant Flow Heat Pump | 2.857% | 0 | 522.7149 | Commercial_2036_Technical_GWh_After Competition Groups_Variable Refrigerant Flow Heat Pump
Commercial | Com ¦ Furnace Tune-Up | 2036 | Technical | GWh | After Competition Groups | 495.3568 | 0 | 0 | 18298.4383 | 0.027071 | 13 | Commercial_2036_Technical_GWh_After Competition Groups_13 | Furnace Tune-Up | 2.707% | 0 | 495.3568 | Commercial_2036_Technical_GWh_After Competition Groups_Furnace Tune-Up
Commercial | Com ¦ Refrigerated Display Case Doors | 2036 | Technical | GWh | After Competition Groups | 483.3694 | 0 | 0 | 18298.4383 | 0.026416 | 14 | Commercial_2036_Technical_GWh_After Competition Groups_14 | Refrigerated Display Case Doors | 2.642% | 0 | 483.3694 | Commercial_2036_Technical_GWh_After Competition Groups_Refrigerated Display Case Doors
Commercial | Com ¦ LED street light fixture | 2036 | Technical | GWh | After Competition Groups | 403.6655 | 0 | 0 | 18298.4383 | 0.02206 | 15 | Commercial_2036_Technical_GWh_After Competition Groups_15 | LED street light fixture | 2.206% | 0 | 403.6655 | Commercial_2036_Technical_GWh_After Competition Groups_LED street light fixture
Commercial | Com ¦ Reach-in Shaded Pole to ECM/PSC Evaporator Fan Motor | 2036 | Technical | GWh | After Competition Groups | 362.5485 | 0 | 0 | 18298.4383 | 0.019813 | 16 | Commercial_2036_Technical_GWh_After Competition Groups_16 | Reach-in Shaded Pole to ECM/PSC Evaporator Fan Motor | 1.981% | 0 | 362.5485 | Commercial_2036_Technical_GWh_After Competition Groups_Reach-in Shaded Pole to ECM/PSC Evaporator Fan Motor
Commercial | Com ¦ Advanced BAS/Controllers | 2036 | Technical | GWh | After Competition Groups | 336.7822 | 0 | 0 | 18298.4383 | 0.018405 | 17 | Commercial_2036_Technical_GWh_After Competition Groups_17 | Advanced BAS/Controllers | 1.84% | 0 | 336.7822 | Commercial_2036_Technical_GWh_After Competition Groups_Advanced BAS/Controllers
Commercial | Com ¦ Demand Control Ventilation | 2036 | Technical | GWh | After Competition Groups | 336.5996 | 0 | 0 | 18298.4383 | 0.018395 | 18 | Commercial_2036_Technical_GWh_After Competition Groups_18 | Demand Control Ventilation | 1.839% | 0 | 336.5996 | Commercial_2036_Technical_GWh_After Competition Groups_Demand Control Ventilation
Commercial | Com ¦ Data Center Storage/Server Virtualization | 2036 | Technical | GWh | After Competition Groups | 310.2975 | 0 | 0 | 18298.4383 | 0.016958 | 19 | Commercial_2036_Technical_GWh_After Competition Groups_19 | Data Center Storage/Server Virtualization | 1.696% | 0 | 310.2975 | Commercial_2036_Technical_GWh_After Competition Groups_Data Center Storage/Server Virtualization
Commercial | Com ¦ Strip Curtains | 2036 | Technical | GWh | After Competition Groups | 253.6059 | 0 | 0 | 18298.4383 | 0.013859 | 20 | Commercial_2036_Technical_GWh_After Competition Groups_20 | Strip Curtains | 1.386% | 0 | 253.6059 | Commercial_2036_Technical_GWh_After Competition Groups_Strip Curtains
Commercial | Com ¦ Unitary Air-Conditioning Unit | 2036 | Technical | GWh | After Competition Groups | 215.9827 | 0 | 0 | 18298.4383 | 0.011803 | 21 | Commercial_2036_Technical_GWh_After Competition Groups_21 | Unitary Air-Conditioning Unit | 1.18% | 0 | 215.9827 | Commercial_2036_Technical_GWh_After Competition Groups_Unitary Air-Conditioning Unit
Commercial | Com ¦ Centrally controlled desktop PC/NETWORK PC POWER MANAGEMENT SOFTWARE | 2036 | Technical | GWh | After Competition Groups | 210.505 | 0 | 0 | 18298.4383 | 0.011504 | 22 | Commercial_2036_Technical_GWh_After Competition Groups_22 | Centrally controlled desktop PC/NETWORK PC POWER MANAGEMENT SOFTWARE | 1.15% | 0 | 210.505 | Commercial_2036_Technical_GWh_After Competition Groups_Centrally controlled desktop PC/NETWORK PC POWER MANAGEMENT SOFTWARE
Commercial | Com ¦ Door Gasket Freezer/Refrigerator | 2036 | Technical | GWh | After Competition Groups | 204.7772 | 0 | 0 | 18298.4383 | 0.011191 | 23 | Commercial_2036_Technical_GWh_After Competition Groups_23 | Door Gasket Freezer/Refrigerator | 1.119% | 0 | 204.7772 | Commercial_2036_Technical_GWh_After Competition Groups_Door Gasket Freezer/Refrigerator
Commercial | Com ¦ LED or Equivalent Sign Lighting | 2036 | Technical | GWh | After Competition Groups | 180.3875 | 0 | 0 | 18298.4383 | 0.0098581 | 24 | Commercial_2036_Technical_GWh_After Competition Groups_24 | LED or Equivalent Sign Lighting | 0.9858% | 0 | 180.3875 | Commercial_2036_Technical_GWh_After Competition Groups_LED or Equivalent Sign Lighting
Commercial | Com ¦ Refrigeration Optimization | 2036 | Technical | GWh | After Competition Groups | 179.9595 | 0 | 0 | 18298.4383 | 0.0098347 | 25 | Commercial_2036_Technical_GWh_After Competition Groups_25 | Refrigeration Optimization | 0.9835% | 0 | 179.9595 | Commercial_2036_Technical_GWh_After Competition Groups_Refrigeration Optimization
Commercial | Com ¦ Variable Frequency Drive (VFD) | 2036 | Technical | GWh | After Competition Groups | 164.1931 | 0 | 0 | 18298.4383 | 0.0089731 | 26 | Commercial_2036_Technical_GWh_After Competition Groups_26 | Variable Frequency Drive (VFD) | 0.8973% | 0 | 164.1931 | Commercial_2036_Technical_GWh_After Competition Groups_Variable Frequency Drive (VFD)
Commercial | Com ¦ VFD on Pumps | 2036 | Technical | GWh | After Competition Groups | 153.6653 | 0 | 0 | 18298.4383 | 0.0083977 | 27 | Commercial_2036_Technical_GWh_After Competition Groups_27 | VFD on Pumps | 0.8398% | 0 | 153.6653 | Commercial_2036_Technical_GWh_After Competition Groups_VFD on Pumps
Commercial | Com ¦ Adaptive Thermostats | 2036 | Technical | GWh | After Competition Groups | 151.4108 | 0 | 0 | 18298.4383 | 0.0082745 | 28 | Commercial_2036_Technical_GWh_After Competition Groups_28 | Adaptive Thermostats | 0.8275% | 0 | 151.4108 | Commercial_2036_Technical_GWh_After Competition Groups_Adaptive Thermostats
Commercial | Com ¦ Condensing Make Up Air Unit | 2036 | Technical | GWh | After Competition Groups | 143.3503 | 0 | 0 | 18298.4383 | 0.007834 | 29 | Commercial_2036_Technical_GWh_After Competition Groups_29 | Condensing Make Up Air Unit | 0.7834% | 0 | 143.3503 | Commercial_2036_Technical_GWh_After Competition Groups_Condensing Make Up Air Unit
Commercial | Com ¦ ENERGY STAR FREEZER | 2036 | Technical | GWh | After Competition Groups | 134.7065 | 0 | 0 | 18298.4383 | 0.0073616 | 30 | Commercial_2036_Technical_GWh_After Competition Groups_30 | ENERGY STAR FREEZER | 0.7362% | 0 | 134.7065 | Commercial_2036_Technical_GWh_After Competition Groups_ENERGY STAR FREEZER
Commercial | Com ¦ Super-High Efficiency Furnaces (Emerging Tech) | 2036 | Technical | GWh | After Competition Groups | 126.821 | 0 | 0 | 18298.4383 | 0.0069307 | 31 | Commercial_2036_Technical_GWh_After Competition Groups_31 | Super-High Efficiency Furnaces (Emerging Tech) | 0.6931% | 0 | 126.821 | Commercial_2036_Technical_GWh_After Competition Groups_Super-High Efficiency Furnaces (Emerging Tech)
Commercial | Com ¦ Air Handler with Dedicated Outdoor Air Systems | 2036 | Technical | GWh | After Competition Groups | 125.3183 | 0 | 0 | 18298.4383 | 0.0068486 | 32 | Commercial_2036_Technical_GWh_After Competition Groups_32 | Air Handler with Dedicated Outdoor Air Systems | 0.6849% | 0 | 125.3183 | Commercial_2036_Technical_GWh_After Competition Groups_Air Handler with Dedicated Outdoor Air Systems
Commercial | Com ¦ ENERGY STAR LED LAMPS (General Service Lamps) | 2036 | Technical | GWh | After Competition Groups | 124.8921 | 0 | 0 | 18298.4383 | 0.0068253 | 33 | Commercial_2036_Technical_GWh_After Competition Groups_33 | ENERGY STAR LED LAMPS (General Service Lamps) | 0.6825% | 0 | 124.8921 | Commercial_2036_Technical_GWh_After Competition Groups_ENERGY STAR LED LAMPS (General Service Lamps)
Commercial | Com ¦ ENERGY STAR ICE MACHINES - Ice Making Head | 2036 | Technical | GWh | After Competition Groups | 122.0317 | 0 | 0 | 18298.4383 | 0.006669 | 34 | Commercial_2036_Technical_GWh_After Competition Groups_34 | ENERGY STAR ICE MACHINES - Ice Making Head | 0.6669% | 0 | 122.0317 | Commercial_2036_Technical_GWh_After Competition Groups_ENERGY STAR ICE MACHINES - Ice Making Head
Commercial | Com ¦ Demand Control Kitchen Ventilation | 2036 | Technical | GWh | After Competition Groups | 117.19 | 0 | 0 | 18298.4383 | 0.0064044 | 35 | Commercial_2036_Technical_GWh_After Competition Groups_35 | Demand Control Kitchen Ventilation | 0.6404% | 0 | 117.19 | Commercial_2036_Technical_GWh_After Competition Groups_Demand Control Kitchen Ventilation
Commercial | Com ¦ Indoor Daylight Sensors/Photocell Dimming Control | 2036 | Technical | GWh | After Competition Groups | 103.4546 | 0 | 0 | 18298.4383 | 0.0056537 | 36 | Commercial_2036_Technical_GWh_After Competition Groups_36 | Indoor Daylight Sensors/Photocell Dimming Control | 0.5654% | 0 | 103.4546 | Commercial_2036_Technical_GWh_After Competition Groups_Indoor Daylight Sensors/Photocell Dimming Control
Commercial | Com ¦ Refrigerated Display Case LED | 2036 | Technical | GWh | After Competition Groups | 102.0956 | 0 | 0 | 18298.4383 | 0.0055795 | 37 | Commercial_2036_Technical_GWh_After Competition Groups_37 | Refrigerated Display Case LED | 0.5579% | 0 | 102.0956 | Commercial_2036_Technical_GWh_After Competition Groups_Refrigerated Display Case LED
Commercial | Com ¦ Adding reflective (White) roof treatment or a green roof | 2036 | Technical | GWh | After Competition Groups | 90.1904 | 0 | 0 | 18298.4383 | 0.0049289 | 38 | Commercial_2036_Technical_GWh_After Competition Groups_38 | Adding reflective (White) roof treatment or a green roof | 0.4929% | 0 | 90.1904 | Commercial_2036_Technical_GWh_After Competition Groups_Adding reflective (White) roof treatment or a green roof
Commercial | Com ¦ Occupancy Sensors | 2036 | Technical | GWh | After Competition Groups | 78.5637 | 0 | 0 | 18298.4383 | 0.0042935 | 39 | Commercial_2036_Technical_GWh_After Competition Groups_39 | Occupancy Sensors | 0.4293% | 0 | 78.5637 | Commercial_2036_Technical_GWh_After Competition Groups_Occupancy Sensors
Commercial | Com ¦ ECM MOTORS FOR EVAPORATOR FANS for refrigeration (WALK-IN) | 2036 | Technical | GWh | After Competition Groups | 77.7816 | 0 | 0 | 18298.4383 | 0.0042507 | 40 | Commercial_2036_Technical_GWh_After Competition Groups_40 | ECM MOTORS FOR EVAPORATOR FANS for refrigeration (WALK-IN) | 0.4251% | 0 | 77.7816 | Commercial_2036_Technical_GWh_After Competition Groups_ECM MOTORS FOR EVAPORATOR FANS for refrigeration (WALK-IN)
Commercial | Com ¦ Condensing Unit Heaters or other Efficient Unit Heating System | 2036 | Technical | GWh | After Competition Groups | 74.5441 | 0 | 0 | 18298.4383 | 0.0040738 | 41 | Commercial_2036_Technical_GWh_After Competition Groups_41 | Condensing Unit Heaters or other Efficient Unit Heating System | 0.4074% | 0 | 74.5441 | Commercial_2036_Technical_GWh_After Competition Groups_Condensing Unit Heaters or other Efficient Unit Heating System
Commercial | Com ¦ High R-Value Glass Doors/no-heat glass door | 2036 | Technical | GWh | After Competition Groups | 68.8422 | 0 | 0 | 18298.4383 | 0.0037622 | 42 | Commercial_2036_Technical_GWh_After Competition Groups_42 | High R-Value Glass Doors/no-heat glass door | 0.3762% | 0 | 68.8422 | Commercial_2036_Technical_GWh_After Competition Groups_High R-Value Glass Doors/no-heat glass door
Commercial | Com ¦ HOTEL OCCUPANCY CONTROLS (HVAC + LIGHTING) | 2036 | Technical | GWh | After Competition Groups | 68.2718 | 0 | 0 | 18298.4383 | 0.003731 | 43 | Commercial_2036_Technical_GWh_After Competition Groups_43 | HOTEL OCCUPANCY CONTROLS (HVAC + LIGHTING) | 0.3731% | 0 | 68.2718 | Commercial_2036_Technical_GWh_After Competition Groups_HOTEL OCCUPANCY CONTROLS (HVAC + LIGHTING)
Commercial | Com ¦ ENERGY STAR Refrigerator | 2036 | Technical | GWh | After Competition Groups | 66.7552 | 0 | 0 | 18298.4383 | 0.0036481 | 44 | Commercial_2036_Technical_GWh_After Competition Groups_44 | ENERGY STAR Refrigerator | 0.3648% | 0 | 66.7552 | Commercial_2036_Technical_GWh_After Competition Groups_ENERGY STAR Refrigerator
Commercial | Com ¦ Freezer Case Light Sensor | 2036 | Technical | GWh | After Competition Groups | 64.0623 | 0 | 0 | 18298.4383 | 0.003501 | 45 | Commercial_2036_Technical_GWh_After Competition Groups_45 | Freezer Case Light Sensor | 0.3501% | 0 | 64.0623 | Commercial_2036_Technical_GWh_After Competition Groups_Freezer Case Light Sensor
Commercial | Com ¦ Evaporator Fan Controls | 2036 | Technical | GWh | After Competition Groups | 62.49 | 0 | 0 | 18298.4383 | 0.003415 | 46 | Commercial_2036_Technical_GWh_After Competition Groups_46 | Evaporator Fan Controls | 0.3415% | 0 | 62.49 | Commercial_2036_Technical_GWh_After Competition Groups_Evaporator Fan Controls
Commercial | Com ¦ Chilled Water Optimization | 2036 | Technical | GWh | After Competition Groups | 53.6069 | 0 | 0 | 18298.4383 | 0.0029296 | 47 | Commercial_2036_Technical_GWh_After Competition Groups_47 | Chilled Water Optimization | 0.293% | 0 | 53.6069 | Commercial_2036_Technical_GWh_After Competition Groups_Chilled Water Optimization
Commercial | Com ¦ Elec Storage WH 2.30 Et | 2036 | Technical | GWh | After Competition Groups | 49.5877 | 0 | 0 | 18298.4383 | 0.0027099 | 48 | Commercial_2036_Technical_GWh_After Competition Groups_48 | Elec Storage WH 2.30 Et | 0.271% | 0 | 49.5877 | Commercial_2036_Technical_GWh_After Competition Groups_Elec Storage WH 2.30 Et
Commercial | Com ¦ ENERGY STAR Griddle (74% eff) | 2036 | Technical | GWh | After Competition Groups | 48.1133 | 0 | 0 | 18298.4383 | 0.0026294 | 49 | Commercial_2036_Technical_GWh_After Competition Groups_49 | ENERGY STAR Griddle (74% eff) | 0.2629% | 0 | 48.1133 | Commercial_2036_Technical_GWh_After Competition Groups_ENERGY STAR Griddle (74% eff)
Commercial | Com ¦ Refrigeration Commissioning | 2036 | Technical | GWh | After Competition Groups | 42.8593 | 0 | 0 | 18298.4383 | 0.0023422 | 50 | Commercial_2036_Technical_GWh_After Competition Groups_50 | Refrigeration Commissioning | 0.2342% | 0 | 42.8593 | Commercial_2036_Technical_GWh_After Competition Groups_Refrigeration Commissioning
Commercial | Com ¦ BEVERAGE VENDING MACHINE CONTROLS | 2036 | Technical | GWh | After Competition Groups | 42.8319 | 0 | 0 | 18298.4383 | 0.0023407 | 51 | Commercial_2036_Technical_GWh_After Competition Groups_51 | BEVERAGE VENDING MACHINE CONTROLS | 0.2341% | 0 | 42.8319 | Commercial_2036_Technical_GWh_After Competition Groups_BEVERAGE VENDING MACHINE CONTROLS
Commercial | Com ¦ Water Source Heat Pump (4 ton) | 2036 | Technical | GWh | After Competition Groups | 39.1598 | 0 | 0 | 18298.4383 | 0.0021401 | 52 | Commercial_2036_Technical_GWh_After Competition Groups_52 | Water Source Heat Pump (4 ton) | 0.214% | 0 | 39.1598 | Commercial_2036_Technical_GWh_After Competition Groups_Water Source Heat Pump (4 ton)
Commercial | Com ¦ CO Sensors for parking garage exhaust fans | 2036 | Technical | GWh | After Competition Groups | 30.8169 | 0 | 0 | 18298.4383 | 0.0016841 | 53 | Commercial_2036_Technical_GWh_After Competition Groups_53 | CO Sensors for parking garage exhaust fans | 0.1684% | 0 | 30.8169 | Commercial_2036_Technical_GWh_After Competition Groups_CO Sensors for parking garage exhaust fans
Commercial | Com ¦ Anti-sweat heat (ASH) controls - Cooler/Freezer | 2036 | Technical | GWh | After Competition Groups | 26.0682 | 0 | 0 | 18298.4383 | 0.0014246 | 54 | Commercial_2036_Technical_GWh_After Competition Groups_54 | Anti-sweat heat (ASH) controls - Cooler/Freezer | 0.1425% | 0 | 26.0682 | Commercial_2036_Technical_GWh_After Competition Groups_Anti-sweat heat (ASH) controls - Cooler/Freezer
Commercial | Com ¦ Temperature Adjustment in Commercial Freezers | 2036 | Technical | GWh | After Competition Groups | 23.8955 | 0 | 0 | 18298.4383 | 0.0013059 | 55 | Commercial_2036_Technical_GWh_After Competition Groups_55 | Temperature Adjustment in Commercial Freezers | 0.1306% | 0 | 23.8955 | Commercial_2036_Technical_GWh_After Competition Groups_Temperature Adjustment in Commercial Freezers
Commercial | Com ¦ Energy Efficient Laboratory Fume Hood | 2036 | Technical | GWh | After Competition Groups | 21.2825 | 0 | 0 | 18298.4383 | 0.0011631 | 56 | Commercial_2036_Technical_GWh_After Competition Groups_56 | Energy Efficient Laboratory Fume Hood | 0.1163% | 0 | 21.2825 | Commercial_2036_Technical_GWh_After Competition Groups_Energy Efficient Laboratory Fume Hood
Commercial | Com ¦ Vertical Night Covers | 2036 | Technical | GWh | After Competition Groups | 18.5364 | 0 | 0 | 18298.4383 | 0.001013 | 57 | Commercial_2036_Technical_GWh_After Competition Groups_57 | Vertical Night Covers | 0.1013% | 0 | 18.5364 | Commercial_2036_Technical_GWh_After Competition Groups_Vertical Night Covers
Commercial | Com ¦ Outside Air Economizer | 2036 | Technical | GWh | After Competition Groups | 17.9527 | 0 | 0 | 18298.4383 | 0.00098111 | 58 | Commercial_2036_Technical_GWh_After Competition Groups_58 | Outside Air Economizer | 0.09811% | 0 | 17.9527 | Commercial_2036_Technical_GWh_After Competition Groups_Outside Air Economizer
Commercial | Com ¦ ENERGY STAR Fryer (84% eff) | 2036 | Technical | GWh | After Competition Groups | 17.2694 | 0 | 0 | 18298.4383 | 0.00094377 | 59 | Commercial_2036_Technical_GWh_After Competition Groups_59 | ENERGY STAR Fryer (84% eff) | 0.09438% | 0 | 17.2694 | Commercial_2036_Technical_GWh_After Competition Groups_ENERGY STAR Fryer (84% eff)
Commercial | Com ¦ Duct Insulation, R8 | 2036 | Technical | GWh | After Competition Groups | 16.5024 | 0 | 0 | 18298.4383 | 0.00090185 | 60 | Commercial_2036_Technical_GWh_After Competition Groups_60 | Duct Insulation, R8 | 0.09018% | 0 | 16.5024 | Commercial_2036_Technical_GWh_After Competition Groups_Duct Insulation, R8
Commercial | Com ¦ Water Heating (DHW) Pipe Insulation (Add 3/4\ Foam)" | 2036 | Technical | GWh | After Competition Groups | 15.9545 | 0 | 0 | 18298.4383 | 0.00087191 | 61 | Commercial_2036_Technical_GWh_After Competition Groups_61 | Water Heating (DHW) Pipe Insulation (Add 3/4\ Foam)" | 0.08719% | 0 | 15.9545 | Commercial_2036_Technical_GWh_After Competition Groups_Water Heating (DHW) Pipe Insulation (Add 3/4\ Foam)"
Commercial | Com ¦ Roof Insulation/Ceiling Insulation (R25 Code to R35) | 2036 | Technical | GWh | After Competition Groups | 14.4505 | 0 | 0 | 18298.4383 | 0.00078971 | 62 | Commercial_2036_Technical_GWh_After Competition Groups_62 | Roof Insulation/Ceiling Insulation (R25 Code to R35) | 0.07897% | 0 | 14.4505 | Commercial_2036_Technical_GWh_After Competition Groups_Roof Insulation/Ceiling Insulation (R25 Code to R35)
Commercial | Com ¦ ENERGY STAR Dishwasher | 2036 | Technical | GWh | After Competition Groups | 12.9478 | 0 | 0 | 18298.4383 | 0.00070759 | 63 | Commercial_2036_Technical_GWh_After Competition Groups_63 | ENERGY STAR Dishwasher | 0.07076% | 0 | 12.9478 | Commercial_2036_Technical_GWh_After Competition Groups_ENERGY STAR Dishwasher
Commercial | Com ¦ LED RECESSED DOWNLIGHTS | 2036 | Technical | GWh | After Competition Groups | 10.9932 | 0 | 0 | 18298.4383 | 0.00060077 | 64 | Commercial_2036_Technical_GWh_After Competition Groups_64 | LED RECESSED DOWNLIGHTS | 0.06008% | 0 | 10.9932 | Commercial_2036_Technical_GWh_After Competition Groups_LED RECESSED DOWNLIGHTS
Commercial | Com ¦ Ground Source Heat Pump | 2036 | Technical | GWh | After Competition Groups | 10.1918 | 0 | 0 | 18298.4383 | 0.00055697 | 65 | Commercial_2036_Technical_GWh_After Competition Groups_65 | Ground Source Heat Pump | 0.0557% | 0 | 10.1918 | Commercial_2036_Technical_GWh_After Competition Groups_Ground Source Heat Pump
Commercial | Com ¦ Suction Pipe Insulation Freezer/Refrigerator | 2036 | Technical | GWh | After Competition Groups | 10.1309 | 0 | 0 | 18298.4383 | 0.00055365 | 66 | Commercial_2036_Technical_GWh_After Competition Groups_66 | Suction Pipe Insulation Freezer/Refrigerator | 0.05536% | 0 | 10.1309 | Commercial_2036_Technical_GWh_After Competition Groups_Suction Pipe Insulation Freezer/Refrigerator
Commercial | Com ¦ ENERGY STAR Steam Cookers | 2036 | Technical | GWh | After Competition Groups | 8.4414 | 0 | 0 | 18298.4383 | 0.00046132 | 67 | Commercial_2036_Technical_GWh_After Competition Groups_67 | ENERGY STAR Steam Cookers | 0.04613% | 0 | 8.4414 | Commercial_2036_Technical_GWh_After Competition Groups_ENERGY STAR Steam Cookers
Commercial | Com ¦ Evaporator Coil Defrost (Cooler) | 2036 | Technical | GWh | After Competition Groups | 8.3489 | 0 | 0 | 18298.4383 | 0.00045626 | 68 | Commercial_2036_Technical_GWh_After Competition Groups_68 | Evaporator Coil Defrost (Cooler) | 0.04563% | 0 | 8.3489 | Commercial_2036_Technical_GWh_After Competition Groups_Evaporator Coil Defrost (Cooler)
Commercial | Com ¦ SYNCHRONOUS BELT | 2036 | Technical | GWh | After Competition Groups | 6.7281 | 0 | 0 | 18298.4383 | 0.00036769 | 69 | Commercial_2036_Technical_GWh_After Competition Groups_69 | SYNCHRONOUS BELT | 0.03677% | 0 | 6.7281 | Commercial_2036_Technical_GWh_After Competition Groups_SYNCHRONOUS BELT
Commercial | Com ¦ Ozone Laundry Treatment | 2036 | Technical | GWh | After Competition Groups | 6.6229 | 0 | 0 | 18298.4383 | 0.00036194 | 70 | Commercial_2036_Technical_GWh_After Competition Groups_70 | Ozone Laundry Treatment | 0.03619% | 0 | 6.6229 | Commercial_2036_Technical_GWh_After Competition Groups_Ozone Laundry Treatment
Commercial | Com ¦ Solar Water Preheat (Pools/DHW) | 2036 | Technical | GWh | After Competition Groups | 4.2026 | 0 | 0 | 18298.4383 | 0.00022967 | 71 | Commercial_2036_Technical_GWh_After Competition Groups_71 | Solar Water Preheat (Pools/DHW) | 0.02297% | 0 | 4.2026 | Commercial_2036_Technical_GWh_After Competition Groups_Solar Water Preheat (Pools/DHW)
Commercial | Com ¦ Efficient compressor motor | 2036 | Technical | GWh | After Competition Groups | 3.9166 | 0 | 0 | 18298.4383 | 0.00021404 | 72 | Commercial_2036_Technical_GWh_After Competition Groups_72 | Efficient compressor motor | 0.0214% | 0 | 3.9166 | Commercial_2036_Technical_GWh_After Competition Groups_Efficient compressor motor
Commercial | Com ¦ Demand controlled Circulating Systems | 2036 | Technical | GWh | After Competition Groups | 3.4189 | 0 | 0 | 18298.4383 | 0.00018684 | 73 | Commercial_2036_Technical_GWh_After Competition Groups_73 | Demand controlled Circulating Systems | 0.01868% | 0 | 3.4189 | Commercial_2036_Technical_GWh_After Competition Groups_Demand controlled Circulating Systems
Commercial | Com ¦ Room AC (w/ louvered sides) 14 SEER from 12 SEER code | 2036 | Technical | GWh | After Competition Groups | 2.9251 | 0 | 0 | 18298.4383 | 0.00015985 | 74 | Commercial_2036_Technical_GWh_After Competition Groups_74 | Room AC (w/ louvered sides) 14 SEER from 12 SEER code | 0.01599% | 0 | 2.9251 | Commercial_2036_Technical_GWh_After Competition Groups_Room AC (w/ louvered sides) 14 SEER from 12 SEER code
Commercial | Com ¦ ECM MOTORS FOR HVAC APPLICATION (FAN-POWERED VAV BOX) | 2036 | Technical | GWh | After Competition Groups | 2.8586 | 0 | 0 | 18298.4383 | 0.00015622 | 75 | Commercial_2036_Technical_GWh_After Competition Groups_75 | ECM MOTORS FOR HVAC APPLICATION (FAN-POWERED VAV BOX) | 0.01562% | 0 | 2.8586 | Commercial_2036_Technical_GWh_After Competition Groups_ECM MOTORS FOR HVAC APPLICATION (FAN-POWERED VAV BOX)
Commercial | Com ¦ Thermostat Setback | 2036 | Technical | GWh | After Competition Groups | 2.8266 | 0 | 0 | 18298.4383 | 0.00015447 | 76 | Commercial_2036_Technical_GWh_After Competition Groups_76 | Thermostat Setback | 0.01545% | 0 | 2.8266 | Commercial_2036_Technical_GWh_After Competition Groups_Thermostat Setback
Commercial | Com ¦ Commercial Hot Food Holding Cabinets | 2036 | Technical | GWh | After Competition Groups | 2.4276 | 0 | 0 | 18298.4383 | 0.00013267 | 77 | Commercial_2036_Technical_GWh_After Competition Groups_77 | Commercial Hot Food Holding Cabinets | 0.01327% | 0 | 2.4276 | Commercial_2036_Technical_GWh_After Competition Groups_Commercial Hot Food Holding Cabinets
Commercial | Com ¦ PTAC (12 EER/10,000 BTU) | 2036 | Technical | GWh | After Competition Groups | 2.333 | 0 | 0 | 18298.4383 | 0.0001275 | 78 | Commercial_2036_Technical_GWh_After Competition Groups_78 | PTAC (12 EER/10,000 BTU) | 0.01275% | 0 | 2.333 | Commercial_2036_Technical_GWh_After Competition Groups_PTAC (12 EER/10,000 BTU)
Commercial | Com ¦ Wall Insulation | 2036 | Technical | GWh | After Competition Groups | 1.9857 | 0 | 0 | 18298.4383 | 0.00010852 | 79 | Commercial_2036_Technical_GWh_After Competition Groups_79 | Wall Insulation | 0.01085% | 0 | 1.9857 | Commercial_2036_Technical_GWh_After Competition Groups_Wall Insulation
Commercial | Com ¦ Solar Preheat Make up Air | 2036 | Technical | GWh | After Competition Groups | 1.9609 | 0 | 0 | 18298.4383 | 0.00010716 | 80 | Commercial_2036_Technical_GWh_After Competition Groups_80 | Solar Preheat Make up Air | 0.01072% | 0 | 1.9609 | Commercial_2036_Technical_GWh_After Competition Groups_Solar Preheat Make up Air
Commercial | Com ¦ CEE Tier 2/Energy Star Clothes Washers | 2036 | Technical | GWh | After Competition Groups | 1.6693 | 0 | 0 | 18298.4383 | 9.1227e-05 | 81 | Commercial_2036_Technical_GWh_After Competition Groups_81 | CEE Tier 2/Energy Star Clothes Washers | 0.009123% | 0 | 1.6693 | Commercial_2036_Technical_GWh_After Competition Groups_CEE Tier 2/Energy Star Clothes Washers
Commercial | COM ¦ Ductless Mini-Split Heat Pumps | 2036 | Technical | GWh | After Competition Groups | 1.6028 | 0 | 0 | 18298.4383 | 8.7591e-05 | 82 | Commercial_2036_Technical_GWh_After Competition Groups_82 | Ductless Mini-Split Heat Pumps | 0.008759% | 0 | 1.6028 | Commercial_2036_Technical_GWh_After Competition Groups_Ductless Mini-Split Heat Pumps
Commercial | Com ¦ Auto Off Time Switch or Time Clock control | 2036 | Technical | GWh | After Competition Groups | 1.4054 | 0 | 0 | 18298.4383 | 7.6804e-05 | 83 | Commercial_2036_Technical_GWh_After Competition Groups_83 | Auto Off Time Switch or Time Clock control | 0.00768% | 0 | 1.4054 | Commercial_2036_Technical_GWh_After Competition Groups_Auto Off Time Switch or Time Clock control
Commercial | Com ¦ Heat Pump Water Heater (50 Gallons) | 2036 | Technical | GWh | After Competition Groups | 1.0647 | 0 | 0 | 18298.4383 | 5.8183e-05 | 84 | Commercial_2036_Technical_GWh_After Competition Groups_84 | Heat Pump Water Heater (50 Gallons) | 0.005818% | 0 | 1.0647 | Commercial_2036_Technical_GWh_After Competition Groups_Heat Pump Water Heater (50 Gallons)
Commercial | Com ¦ Energy Recovery Ventilation and Ventilation (Enhanced) | 2036 | Technical | GWh | After Competition Groups | 0.94365 | 0 | 0 | 18298.4383 | 5.157e-05 | 85 | Commercial_2036_Technical_GWh_After Competition Groups_85 | Energy Recovery Ventilation and Ventilation (Enhanced) | 0.005157% | 0 | 0.94365 | Commercial_2036_Technical_GWh_After Competition Groups_Energy Recovery Ventilation and Ventilation (Enhanced)
Commercial | Com ¦ HVAC Optimization | 2036 | Technical | GWh | After Competition Groups | 0.89228 | 0 | 0 | 18298.4383 | 4.8763e-05 | 86 | Commercial_2036_Technical_GWh_After Competition Groups_86 | HVAC Optimization | 0.004876% | 0 | 0.89228 | Commercial_2036_Technical_GWh_After Competition Groups_HVAC Optimization
Commercial | Com ¦ Low Flow Pre-Rinse Spray Nozzle | 2036 | Technical | GWh | After Competition Groups | 0.87659 | 0 | 0 | 18298.4383 | 4.7905e-05 | 87 | Commercial_2036_Technical_GWh_After Competition Groups_87 | Low Flow Pre-Rinse Spray Nozzle | 0.004791% | 0 | 0.87659 | Commercial_2036_Technical_GWh_After Competition Groups_Low Flow Pre-Rinse Spray Nozzle
Commercial | Com ¦ High Efficiency Chiller (avg of water and air cooled) | 2036 | Technical | GWh | After Competition Groups | 0.75031 | 0 | 0 | 18298.4383 | 4.1004e-05 | 88 | Commercial_2036_Technical_GWh_After Competition Groups_88 | High Efficiency Chiller (avg of water and air cooled) | 0.0041% | 0 | 0.75031 | Commercial_2036_Technical_GWh_After Competition Groups_High Efficiency Chiller (avg of water and air cooled)
Commercial | Com ¦ eCube | 2036 | Technical | GWh | After Competition Groups | 0.29669 | 0 | 0 | 18298.4383 | 1.6214e-05 | 89 | Commercial_2036_Technical_GWh_After Competition Groups_89 | eCube | 0.001621% | 0 | 0.29669 | Commercial_2036_Technical_GWh_After Competition Groups_eCube
Commercial | Com ¦ EC Plug Fan for Data Center (under cabinet) | 2036 | Technical | GWh | After Competition Groups | 0.21295 | 0 | 0 | 18298.4383 | 1.1638e-05 | 90 | Commercial_2036_Technical_GWh_After Competition Groups_90 | EC Plug Fan for Data Center (under cabinet) | 0.001164% | 0 | 0.21295 | Commercial_2036_Technical_GWh_After Competition Groups_EC Plug Fan for Data Center (under cabinet)
Commercial | Com ¦ Air Curtains | 2036 | Technical | GWh | After Competition Groups | 0.061426 | 0 | 0 | 18298.4383 | 3.3569e-06 | 91 | Commercial_2036_Technical_GWh_After Competition Groups_91 | Air Curtains | 0.0003357% | 0 | 0.061426 | Commercial_2036_Technical_GWh_After Competition Groups_Air Curtains
Commercial | Com ¦ VSD Air Compressor | 2036 | Technical | GWh | After Competition Groups | 0.058833 | 0 | 0 | 18298.4383 | 3.2152e-06 | 92 | Commercial_2036_Technical_GWh_After Competition Groups_92 | VSD Air Compressor | 0.0003215% | 0 | 0.058833 | Commercial_2036_Technical_GWh_After Competition Groups_VSD Air Compressor
Commercial | Com ¦ Exterior Photocell | 2036 | Technical | GWh | After Competition Groups | 0.056715 | 0 | 0 | 18298.4383 | 3.0995e-06 | 93 | Commercial_2036_Technical_GWh_After Competition Groups_93 | Exterior Photocell | 0.0003099% | 0 | 0.056715 | Commercial_2036_Technical_GWh_After Competition Groups_Exterior Photocell
Commercial | Com ¦ High Efficiency Induction Cooking | 2036 | Technical | GWh | After Competition Groups | 0.009047 | 0 | 0 | 18298.4383 | 4.9441e-07 | 94 | Commercial_2036_Technical_GWh_After Competition Groups_94 | High Efficiency Induction Cooking | 4.944e-05% | 0 | 0.009047 | Commercial_2036_Technical_GWh_After Competition Groups_High Efficiency Induction Cooking
Commercial | Com ¦ Electric Convection Combination Ovens | 2036 | Technical | GWh | After Competition Groups | 0.0045873 | 0 | 0 | 18298.4383 | 2.5069e-07 | 95 | Commercial_2036_Technical_GWh_After Competition Groups_95 | Electric Convection Combination Ovens | 2.507e-05% | 0 | 0.0045873 | Commercial_2036_Technical_GWh_After Competition Groups_Electric Convection Combination Ovens
Commercial | Com ¦ Building Recommissioning, Operations and Maintenance (O&M) Improvements | 2037 | Economic | GWh | After Competition Groups | 1767.7036 | 0 | 0 | 13517.5901 | 0.13077 | 1 | Commercial_2037_Economic_GWh_After Competition Groups_1 | Building Recommissioning, Operations and Maintenance (O&M) Improvements | 13.08% | 0 | 1767.7036 | Commercial_2037_Economic_GWh_After Competition Groups_Building Recommissioning, Operations and Maintenance (O&M) Improvements
Commercial | Com ¦ LED Low/High Bay | 2037 | Economic | GWh | After Competition Groups | 1083.7457 | 0 | 0 | 13517.5901 | 0.080173 | 2 | Commercial_2037_Economic_GWh_After Competition Groups_2 | LED Low/High Bay | 8.017% | 0 | 1083.7457 | Commercial_2037_Economic_GWh_After Competition Groups_LED Low/High Bay
Commercial | Com ¦ ENERGY STAR LED LAMPS (REFLECTOR LAMPs/MR16/PAR 16) | 2037 | Economic | GWh | After Competition Groups | 954.2713 | 0 | 0 | 13517.5901 | 0.070595 | 3 | Commercial_2037_Economic_GWh_After Competition Groups_3 | ENERGY STAR LED LAMPS (REFLECTOR LAMPs/MR16/PAR 16) | 7.059% | 0 | 954.2713 | Commercial_2037_Economic_GWh_After Competition Groups_ENERGY STAR LED LAMPS (REFLECTOR LAMPs/MR16/PAR 16)
Commercial | Com ¦ LED Troffer/Surface/Suspended | 2037 | Economic | GWh | After Competition Groups | 882.8393 | 0 | 0 | 13517.5901 | 0.06531 | 4 | Commercial_2037_Economic_GWh_After Competition Groups_4 | LED Troffer/Surface/Suspended | 6.531% | 0 | 882.8393 | Commercial_2037_Economic_GWh_After Competition Groups_LED Troffer/Surface/Suspended
Commercial | Com ¦ LED Replacement Lamp (Tube) | 2037 | Economic | GWh | After Competition Groups | 802.8397 | 0 | 0 | 13517.5901 | 0.059392 | 5 | Commercial_2037_Economic_GWh_After Competition Groups_5 | LED Replacement Lamp (Tube) | 5.939% | 0 | 802.8397 | Commercial_2037_Economic_GWh_After Competition Groups_LED Replacement Lamp (Tube)
Commercial | Com ¦ High Efficiency Air Source Heat Pump | 2037 | Economic | GWh | After Competition Groups | 753.8279 | 0 | 0 | 13517.5901 | 0.055766 | 6 | Commercial_2037_Economic_GWh_After Competition Groups_6 | High Efficiency Air Source Heat Pump | 5.577% | 0 | 753.8279 | Commercial_2037_Economic_GWh_After Competition Groups_High Efficiency Air Source Heat Pump
Commercial | Com ¦ LED EXTERIOR AREA LIGHTS - LED fixture (200W) | 2037 | Economic | GWh | After Competition Groups | 664.9658 | 0 | 0 | 13517.5901 | 0.049193 | 7 | Commercial_2037_Economic_GWh_After Competition Groups_7 | LED EXTERIOR AREA LIGHTS - LED fixture (200W) | 4.919% | 0 | 664.9658 | Commercial_2037_Economic_GWh_After Competition Groups_LED EXTERIOR AREA LIGHTS - LED fixture (200W)
Commercial | Com ¦ Education and Capacity Building/Energy Behavior | 2037 | Economic | GWh | After Competition Groups | 663.9637 | 0 | 0 | 13517.5901 | 0.049118 | 8 | Commercial_2037_Economic_GWh_After Competition Groups_8 | Education and Capacity Building/Energy Behavior | 4.912% | 0 | 663.9637 | Commercial_2037_Economic_GWh_After Competition Groups_Education and Capacity Building/Energy Behavior
Commercial | Com ¦ LED parking lot fixture | 2037 | Economic | GWh | After Competition Groups | 630.8388 | 0 | 0 | 13517.5901 | 0.046668 | 9 | Commercial_2037_Economic_GWh_After Competition Groups_9 | LED parking lot fixture | 4.667% | 0 | 630.8388 | Commercial_2037_Economic_GWh_After Competition Groups_LED parking lot fixture
Commercial | Com ¦ Furnace Tune-Up | 2037 | Economic | GWh | After Competition Groups | 485.4002 | 0 | 0 | 13517.5901 | 0.035909 | 10 | Commercial_2037_Economic_GWh_After Competition Groups_10 | Furnace Tune-Up | 3.591% | 0 | 485.4002 | Commercial_2037_Economic_GWh_After Competition Groups_Furnace Tune-Up
Commercial | Com ¦ LED street light fixture | 2037 | Economic | GWh | After Competition Groups | 406.3167 | 0 | 0 | 13517.5901 | 0.030058 | 11 | Commercial_2037_Economic_GWh_After Competition Groups_11 | LED street light fixture | 3.006% | 0 | 406.3167 | Commercial_2037_Economic_GWh_After Competition Groups_LED street light fixture
Commercial | Com ¦ Refrigerated Display Case Doors | 2037 | Economic | GWh | After Competition Groups | 393.9225 | 0 | 0 | 13517.5901 | 0.029141 | 12 | Commercial_2037_Economic_GWh_After Competition Groups_12 | Refrigerated Display Case Doors | 2.914% | 0 | 393.9225 | Commercial_2037_Economic_GWh_After Competition Groups_Refrigerated Display Case Doors
Commercial | Com ¦ Reach-in Shaded Pole to ECM/PSC Evaporator Fan Motor | 2037 | Economic | GWh | After Competition Groups | 375.2912 | 0 | 0 | 13517.5901 | 0.027763 | 13 | Commercial_2037_Economic_GWh_After Competition Groups_13 | Reach-in Shaded Pole to ECM/PSC Evaporator Fan Motor | 2.776% | 0 | 375.2912 | Commercial_2037_Economic_GWh_After Competition Groups_Reach-in Shaded Pole to ECM/PSC Evaporator Fan Motor
Commercial | Com ¦ Advanced BAS/Controllers | 2037 | Economic | GWh | After Competition Groups | 338.5261 | 0 | 0 | 13517.5901 | 0.025043 | 14 | Commercial_2037_Economic_GWh_After Competition Groups_14 | Advanced BAS/Controllers | 2.504% | 0 | 338.5261 | Commercial_2037_Economic_GWh_After Competition Groups_Advanced BAS/Controllers
Commercial | Com ¦ Demand Control Ventilation | 2037 | Economic | GWh | After Competition Groups | 335.6703 | 0 | 0 | 13517.5901 | 0.024832 | 15 | Commercial_2037_Economic_GWh_After Competition Groups_15 | Demand Control Ventilation | 2.483% | 0 | 335.6703 | Commercial_2037_Economic_GWh_After Competition Groups_Demand Control Ventilation
Commercial | Com ¦ Data Center Storage/Server Virtualization | 2037 | Economic | GWh | After Competition Groups | 310.7374 | 0 | 0 | 13517.5901 | 0.022988 | 16 | Commercial_2037_Economic_GWh_After Competition Groups_16 | Data Center Storage/Server Virtualization | 2.299% | 0 | 310.7374 | Commercial_2037_Economic_GWh_After Competition Groups_Data Center Storage/Server Virtualization
Commercial | Com ¦ Strip Curtains | 2037 | Economic | GWh | After Competition Groups | 255.7569 | 0 | 0 | 13517.5901 | 0.01892 | 17 | Commercial_2037_Economic_GWh_After Competition Groups_17 | Strip Curtains | 1.892% | 0 | 255.7569 | Commercial_2037_Economic_GWh_After Competition Groups_Strip Curtains
Commercial | Com ¦ Unitary Air-Conditioning Unit | 2037 | Economic | GWh | After Competition Groups | 223.1927 | 0 | 0 | 13517.5901 | 0.016511 | 18 | Commercial_2037_Economic_GWh_After Competition Groups_18 | Unitary Air-Conditioning Unit | 1.651% | 0 | 223.1927 | Commercial_2037_Economic_GWh_After Competition Groups_Unitary Air-Conditioning Unit
Commercial | Com ¦ Centrally controlled desktop PC/NETWORK PC POWER MANAGEMENT SOFTWARE | 2037 | Economic | GWh | After Competition Groups | 211.9874 | 0 | 0 | 13517.5901 | 0.015682 | 19 | Commercial_2037_Economic_GWh_After Competition Groups_19 | Centrally controlled desktop PC/NETWORK PC POWER MANAGEMENT SOFTWARE | 1.568% | 0 | 211.9874 | Commercial_2037_Economic_GWh_After Competition Groups_Centrally controlled desktop PC/NETWORK PC POWER MANAGEMENT SOFTWARE
Commercial | Com ¦ LED or Equivalent Sign Lighting | 2037 | Economic | GWh | After Competition Groups | 181.6593 | 0 | 0 | 13517.5901 | 0.013439 | 20 | Commercial_2037_Economic_GWh_After Competition Groups_20 | LED or Equivalent Sign Lighting | 1.344% | 0 | 181.6593 | Commercial_2037_Economic_GWh_After Competition Groups_LED or Equivalent Sign Lighting
Commercial | Com ¦ Variable Frequency Drive (VFD) | 2037 | Economic | GWh | After Competition Groups | 160.8928 | 0 | 0 | 13517.5901 | 0.011902 | 21 | Commercial_2037_Economic_GWh_After Competition Groups_21 | Variable Frequency Drive (VFD) | 1.19% | 0 | 160.8928 | Commercial_2037_Economic_GWh_After Competition Groups_Variable Frequency Drive (VFD)
Commercial | Com ¦ Adaptive Thermostats | 2037 | Economic | GWh | After Competition Groups | 152.778 | 0 | 0 | 13517.5901 | 0.011302 | 22 | Commercial_2037_Economic_GWh_After Competition Groups_22 | Adaptive Thermostats | 1.13% | 0 | 152.778 | Commercial_2037_Economic_GWh_After Competition Groups_Adaptive Thermostats
Commercial | Com ¦ VFD on Pumps | 2037 | Economic | GWh | After Competition Groups | 150.5766 | 0 | 0 | 13517.5901 | 0.011139 | 23 | Commercial_2037_Economic_GWh_After Competition Groups_23 | VFD on Pumps | 1.114% | 0 | 150.5766 | Commercial_2037_Economic_GWh_After Competition Groups_VFD on Pumps
Commercial | Com ¦ ENERGY STAR LED LAMPS (General Service Lamps) | 2037 | Economic | GWh | After Competition Groups | 124.4623 | 0 | 0 | 13517.5901 | 0.0092074 | 24 | Commercial_2037_Economic_GWh_After Competition Groups_24 | ENERGY STAR LED LAMPS (General Service Lamps) | 0.9207% | 0 | 124.4623 | Commercial_2037_Economic_GWh_After Competition Groups_ENERGY STAR LED LAMPS (General Service Lamps)
Commercial | Com ¦ Air Handler with Dedicated Outdoor Air Systems | 2037 | Economic | GWh | After Competition Groups | 122.7994 | 0 | 0 | 13517.5901 | 0.0090844 | 25 | Commercial_2037_Economic_GWh_After Competition Groups_25 | Air Handler with Dedicated Outdoor Air Systems | 0.9084% | 0 | 122.7994 | Commercial_2037_Economic_GWh_After Competition Groups_Air Handler with Dedicated Outdoor Air Systems
Commercial | Com ¦ Demand Control Kitchen Ventilation | 2037 | Economic | GWh | After Competition Groups | 111.8556 | 0 | 0 | 13517.5901 | 0.0082748 | 26 | Commercial_2037_Economic_GWh_After Competition Groups_26 | Demand Control Kitchen Ventilation | 0.8275% | 0 | 111.8556 | Commercial_2037_Economic_GWh_After Competition Groups_Demand Control Kitchen Ventilation
Commercial | Com ¦ Refrigerated Display Case LED | 2037 | Economic | GWh | After Competition Groups | 79.9645 | 0 | 0 | 13517.5901 | 0.0059156 | 27 | Commercial_2037_Economic_GWh_After Competition Groups_27 | Refrigerated Display Case LED | 0.5916% | 0 | 79.9645 | Commercial_2037_Economic_GWh_After Competition Groups_Refrigerated Display Case LED
Commercial | Com ¦ Occupancy Sensors | 2037 | Economic | GWh | After Competition Groups | 79.2917 | 0 | 0 | 13517.5901 | 0.0058658 | 28 | Commercial_2037_Economic_GWh_After Competition Groups_28 | Occupancy Sensors | 0.5866% | 0 | 79.2917 | Commercial_2037_Economic_GWh_After Competition Groups_Occupancy Sensors
Commercial | Com ¦ ECM MOTORS FOR EVAPORATOR FANS for refrigeration (WALK-IN) | 2037 | Economic | GWh | After Competition Groups | 76.2182 | 0 | 0 | 13517.5901 | 0.0056384 | 29 | Commercial_2037_Economic_GWh_After Competition Groups_29 | ECM MOTORS FOR EVAPORATOR FANS for refrigeration (WALK-IN) | 0.5638% | 0 | 76.2182 | Commercial_2037_Economic_GWh_After Competition Groups_ECM MOTORS FOR EVAPORATOR FANS for refrigeration (WALK-IN)
Commercial | Com ¦ Condensing Unit Heaters or other Efficient Unit Heating System | 2037 | Economic | GWh | After Competition Groups | 73.0457 | 0 | 0 | 13517.5901 | 0.0054038 | 30 | Commercial_2037_Economic_GWh_After Competition Groups_30 | Condensing Unit Heaters or other Efficient Unit Heating System | 0.5404% | 0 | 73.0457 | Commercial_2037_Economic_GWh_After Competition Groups_Condensing Unit Heaters or other Efficient Unit Heating System
Commercial | Com ¦ Freezer Case Light Sensor | 2037 | Economic | GWh | After Competition Groups | 62.7747 | 0 | 0 | 13517.5901 | 0.0046439 | 31 | Commercial_2037_Economic_GWh_After Competition Groups_31 | Freezer Case Light Sensor | 0.4644% | 0 | 62.7747 | Commercial_2037_Economic_GWh_After Competition Groups_Freezer Case Light Sensor
Commercial | Com ¦ Evaporator Fan Controls | 2037 | Economic | GWh | After Competition Groups | 61.234 | 0 | 0 | 13517.5901 | 0.0045299 | 32 | Commercial_2037_Economic_GWh_After Competition Groups_32 | Evaporator Fan Controls | 0.453% | 0 | 61.234 | Commercial_2037_Economic_GWh_After Competition Groups_Evaporator Fan Controls
Commercial | Com ¦ Chilled Water Optimization | 2037 | Economic | GWh | After Competition Groups | 55.7173 | 0 | 0 | 13517.5901 | 0.0041218 | 33 | Commercial_2037_Economic_GWh_After Competition Groups_33 | Chilled Water Optimization | 0.4122% | 0 | 55.7173 | Commercial_2037_Economic_GWh_After Competition Groups_Chilled Water Optimization
Commercial | Com ¦ Door Gasket Freezer/Refrigerator | 2037 | Economic | GWh | After Competition Groups | 52.6642 | 0 | 0 | 13517.5901 | 0.003896 | 34 | Commercial_2037_Economic_GWh_After Competition Groups_34 | Door Gasket Freezer/Refrigerator | 0.3896% | 0 | 52.6642 | Commercial_2037_Economic_GWh_After Competition Groups_Door Gasket Freezer/Refrigerator
Commercial | Com ¦ Elec Storage WH 2.30 Et | 2037 | Economic | GWh | After Competition Groups | 50.7344 | 0 | 0 | 13517.5901 | 0.0037532 | 35 | Commercial_2037_Economic_GWh_After Competition Groups_35 | Elec Storage WH 2.30 Et | 0.3753% | 0 | 50.7344 | Commercial_2037_Economic_GWh_After Competition Groups_Elec Storage WH 2.30 Et
Commercial | Com ¦ ENERGY STAR Griddle (74% eff) | 2037 | Economic | GWh | After Competition Groups | 49.6762 | 0 | 0 | 13517.5901 | 0.0036749 | 36 | Commercial_2037_Economic_GWh_After Competition Groups_36 | ENERGY STAR Griddle (74% eff) | 0.3675% | 0 | 49.6762 | Commercial_2037_Economic_GWh_After Competition Groups_ENERGY STAR Griddle (74% eff)
Commercial | Com ¦ BEVERAGE VENDING MACHINE CONTROLS | 2037 | Economic | GWh | After Competition Groups | 43.1094 | 0 | 0 | 13517.5901 | 0.0031891 | 37 | Commercial_2037_Economic_GWh_After Competition Groups_37 | BEVERAGE VENDING MACHINE CONTROLS | 0.3189% | 0 | 43.1094 | Commercial_2037_Economic_GWh_After Competition Groups_BEVERAGE VENDING MACHINE CONTROLS
Commercial | Com ¦ Water Source Heat Pump (4 ton) | 2037 | Economic | GWh | After Competition Groups | 40.6015 | 0 | 0 | 13517.5901 | 0.0030036 | 38 | Commercial_2037_Economic_GWh_After Competition Groups_38 | Water Source Heat Pump (4 ton) | 0.3004% | 0 | 40.6015 | Commercial_2037_Economic_GWh_After Competition Groups_Water Source Heat Pump (4 ton)
Commercial | Com ¦ CO Sensors for parking garage exhaust fans | 2037 | Economic | GWh | After Competition Groups | 31.1246 | 0 | 0 | 13517.5901 | 0.0023025 | 39 | Commercial_2037_Economic_GWh_After Competition Groups_39 | CO Sensors for parking garage exhaust fans | 0.2303% | 0 | 31.1246 | Commercial_2037_Economic_GWh_After Competition Groups_CO Sensors for parking garage exhaust fans
Commercial | Com ¦ Temperature Adjustment in Commercial Freezers | 2037 | Economic | GWh | After Competition Groups | 23.4152 | 0 | 0 | 13517.5901 | 0.0017322 | 40 | Commercial_2037_Economic_GWh_After Competition Groups_40 | Temperature Adjustment in Commercial Freezers | 0.1732% | 0 | 23.4152 | Commercial_2037_Economic_GWh_After Competition Groups_Temperature Adjustment in Commercial Freezers
Commercial | Com ¦ Energy Efficient Laboratory Fume Hood | 2037 | Economic | GWh | After Competition Groups | 20.8547 | 0 | 0 | 13517.5901 | 0.0015428 | 41 | Commercial_2037_Economic_GWh_After Competition Groups_41 | Energy Efficient Laboratory Fume Hood | 0.1543% | 0 | 20.8547 | Commercial_2037_Economic_GWh_After Competition Groups_Energy Efficient Laboratory Fume Hood
Commercial | Com ¦ Vertical Night Covers | 2037 | Economic | GWh | After Competition Groups | 18.1638 | 0 | 0 | 13517.5901 | 0.0013437 | 42 | Commercial_2037_Economic_GWh_After Competition Groups_42 | Vertical Night Covers | 0.1344% | 0 | 18.1638 | Commercial_2037_Economic_GWh_After Competition Groups_Vertical Night Covers
Commercial | Com ¦ Outside Air Economizer | 2037 | Economic | GWh | After Competition Groups | 18.115 | 0 | 0 | 13517.5901 | 0.0013401 | 43 | Commercial_2037_Economic_GWh_After Competition Groups_43 | Outside Air Economizer | 0.134% | 0 | 18.115 | Commercial_2037_Economic_GWh_After Competition Groups_Outside Air Economizer
Commercial | Com ¦ ENERGY STAR Fryer (84% eff) | 2037 | Economic | GWh | After Competition Groups | 17.8342 | 0 | 0 | 13517.5901 | 0.0013193 | 44 | Commercial_2037_Economic_GWh_After Competition Groups_44 | ENERGY STAR Fryer (84% eff) | 0.1319% | 0 | 17.8342 | Commercial_2037_Economic_GWh_After Competition Groups_ENERGY STAR Fryer (84% eff)
Commercial | Com ¦ Condensing Make Up Air Unit | 2037 | Economic | GWh | After Competition Groups | 16.2798 | 0 | 0 | 13517.5901 | 0.0012043 | 45 | Commercial_2037_Economic_GWh_After Competition Groups_45 | Condensing Make Up Air Unit | 0.1204% | 0 | 16.2798 | Commercial_2037_Economic_GWh_After Competition Groups_Condensing Make Up Air Unit
Commercial | Com ¦ Duct Insulation, R8 | 2037 | Economic | GWh | After Competition Groups | 16.1707 | 0 | 0 | 13517.5901 | 0.0011963 | 46 | Commercial_2037_Economic_GWh_After Competition Groups_46 | Duct Insulation, R8 | 0.1196% | 0 | 16.1707 | Commercial_2037_Economic_GWh_After Competition Groups_Duct Insulation, R8
Commercial | Com ¦ Water Heating (DHW) Pipe Insulation (Add 3/4\ Foam)" | 2037 | Economic | GWh | After Competition Groups | 15.6339 | 0 | 0 | 13517.5901 | 0.0011566 | 47 | Commercial_2037_Economic_GWh_After Competition Groups_47 | Water Heating (DHW) Pipe Insulation (Add 3/4\ Foam)" | 0.1157% | 0 | 15.6339 | Commercial_2037_Economic_GWh_After Competition Groups_Water Heating (DHW) Pipe Insulation (Add 3/4\ Foam)"
Commercial | Com ¦ ENERGY STAR Dishwasher | 2037 | Economic | GWh | After Competition Groups | 13.1582 | 0 | 0 | 13517.5901 | 0.00097341 | 48 | Commercial_2037_Economic_GWh_After Competition Groups_48 | ENERGY STAR Dishwasher | 0.09734% | 0 | 13.1582 | Commercial_2037_Economic_GWh_After Competition Groups_ENERGY STAR Dishwasher
Commercial | Com ¦ Suction Pipe Insulation Freezer/Refrigerator | 2037 | Economic | GWh | After Competition Groups | 9.9273 | 0 | 0 | 13517.5901 | 0.0007344 | 49 | Commercial_2037_Economic_GWh_After Competition Groups_49 | Suction Pipe Insulation Freezer/Refrigerator | 0.07344% | 0 | 9.9273 | Commercial_2037_Economic_GWh_After Competition Groups_Suction Pipe Insulation Freezer/Refrigerator
Commercial | Com ¦ ENERGY STAR Steam Cookers | 2037 | Economic | GWh | After Competition Groups | 8.7109 | 0 | 0 | 13517.5901 | 0.00064441 | 50 | Commercial_2037_Economic_GWh_After Competition Groups_50 | ENERGY STAR Steam Cookers | 0.06444% | 0 | 8.7109 | Commercial_2037_Economic_GWh_After Competition Groups_ENERGY STAR Steam Cookers
Commercial | Com ¦ Ozone Laundry Treatment | 2037 | Economic | GWh | After Competition Groups | 6.6705 | 0 | 0 | 13517.5901 | 0.00049347 | 51 | Commercial_2037_Economic_GWh_After Competition Groups_51 | Ozone Laundry Treatment | 0.04935% | 0 | 6.6705 | Commercial_2037_Economic_GWh_After Competition Groups_Ozone Laundry Treatment
Commercial | Com ¦ Solar Water Preheat (Pools/DHW) | 2037 | Economic | GWh | After Competition Groups | 4.3529 | 0 | 0 | 13517.5901 | 0.00032202 | 52 | Commercial_2037_Economic_GWh_After Competition Groups_52 | Solar Water Preheat (Pools/DHW) | 0.0322% | 0 | 4.3529 | Commercial_2037_Economic_GWh_After Competition Groups_Solar Water Preheat (Pools/DHW)
Commercial | Com ¦ Demand controlled Circulating Systems | 2037 | Economic | GWh | After Competition Groups | 3.3502 | 0 | 0 | 13517.5901 | 0.00024784 | 53 | Commercial_2037_Economic_GWh_After Competition Groups_53 | Demand controlled Circulating Systems | 0.02478% | 0 | 3.3502 | Commercial_2037_Economic_GWh_After Competition Groups_Demand controlled Circulating Systems
Commercial | Com ¦ Thermostat Setback | 2037 | Economic | GWh | After Competition Groups | 2.8777 | 0 | 0 | 13517.5901 | 0.00021289 | 54 | Commercial_2037_Economic_GWh_After Competition Groups_54 | Thermostat Setback | 0.02129% | 0 | 2.8777 | Commercial_2037_Economic_GWh_After Competition Groups_Thermostat Setback
Commercial | Com ¦ ECM MOTORS FOR HVAC APPLICATION (FAN-POWERED VAV BOX) | 2037 | Economic | GWh | After Competition Groups | 2.8681 | 0 | 0 | 13517.5901 | 0.00021217 | 55 | Commercial_2037_Economic_GWh_After Competition Groups_55 | ECM MOTORS FOR HVAC APPLICATION (FAN-POWERED VAV BOX) | 0.02122% | 0 | 2.8681 | Commercial_2037_Economic_GWh_After Competition Groups_ECM MOTORS FOR HVAC APPLICATION (FAN-POWERED VAV BOX)
Commercial | Com ¦ Notched V belts for HVAC Systems | 2037 | Economic | GWh | After Competition Groups | 2.5705 | 0 | 0 | 13517.5901 | 0.00019016 | 56 | Commercial_2037_Economic_GWh_After Competition Groups_56 | Notched V belts for HVAC Systems | 0.01902% | 0 | 2.5705 | Commercial_2037_Economic_GWh_After Competition Groups_Notched V belts for HVAC Systems
Commercial | Com ¦ PTAC (12 EER/10,000 BTU) | 2037 | Economic | GWh | After Competition Groups | 2.3183 | 0 | 0 | 13517.5901 | 0.00017151 | 57 | Commercial_2037_Economic_GWh_After Competition Groups_57 | PTAC (12 EER/10,000 BTU) | 0.01715% | 0 | 2.3183 | Commercial_2037_Economic_GWh_After Competition Groups_PTAC (12 EER/10,000 BTU)
Commercial | Com ¦ Efficient compressor motor | 2037 | Economic | GWh | After Competition Groups | 2.1771 | 0 | 0 | 13517.5901 | 0.00016106 | 58 | Commercial_2037_Economic_GWh_After Competition Groups_58 | Efficient compressor motor | 0.01611% | 0 | 2.1771 | Commercial_2037_Economic_GWh_After Competition Groups_Efficient compressor motor
Commercial | Com ¦ CEE Tier 2/Energy Star Clothes Washers | 2037 | Economic | GWh | After Competition Groups | 1.7093 | 0 | 0 | 13517.5901 | 0.00012645 | 59 | Commercial_2037_Economic_GWh_After Competition Groups_59 | CEE Tier 2/Energy Star Clothes Washers | 0.01265% | 0 | 1.7093 | Commercial_2037_Economic_GWh_After Competition Groups_CEE Tier 2/Energy Star Clothes Washers
Commercial | COM ¦ Ductless Mini-Split Heat Pumps | 2037 | Economic | GWh | After Competition Groups | 1.6617 | 0 | 0 | 13517.5901 | 0.00012293 | 60 | Commercial_2037_Economic_GWh_After Competition Groups_60 | Ductless Mini-Split Heat Pumps | 0.01229% | 0 | 1.6617 | Commercial_2037_Economic_GWh_After Competition Groups_Ductless Mini-Split Heat Pumps
Commercial | Com ¦ Auto Off Time Switch or Time Clock control | 2037 | Economic | GWh | After Competition Groups | 1.4165 | 0 | 0 | 13517.5901 | 0.00010479 | 61 | Commercial_2037_Economic_GWh_After Competition Groups_61 | Auto Off Time Switch or Time Clock control | 0.01048% | 0 | 1.4165 | Commercial_2037_Economic_GWh_After Competition Groups_Auto Off Time Switch or Time Clock control
Commercial | Com ¦ LED RECESSED DOWNLIGHTS | 2037 | Economic | GWh | After Competition Groups | 0.91644 | 0 | 0 | 13517.5901 | 6.7796e-05 | 62 | Commercial_2037_Economic_GWh_After Competition Groups_62 | LED RECESSED DOWNLIGHTS | 0.00678% | 0 | 0.91644 | Commercial_2037_Economic_GWh_After Competition Groups_LED RECESSED DOWNLIGHTS
Commercial | Com ¦ Low Flow Pre-Rinse Spray Nozzle | 2037 | Economic | GWh | After Competition Groups | 0.8798 | 0 | 0 | 13517.5901 | 6.5086e-05 | 63 | Commercial_2037_Economic_GWh_After Competition Groups_63 | Low Flow Pre-Rinse Spray Nozzle | 0.006509% | 0 | 0.8798 | Commercial_2037_Economic_GWh_After Competition Groups_Low Flow Pre-Rinse Spray Nozzle
Commercial | Com ¦ Commercial Hot Food Holding Cabinets | 2037 | Economic | GWh | After Competition Groups | 0.75019 | 0 | 0 | 13517.5901 | 5.5497e-05 | 64 | Commercial_2037_Economic_GWh_After Competition Groups_64 | Commercial Hot Food Holding Cabinets | 0.00555% | 0 | 0.75019 | Commercial_2037_Economic_GWh_After Competition Groups_Commercial Hot Food Holding Cabinets
Commercial | Com ¦ Energy Recovery Ventilation and Ventilation (Enhanced) | 2037 | Economic | GWh | After Competition Groups | 0.61138 | 0 | 0 | 13517.5901 | 4.5228e-05 | 65 | Commercial_2037_Economic_GWh_After Competition Groups_65 | Energy Recovery Ventilation and Ventilation (Enhanced) | 0.004523% | 0 | 0.61138 | Commercial_2037_Economic_GWh_After Competition Groups_Energy Recovery Ventilation and Ventilation (Enhanced)
Commercial | Com ¦ HVAC Optimization | 2037 | Economic | GWh | After Competition Groups | 0.51507 | 0 | 0 | 13517.5901 | 3.8104e-05 | 66 | Commercial_2037_Economic_GWh_After Competition Groups_66 | HVAC Optimization | 0.00381% | 0 | 0.51507 | Commercial_2037_Economic_GWh_After Competition Groups_HVAC Optimization
Commercial | Com ¦ Wall Insulation | 2037 | Economic | GWh | After Competition Groups | 0.21472 | 0 | 0 | 13517.5901 | 1.5884e-05 | 67 | Commercial_2037_Economic_GWh_After Competition Groups_67 | Wall Insulation | 0.001588% | 0 | 0.21472 | Commercial_2037_Economic_GWh_After Competition Groups_Wall Insulation
Commercial | Com ¦ Room AC (w/ louvered sides) 14 SEER from 12 SEER code | 2037 | Economic | GWh | After Competition Groups | 0.16987 | 0 | 0 | 13517.5901 | 1.2566e-05 | 68 | Commercial_2037_Economic_GWh_After Competition Groups_68 | Room AC (w/ louvered sides) 14 SEER from 12 SEER code | 0.001257% | 0 | 0.16987 | Commercial_2037_Economic_GWh_After Competition Groups_Room AC (w/ louvered sides) 14 SEER from 12 SEER code
Commercial | Com ¦ EC Plug Fan for Data Center (under cabinet) | 2037 | Economic | GWh | After Competition Groups | 0.10312 | 0 | 0 | 13517.5901 | 7.6288e-06 | 69 | Commercial_2037_Economic_GWh_After Competition Groups_69 | EC Plug Fan for Data Center (under cabinet) | 0.0007629% | 0 | 0.10312 | Commercial_2037_Economic_GWh_After Competition Groups_EC Plug Fan for Data Center (under cabinet)
Commercial | Com ¦ High Efficiency Chiller (avg of water and air cooled) | 2037 | Economic | GWh | After Competition Groups | 0.087018 | 0 | 0 | 13517.5901 | 6.4374e-06 | 70 | Commercial_2037_Economic_GWh_After Competition Groups_70 | High Efficiency Chiller (avg of water and air cooled) | 0.0006437% | 0 | 0.087018 | Commercial_2037_Economic_GWh_After Competition Groups_High Efficiency Chiller (avg of water and air cooled)
Commercial | Com ¦ Air Curtains | 2037 | Economic | GWh | After Competition Groups | 0.062676 | 0 | 0 | 13517.5901 | 4.6366e-06 | 71 | Commercial_2037_Economic_GWh_After Competition Groups_71 | Air Curtains | 0.0004637% | 0 | 0.062676 | Commercial_2037_Economic_GWh_After Competition Groups_Air Curtains
Commercial | Com ¦ VSD Air Compressor | 2037 | Economic | GWh | After Competition Groups | 0.060851 | 0 | 0 | 13517.5901 | 4.5016e-06 | 72 | Commercial_2037_Economic_GWh_After Competition Groups_72 | VSD Air Compressor | 0.0004502% | 0 | 0.060851 | Commercial_2037_Economic_GWh_After Competition Groups_VSD Air Compressor
Commercial | Com ¦ Electric Convection Combination Ovens | 2037 | Economic | GWh | After Competition Groups | 0.0047372 | 0 | 0 | 13517.5901 | 3.5045e-07 | 73 | Commercial_2037_Economic_GWh_After Competition Groups_73 | Electric Convection Combination Ovens | 3.504e-05% | 0 | 0.0047372 | Commercial_2037_Economic_GWh_After Competition Groups_Electric Convection Combination Ovens
Commercial | Com ¦ Indoor Daylight Sensors/Photocell Dimming Control | 2037 | Economic | GWh | After Competition Groups | 0 | 0 | 0 | 13517.5901 | 0 | 74 | Commercial_2037_Economic_GWh_After Competition Groups_74 | Indoor Daylight Sensors/Photocell Dimming Control | 0% | 0 | 0 | Commercial_2037_Economic_GWh_After Competition Groups_Indoor Daylight Sensors/Photocell Dimming Control
Commercial | Com ¦ Variable Refrigerant Flow Heat Pump | 2037 | Economic | GWh | After Competition Groups | 0 | 0 | 0 | 13517.5901 | 0 | 75 | Commercial_2037_Economic_GWh_After Competition Groups_75 | Variable Refrigerant Flow Heat Pump | 0% | 0 | 0 | Commercial_2037_Economic_GWh_After Competition Groups_Variable Refrigerant Flow Heat Pump
Commercial | Com ¦ LED Low/High Bay | 2037 | SC A | GWh | After Competition Groups | 1138.324 | 24041974.5537 | 24.042 | 10107.8063 | 0.11262 | 1 | Commercial_2037_SC A_GWh_After Competition Groups_1 | LED Low/High Bay | 11.26% | 24.042 | 1138.324 | Commercial_2037_SC A_GWh_After Competition Groups_LED Low/High Bay
Commercial | Com ¦ LED Troffer/Surface/Suspended | 2037 | SC A | GWh | After Competition Groups | 1015.3488 | 11490771.4278 | 11.4908 | 10107.8063 | 0.10045 | 2 | Commercial_2037_SC A_GWh_After Competition Groups_2 | LED Troffer/Surface/Suspended | 10.05% | 11.4908 | 1015.3488 | Commercial_2037_SC A_GWh_After Competition Groups_LED Troffer/Surface/Suspended
Commercial | Com ¦ ENERGY STAR LED LAMPS (REFLECTOR LAMPs/MR16/PAR 16) | 2037 | SC A | GWh | After Competition Groups | 991.8732 | 857913.359 | 0.85791 | 10107.8063 | 0.098129 | 3 | Commercial_2037_SC A_GWh_After Competition Groups_3 | ENERGY STAR LED LAMPS (REFLECTOR LAMPs/MR16/PAR 16) | 9.813% | 0.85791 | 991.8732 | Commercial_2037_SC A_GWh_After Competition Groups_ENERGY STAR LED LAMPS (REFLECTOR LAMPs/MR16/PAR 16)
Commercial | Com ¦ Building Recommissioning, Operations and Maintenance (O&M) Improvements | 2037 | SC A | GWh | After Competition Groups | 759.4464 | 2153066.3444 | 2.1531 | 10107.8063 | 0.075135 | 4 | Commercial_2037_SC A_GWh_After Competition Groups_4 | Building Recommissioning, Operations and Maintenance (O&M) Improvements | 7.513% | 2.1531 | 759.4464 | Commercial_2037_SC A_GWh_After Competition Groups_Building Recommissioning, Operations and Maintenance (O&M) Improvements
Commercial | Com ¦ LED Replacement Lamp (Tube) | 2037 | SC A | GWh | After Competition Groups | 674.3358 | 0 | 0 | 10107.8063 | 0.066714 | 5 | Commercial_2037_SC A_GWh_After Competition Groups_5 | LED Replacement Lamp (Tube) | 6.671% | 0 | 674.3358 | Commercial_2037_SC A_GWh_After Competition Groups_LED Replacement Lamp (Tube)
Commercial | Com ¦ LED EXTERIOR AREA LIGHTS - LED fixture (200W) | 2037 | SC A | GWh | After Competition Groups | 655.2918 | 0 | 0 | 10107.8063 | 0.06483 | 6 | Commercial_2037_SC A_GWh_After Competition Groups_6 | LED EXTERIOR AREA LIGHTS - LED fixture (200W) | 6.483% | 0 | 655.2918 | Commercial_2037_SC A_GWh_After Competition Groups_LED EXTERIOR AREA LIGHTS - LED fixture (200W)
Commercial | Com ¦ LED parking lot fixture | 2037 | SC A | GWh | After Competition Groups | 624.951 | 873968.2094 | 0.87397 | 10107.8063 | 0.061829 | 7 | Commercial_2037_SC A_GWh_After Competition Groups_7 | LED parking lot fixture | 6.183% | 0.87397 | 624.951 | Commercial_2037_SC A_GWh_After Competition Groups_LED parking lot fixture
Commercial | Com ¦ Furnace Tune-Up | 2037 | SC A | GWh | After Competition Groups | 435.1441 | 86158.4412 | 0.086158 | 10107.8063 | 0.04305 | 8 | Commercial_2037_SC A_GWh_After Competition Groups_8 | Furnace Tune-Up | 4.305% | 0.086158 | 435.1441 | Commercial_2037_SC A_GWh_After Competition Groups_Furnace Tune-Up
Commercial | Com ¦ LED street light fixture | 2037 | SC A | GWh | After Competition Groups | 395.7762 | 2891399.3307 | 2.8914 | 10107.8063 | 0.039156 | 9 | Commercial_2037_SC A_GWh_After Competition Groups_9 | LED street light fixture | 3.916% | 2.8914 | 395.7762 | Commercial_2037_SC A_GWh_After Competition Groups_LED street light fixture
Commercial | Com ¦ High Efficiency Air Source Heat Pump | 2037 | SC A | GWh | After Competition Groups | 320.6593 | 1503172.7722 | 1.5032 | 10107.8063 | 0.031724 | 10 | Commercial_2037_SC A_GWh_After Competition Groups_10 | High Efficiency Air Source Heat Pump | 3.172% | 1.5032 | 320.6593 | Commercial_2037_SC A_GWh_After Competition Groups_High Efficiency Air Source Heat Pump
Commercial | Com ¦ Reach-in Shaded Pole to ECM/PSC Evaporator Fan Motor | 2037 | SC A | GWh | After Competition Groups | 283.3898 | 2276834.4522 | 2.2768 | 10107.8063 | 0.028037 | 11 | Commercial_2037_SC A_GWh_After Competition Groups_11 | Reach-in Shaded Pole to ECM/PSC Evaporator Fan Motor | 2.804% | 2.2768 | 283.3898 | Commercial_2037_SC A_GWh_After Competition Groups_Reach-in Shaded Pole to ECM/PSC Evaporator Fan Motor
Commercial | Com ¦ Data Center Storage/Server Virtualization | 2037 | SC A | GWh | After Competition Groups | 233.5261 | 0 | 0 | 10107.8063 | 0.023104 | 12 | Commercial_2037_SC A_GWh_After Competition Groups_12 | Data Center Storage/Server Virtualization | 2.31% | 0 | 233.5261 | Commercial_2037_SC A_GWh_After Competition Groups_Data Center Storage/Server Virtualization
Commercial | Com ¦ Refrigerated Display Case Doors | 2037 | SC A | GWh | After Competition Groups | 229.2847 | 3992609.5038 | 3.9926 | 10107.8063 | 0.022684 | 13 | Commercial_2037_SC A_GWh_After Competition Groups_13 | Refrigerated Display Case Doors | 2.268% | 3.9926 | 229.2847 | Commercial_2037_SC A_GWh_After Competition Groups_Refrigerated Display Case Doors
Commercial | Com ¦ Strip Curtains | 2037 | SC A | GWh | After Competition Groups | 209.4239 | 163420.1173 | 0.16342 | 10107.8063 | 0.020719 | 14 | Commercial_2037_SC A_GWh_After Competition Groups_14 | Strip Curtains | 2.072% | 0.16342 | 209.4239 | Commercial_2037_SC A_GWh_After Competition Groups_Strip Curtains
Commercial | Com ¦ Demand Control Ventilation | 2037 | SC A | GWh | After Competition Groups | 163.2542 | 373110.1038 | 0.37311 | 10107.8063 | 0.016151 | 15 | Commercial_2037_SC A_GWh_After Competition Groups_15 | Demand Control Ventilation | 1.615% | 0.37311 | 163.2542 | Commercial_2037_SC A_GWh_After Competition Groups_Demand Control Ventilation
Commercial | Com ¦ Advanced BAS/Controllers | 2037 | SC A | GWh | After Competition Groups | 161.8324 | 416973.0584 | 0.41697 | 10107.8063 | 0.016011 | 16 | Commercial_2037_SC A_GWh_After Competition Groups_16 | Advanced BAS/Controllers | 1.601% | 0.41697 | 161.8324 | Commercial_2037_SC A_GWh_After Competition Groups_Advanced BAS/Controllers
Commercial | Com ¦ Centrally controlled desktop PC/NETWORK PC POWER MANAGEMENT SOFTWARE | 2037 | SC A | GWh | After Competition Groups | 159.7662 | 730238.2081 | 0.73024 | 10107.8063 | 0.015806 | 17 | Commercial_2037_SC A_GWh_After Competition Groups_17 | Centrally controlled desktop PC/NETWORK PC POWER MANAGEMENT SOFTWARE | 1.581% | 0.73024 | 159.7662 | Commercial_2037_SC A_GWh_After Competition Groups_Centrally controlled desktop PC/NETWORK PC POWER MANAGEMENT SOFTWARE
Commercial | Com ¦ Variable Frequency Drive (VFD) | 2037 | SC A | GWh | After Competition Groups | 144.7413 | 1421943.2648 | 1.4219 | 10107.8063 | 0.01432 | 18 | Commercial_2037_SC A_GWh_After Competition Groups_18 | Variable Frequency Drive (VFD) | 1.432% | 1.4219 | 144.7413 | Commercial_2037_SC A_GWh_After Competition Groups_Variable Frequency Drive (VFD)
Commercial | Com ¦ LED or Equivalent Sign Lighting | 2037 | SC A | GWh | After Competition Groups | 135.2387 | 1577719.7352 | 1.5777 | 10107.8063 | 0.01338 | 19 | Commercial_2037_SC A_GWh_After Competition Groups_19 | LED or Equivalent Sign Lighting | 1.338% | 1.5777 | 135.2387 | Commercial_2037_SC A_GWh_After Competition Groups_LED or Equivalent Sign Lighting
Commercial | Com ¦ VFD on Pumps | 2037 | SC A | GWh | After Competition Groups | 134.6813 | 1376891.3027 | 1.3769 | 10107.8063 | 0.013324 | 20 | Commercial_2037_SC A_GWh_After Competition Groups_20 | VFD on Pumps | 1.332% | 1.3769 | 134.6813 | Commercial_2037_SC A_GWh_After Competition Groups_VFD on Pumps
Commercial | Com ¦ Education and Capacity Building/Energy Behavior | 2037 | SC A | GWh | After Competition Groups | 124.2999 | 1447420.6457 | 1.4474 | 10107.8063 | 0.012297 | 21 | Commercial_2037_SC A_GWh_After Competition Groups_21 | Education and Capacity Building/Energy Behavior | 1.23% | 1.4474 | 124.2999 | Commercial_2037_SC A_GWh_After Competition Groups_Education and Capacity Building/Energy Behavior
Commercial | Com ¦ ENERGY STAR LED LAMPS (General Service Lamps) | 2037 | SC A | GWh | After Competition Groups | 118.1407 | 160699.0219 | 0.1607 | 10107.8063 | 0.011688 | 22 | Commercial_2037_SC A_GWh_After Competition Groups_22 | ENERGY STAR LED LAMPS (General Service Lamps) | 1.169% | 0.1607 | 118.1407 | Commercial_2037_SC A_GWh_After Competition Groups_ENERGY STAR LED LAMPS (General Service Lamps)
Commercial | Com ¦ Adaptive Thermostats | 2037 | SC A | GWh | After Competition Groups | 106.1169 | 1737910.3536 | 1.7379 | 10107.8063 | 0.010499 | 23 | Commercial_2037_SC A_GWh_After Competition Groups_23 | Adaptive Thermostats | 1.05% | 1.7379 | 106.1169 | Commercial_2037_SC A_GWh_After Competition Groups_Adaptive Thermostats
Commercial | Com ¦ Door Gasket Freezer/Refrigerator | 2037 | SC A | GWh | After Competition Groups | 72.0895 | 546798.8534 | 0.5468 | 10107.8063 | 0.0071321 | 24 | Commercial_2037_SC A_GWh_After Competition Groups_24 | Door Gasket Freezer/Refrigerator | 0.7132% | 0.5468 | 72.0895 | Commercial_2037_SC A_GWh_After Competition Groups_Door Gasket Freezer/Refrigerator
Commercial | Com ¦ Demand Control Kitchen Ventilation | 2037 | SC A | GWh | After Competition Groups | 69.6485 | 192395.0998 | 0.1924 | 10107.8063 | 0.0068906 | 25 | Commercial_2037_SC A_GWh_After Competition Groups_25 | Demand Control Kitchen Ventilation | 0.6891% | 0.1924 | 69.6485 | Commercial_2037_SC A_GWh_After Competition Groups_Demand Control Kitchen Ventilation
Commercial | Com ¦ ECM MOTORS FOR EVAPORATOR FANS for refrigeration (WALK-IN) | 2037 | SC A | GWh | After Competition Groups | 67.8369 | 873825.3051 | 0.87383 | 10107.8063 | 0.0067113 | 26 | Commercial_2037_SC A_GWh_After Competition Groups_26 | ECM MOTORS FOR EVAPORATOR FANS for refrigeration (WALK-IN) | 0.6711% | 0.87383 | 67.8369 | Commercial_2037_SC A_GWh_After Competition Groups_ECM MOTORS FOR EVAPORATOR FANS for refrigeration (WALK-IN)
Commercial | Com ¦ Air Handler with Dedicated Outdoor Air Systems | 2037 | SC A | GWh | After Competition Groups | 66.2103 | 0 | 0 | 10107.8063 | 0.0065504 | 27 | Commercial_2037_SC A_GWh_After Competition Groups_27 | Air Handler with Dedicated Outdoor Air Systems | 0.655% | 0 | 66.2103 | Commercial_2037_SC A_GWh_After Competition Groups_Air Handler with Dedicated Outdoor Air Systems
Commercial | Com ¦ Condensing Unit Heaters or other Efficient Unit Heating System | 2037 | SC A | GWh | After Competition Groups | 65.4495 | 25878.5878 | 0.025879 | 10107.8063 | 0.0064751 | 28 | Commercial_2037_SC A_GWh_After Competition Groups_28 | Condensing Unit Heaters or other Efficient Unit Heating System | 0.6475% | 0.025879 | 65.4495 | Commercial_2037_SC A_GWh_After Competition Groups_Condensing Unit Heaters or other Efficient Unit Heating System
Commercial | Com ¦ Evaporator Fan Controls | 2037 | SC A | GWh | After Competition Groups | 54.3753 | 137554.8643 | 0.13755 | 10107.8063 | 0.0053795 | 29 | Commercial_2037_SC A_GWh_After Competition Groups_29 | Evaporator Fan Controls | 0.538% | 0.13755 | 54.3753 | Commercial_2037_SC A_GWh_After Competition Groups_Evaporator Fan Controls
Commercial | Com ¦ Refrigerated Display Case LED | 2037 | SC A | GWh | After Competition Groups | 49.185 | 731342.1255 | 0.73134 | 10107.8063 | 0.004866 | 30 | Commercial_2037_SC A_GWh_After Competition Groups_30 | Refrigerated Display Case LED | 0.4866% | 0.73134 | 49.185 | Commercial_2037_SC A_GWh_After Competition Groups_Refrigerated Display Case LED
Commercial | Com ¦ Unitary Air-Conditioning Unit | 2037 | SC A | GWh | After Competition Groups | 47.4307 | 646592.04 | 0.64659 | 10107.8063 | 0.0046925 | 31 | Commercial_2037_SC A_GWh_After Competition Groups_31 | Unitary Air-Conditioning Unit | 0.4692% | 0.64659 | 47.4307 | Commercial_2037_SC A_GWh_After Competition Groups_Unitary Air-Conditioning Unit
Commercial | Com ¦ Freezer Case Light Sensor | 2037 | SC A | GWh | After Competition Groups | 46.7516 | 1172752.0495 | 1.1728 | 10107.8063 | 0.0046253 | 32 | Commercial_2037_SC A_GWh_After Competition Groups_32 | Freezer Case Light Sensor | 0.4625% | 1.1728 | 46.7516 | Commercial_2037_SC A_GWh_After Competition Groups_Freezer Case Light Sensor
Commercial | Com ¦ Occupancy Sensors | 2037 | SC A | GWh | After Competition Groups | 41.015 | 8494.8846 | 0.0084949 | 10107.8063 | 0.0040578 | 33 | Commercial_2037_SC A_GWh_After Competition Groups_33 | Occupancy Sensors | 0.4058% | 0.0084949 | 41.015 | Commercial_2037_SC A_GWh_After Competition Groups_Occupancy Sensors
Commercial | Com ¦ ENERGY STAR Griddle (74% eff) | 2037 | SC A | GWh | After Competition Groups | 35.4566 | 220304.8618 | 0.2203 | 10107.8063 | 0.0035078 | 34 | Commercial_2037_SC A_GWh_After Competition Groups_34 | ENERGY STAR Griddle (74% eff) | 0.3508% | 0.2203 | 35.4566 | Commercial_2037_SC A_GWh_After Competition Groups_ENERGY STAR Griddle (74% eff)
Commercial | Com ¦ BEVERAGE VENDING MACHINE CONTROLS | 2037 | SC A | GWh | After Competition Groups | 27.5252 | 275202.4932 | 0.2752 | 10107.8063 | 0.0027232 | 35 | Commercial_2037_SC A_GWh_After Competition Groups_35 | BEVERAGE VENDING MACHINE CONTROLS | 0.2723% | 0.2752 | 27.5252 | Commercial_2037_SC A_GWh_After Competition Groups_BEVERAGE VENDING MACHINE CONTROLS
Commercial | Com ¦ Chilled Water Optimization | 2037 | SC A | GWh | After Competition Groups | 26.8575 | 542410.2267 | 0.54241 | 10107.8063 | 0.0026571 | 36 | Commercial_2037_SC A_GWh_After Competition Groups_36 | Chilled Water Optimization | 0.2657% | 0.54241 | 26.8575 | Commercial_2037_SC A_GWh_After Competition Groups_Chilled Water Optimization
Commercial | Com ¦ Elec Storage WH 2.30 Et | 2037 | SC A | GWh | After Competition Groups | 25.8667 | 518198.621 | 0.5182 | 10107.8063 | 0.0025591 | 37 | Commercial_2037_SC A_GWh_After Competition Groups_37 | Elec Storage WH 2.30 Et | 0.2559% | 0.5182 | 25.8667 | Commercial_2037_SC A_GWh_After Competition Groups_Elec Storage WH 2.30 Et
Commercial | Com ¦ Temperature Adjustment in Commercial Freezers | 2037 | SC A | GWh | After Competition Groups | 20.8079 | 0 | 0 | 10107.8063 | 0.0020586 | 38 | Commercial_2037_SC A_GWh_After Competition Groups_38 | Temperature Adjustment in Commercial Freezers | 0.2059% | 0 | 20.8079 | Commercial_2037_SC A_GWh_After Competition Groups_Temperature Adjustment in Commercial Freezers
Commercial | Com ¦ CO Sensors for parking garage exhaust fans | 2037 | SC A | GWh | After Competition Groups | 19.4633 | 400179.9616 | 0.40018 | 10107.8063 | 0.0019256 | 39 | Commercial_2037_SC A_GWh_After Competition Groups_39 | CO Sensors for parking garage exhaust fans | 0.1926% | 0.40018 | 19.4633 | Commercial_2037_SC A_GWh_After Competition Groups_CO Sensors for parking garage exhaust fans
Commercial | Com ¦ Energy Efficient Laboratory Fume Hood | 2037 | SC A | GWh | After Competition Groups | 17.2692 | 310983.9086 | 0.31098 | 10107.8063 | 0.0017085 | 40 | Commercial_2037_SC A_GWh_After Competition Groups_40 | Energy Efficient Laboratory Fume Hood | 0.1708% | 0.31098 | 17.2692 | Commercial_2037_SC A_GWh_After Competition Groups_Energy Efficient Laboratory Fume Hood
Commercial | Com ¦ Vertical Night Covers | 2037 | SC A | GWh | After Competition Groups | 15.8648 | 106368.0031 | 0.10637 | 10107.8063 | 0.0015696 | 41 | Commercial_2037_SC A_GWh_After Competition Groups_41 | Vertical Night Covers | 0.157% | 0.10637 | 15.8648 | Commercial_2037_SC A_GWh_After Competition Groups_Vertical Night Covers
Commercial | Com ¦ Water Source Heat Pump (4 ton) | 2037 | SC A | GWh | After Competition Groups | 15.7015 | 395665.5467 | 0.39567 | 10107.8063 | 0.0015534 | 42 | Commercial_2037_SC A_GWh_After Competition Groups_42 | Water Source Heat Pump (4 ton) | 0.1553% | 0.39567 | 15.7015 | Commercial_2037_SC A_GWh_After Competition Groups_Water Source Heat Pump (4 ton)
Commercial | Com ¦ Outside Air Economizer | 2037 | SC A | GWh | After Competition Groups | 15.1219 | 105957.9441 | 0.10596 | 10107.8063 | 0.0014961 | 43 | Commercial_2037_SC A_GWh_After Competition Groups_43 | Outside Air Economizer | 0.1496% | 0.10596 | 15.1219 | Commercial_2037_SC A_GWh_After Competition Groups_Outside Air Economizer
Commercial | Com ¦ Duct Insulation, R8 | 2037 | SC A | GWh | After Competition Groups | 14.3065 | 239201.3276 | 0.2392 | 10107.8063 | 0.0014154 | 44 | Commercial_2037_SC A_GWh_After Competition Groups_44 | Duct Insulation, R8 | 0.1415% | 0.2392 | 14.3065 | Commercial_2037_SC A_GWh_After Competition Groups_Duct Insulation, R8
Commercial | Com ¦ Water Heating (DHW) Pipe Insulation (Add 3/4\ Foam)" | 2037 | SC A | GWh | After Competition Groups | 13.9371 | 186027.1251 | 0.18603 | 10107.8063 | 0.0013788 | 45 | Commercial_2037_SC A_GWh_After Competition Groups_45 | Water Heating (DHW) Pipe Insulation (Add 3/4\ Foam)" | 0.1379% | 0.18603 | 13.9371 | Commercial_2037_SC A_GWh_After Competition Groups_Water Heating (DHW) Pipe Insulation (Add 3/4\ Foam)"
Commercial | Com ¦ ENERGY STAR Fryer (84% eff) | 2037 | SC A | GWh | After Competition Groups | 13.03 | 152505.0918 | 0.15251 | 10107.8063 | 0.0012891 | 46 | Commercial_2037_SC A_GWh_After Competition Groups_46 | ENERGY STAR Fryer (84% eff) | 0.1289% | 0.15251 | 13.03 | Commercial_2037_SC A_GWh_After Competition Groups_ENERGY STAR Fryer (84% eff)
Commercial | Com ¦ Suction Pipe Insulation Freezer/Refrigerator | 2037 | SC A | GWh | After Competition Groups | 8.6003 | 108985.2795 | 0.10899 | 10107.8063 | 0.00085085 | 47 | Commercial_2037_SC A_GWh_After Competition Groups_47 | Suction Pipe Insulation Freezer/Refrigerator | 0.08509% | 0.10899 | 8.6003 | Commercial_2037_SC A_GWh_After Competition Groups_Suction Pipe Insulation Freezer/Refrigerator
Commercial | Com ¦ Condensing Make Up Air Unit | 2037 | SC A | GWh | After Competition Groups | 8.1583 | 677686.9254 | 0.67769 | 10107.8063 | 0.00080712 | 48 | Commercial_2037_SC A_GWh_After Competition Groups_48 | Condensing Make Up Air Unit | 0.08071% | 0.67769 | 8.1583 | Commercial_2037_SC A_GWh_After Competition Groups_Condensing Make Up Air Unit
Commercial | Com ¦ ENERGY STAR Dishwasher | 2037 | SC A | GWh | After Competition Groups | 6.7536 | 39886.9342 | 0.039887 | 10107.8063 | 0.00066816 | 49 | Commercial_2037_SC A_GWh_After Competition Groups_49 | ENERGY STAR Dishwasher | 0.06682% | 0.039887 | 6.7536 | Commercial_2037_SC A_GWh_After Competition Groups_ENERGY STAR Dishwasher
Commercial | Com ¦ ENERGY STAR Steam Cookers | 2037 | SC A | GWh | After Competition Groups | 6.2142 | 79071.6388 | 0.079072 | 10107.8063 | 0.00061479 | 50 | Commercial_2037_SC A_GWh_After Competition Groups_50 | ENERGY STAR Steam Cookers | 0.06148% | 0.079072 | 6.2142 | Commercial_2037_SC A_GWh_After Competition Groups_ENERGY STAR Steam Cookers
Commercial | Com ¦ Ozone Laundry Treatment | 2037 | SC A | GWh | After Competition Groups | 3.869 | 78069.101 | 0.078069 | 10107.8063 | 0.00038277 | 51 | Commercial_2037_SC A_GWh_After Competition Groups_51 | Ozone Laundry Treatment | 0.03828% | 0.078069 | 3.869 | Commercial_2037_SC A_GWh_After Competition Groups_Ozone Laundry Treatment
Commercial | Com ¦ Demand controlled Circulating Systems | 2037 | SC A | GWh | After Competition Groups | 2.837 | 0 | 0 | 10107.8063 | 0.00028068 | 52 | Commercial_2037_SC A_GWh_After Competition Groups_52 | Demand controlled Circulating Systems | 0.02807% | 0 | 2.837 | Commercial_2037_SC A_GWh_After Competition Groups_Demand controlled Circulating Systems
Commercial | Com ¦ Thermostat Setback | 2037 | SC A | GWh | After Competition Groups | 2.573 | 0 | 0 | 10107.8063 | 0.00025455 | 53 | Commercial_2037_SC A_GWh_After Competition Groups_53 | Thermostat Setback | 0.02546% | 0 | 2.573 | Commercial_2037_SC A_GWh_After Competition Groups_Thermostat Setback
Commercial | Com ¦ ECM MOTORS FOR HVAC APPLICATION (FAN-POWERED VAV BOX) | 2037 | SC A | GWh | After Competition Groups | 2.2103 | 36382.4568 | 0.036382 | 10107.8063 | 0.00021868 | 54 | Commercial_2037_SC A_GWh_After Competition Groups_54 | ECM MOTORS FOR HVAC APPLICATION (FAN-POWERED VAV BOX) | 0.02187% | 0.036382 | 2.2103 | Commercial_2037_SC A_GWh_After Competition Groups_ECM MOTORS FOR HVAC APPLICATION (FAN-POWERED VAV BOX)
Commercial | Com ¦ Solar Water Preheat (Pools/DHW) | 2037 | SC A | GWh | After Competition Groups | 1.6809 | 4938.2413 | 0.0049382 | 10107.8063 | 0.0001663 | 55 | Commercial_2037_SC A_GWh_After Competition Groups_55 | Solar Water Preheat (Pools/DHW) | 0.01663% | 0.0049382 | 1.6809 | Commercial_2037_SC A_GWh_After Competition Groups_Solar Water Preheat (Pools/DHW)
Commercial | Com ¦ Notched V belts for HVAC Systems | 2037 | SC A | GWh | After Competition Groups | 1.3255 | 16528.8607 | 0.016529 | 10107.8063 | 0.00013114 | 56 | Commercial_2037_SC A_GWh_After Competition Groups_56 | Notched V belts for HVAC Systems | 0.01311% | 0.016529 | 1.3255 | Commercial_2037_SC A_GWh_After Competition Groups_Notched V belts for HVAC Systems
Commercial | Com ¦ CEE Tier 2/Energy Star Clothes Washers | 2037 | SC A | GWh | After Competition Groups | 1.2644 | 10374.1699 | 0.010374 | 10107.8063 | 0.00012509 | 57 | Commercial_2037_SC A_GWh_After Competition Groups_57 | CEE Tier 2/Energy Star Clothes Washers | 0.01251% | 0.010374 | 1.2644 | Commercial_2037_SC A_GWh_After Competition Groups_CEE Tier 2/Energy Star Clothes Washers
Commercial | COM ¦ Ductless Mini-Split Heat Pumps | 2037 | SC A | GWh | After Competition Groups | 0.9678 | 248.3396 | 0.00024834 | 10107.8063 | 9.5748e-05 | 58 | Commercial_2037_SC A_GWh_After Competition Groups_58 | Ductless Mini-Split Heat Pumps | 0.009575% | 0.00024834 | 0.9678 | Commercial_2037_SC A_GWh_After Competition Groups_Ductless Mini-Split Heat Pumps
Commercial | Com ¦ Auto Off Time Switch or Time Clock control | 2037 | SC A | GWh | After Competition Groups | 0.94781 | 83.8945 | 8.3894e-05 | 10107.8063 | 9.377e-05 | 59 | Commercial_2037_SC A_GWh_After Competition Groups_59 | Auto Off Time Switch or Time Clock control | 0.009377% | 8.3894e-05 | 0.94781 | Commercial_2037_SC A_GWh_After Competition Groups_Auto Off Time Switch or Time Clock control
Commercial | Com ¦ PTAC (12 EER/10,000 BTU) | 2037 | SC A | GWh | After Competition Groups | 0.84323 | 14628.5829 | 0.014629 | 10107.8063 | 8.3424e-05 | 60 | Commercial_2037_SC A_GWh_After Competition Groups_60 | PTAC (12 EER/10,000 BTU) | 0.008342% | 0.014629 | 0.84323 | Commercial_2037_SC A_GWh_After Competition Groups_PTAC (12 EER/10,000 BTU)
Commercial | Com ¦ LED RECESSED DOWNLIGHTS | 2037 | SC A | GWh | After Competition Groups | 0.69937 | 26243.2625 | 0.026243 | 10107.8063 | 6.9191e-05 | 61 | Commercial_2037_SC A_GWh_After Competition Groups_61 | LED RECESSED DOWNLIGHTS | 0.006919% | 0.026243 | 0.69937 | Commercial_2037_SC A_GWh_After Competition Groups_LED RECESSED DOWNLIGHTS
Commercial | Com ¦ Low Flow Pre-Rinse Spray Nozzle | 2037 | SC A | GWh | After Competition Groups | 0.59688 | 1520.424 | 0.0015204 | 10107.8063 | 5.9051e-05 | 62 | Commercial_2037_SC A_GWh_After Competition Groups_62 | Low Flow Pre-Rinse Spray Nozzle | 0.005905% | 0.0015204 | 0.59688 | Commercial_2037_SC A_GWh_After Competition Groups_Low Flow Pre-Rinse Spray Nozzle
Commercial | Com ¦ High Efficiency Small Instantaneous Water Heater | 2037 | SC A | GWh | After Competition Groups | 0.51283 | 21161.5432 | 0.021162 | 10107.8063 | 5.0737e-05 | 63 | Commercial_2037_SC A_GWh_After Competition Groups_63 | High Efficiency Small Instantaneous Water Heater | 0.005074% | 0.021162 | 0.51283 | Commercial_2037_SC A_GWh_After Competition Groups_High Efficiency Small Instantaneous Water Heater
Commercial | Com ¦ Commercial Hot Food Holding Cabinets | 2037 | SC A | GWh | After Competition Groups | 0.43006 | 3778.68 | 0.0037787 | 10107.8063 | 4.2547e-05 | 64 | Commercial_2037_SC A_GWh_After Competition Groups_64 | Commercial Hot Food Holding Cabinets | 0.004255% | 0.0037787 | 0.43006 | Commercial_2037_SC A_GWh_After Competition Groups_Commercial Hot Food Holding Cabinets
Commercial | Com ¦ HVAC Optimization | 2037 | SC A | GWh | After Competition Groups | 0.40202 | 201.041 | 0.00020104 | 10107.8063 | 3.9773e-05 | 65 | Commercial_2037_SC A_GWh_After Competition Groups_65 | HVAC Optimization | 0.003977% | 0.00020104 | 0.40202 | Commercial_2037_SC A_GWh_After Competition Groups_HVAC Optimization
Commercial | Com ¦ Air Curtains | 2037 | SC A | GWh | After Competition Groups | 0.2285 | 4543.7644 | 0.0045438 | 10107.8063 | 2.2606e-05 | 66 | Commercial_2037_SC A_GWh_After Competition Groups_66 | Air Curtains | 0.002261% | 0.0045438 | 0.2285 | Commercial_2037_SC A_GWh_After Competition Groups_Air Curtains
Commercial | Com ¦ Efficient compressor motor | 2037 | SC A | GWh | After Competition Groups | 0.17282 | 12997.9942 | 0.012998 | 10107.8063 | 1.7097e-05 | 67 | Commercial_2037_SC A_GWh_After Competition Groups_67 | Efficient compressor motor | 0.00171% | 0.012998 | 0.17282 | Commercial_2037_SC A_GWh_After Competition Groups_Efficient compressor motor
Commercial | Com ¦ Energy Recovery Ventilation and Ventilation (Enhanced) | 2037 | SC A | GWh | After Competition Groups | 0.1429 | 0 | 0 | 10107.8063 | 1.4138e-05 | 68 | Commercial_2037_SC A_GWh_After Competition Groups_68 | Energy Recovery Ventilation and Ventilation (Enhanced) | 0.001414% | 0 | 0.1429 | Commercial_2037_SC A_GWh_After Competition Groups_Energy Recovery Ventilation and Ventilation (Enhanced)
Commercial | Com ¦ Wall Insulation | 2037 | SC A | GWh | After Competition Groups | 0.12993 | 209.6138 | 0.00020961 | 10107.8063 | 1.2854e-05 | 69 | Commercial_2037_SC A_GWh_After Competition Groups_69 | Wall Insulation | 0.001285% | 0.00020961 | 0.12993 | Commercial_2037_SC A_GWh_After Competition Groups_Wall Insulation
Commercial | Com ¦ Room AC (w/ louvered sides) 14 SEER from 12 SEER code | 2037 | SC A | GWh | After Competition Groups | 0.053047 | 1282.1315 | 0.0012821 | 10107.8063 | 5.2481e-06 | 70 | Commercial_2037_SC A_GWh_After Competition Groups_70 | Room AC (w/ louvered sides) 14 SEER from 12 SEER code | 0.0005248% | 0.0012821 | 0.053047 | Commercial_2037_SC A_GWh_After Competition Groups_Room AC (w/ louvered sides) 14 SEER from 12 SEER code
Commercial | Com ¦ EC Plug Fan for Data Center (under cabinet) | 2037 | SC A | GWh | After Competition Groups | 0.045344 | 1730.3491 | 0.0017303 | 10107.8063 | 4.4861e-06 | 71 | Commercial_2037_SC A_GWh_After Competition Groups_71 | EC Plug Fan for Data Center (under cabinet) | 0.0004486% | 0.0017303 | 0.045344 | Commercial_2037_SC A_GWh_After Competition Groups_EC Plug Fan for Data Center (under cabinet)
Commercial | Com ¦ VSD Air Compressor | 2037 | SC A | GWh | After Competition Groups | 0.0419 | 564.508 | 0.00056451 | 10107.8063 | 4.1453e-06 | 72 | Commercial_2037_SC A_GWh_After Competition Groups_72 | VSD Air Compressor | 0.0004145% | 0.00056451 | 0.0419 | Commercial_2037_SC A_GWh_After Competition Groups_VSD Air Compressor
Commercial | Com ¦ LLLC - Low Impact Application | 2037 | SC A | GWh | After Competition Groups | 0.024487 | 0.052528 | 5.2528e-08 | 10107.8063 | 2.4226e-06 | 73 | Commercial_2037_SC A_GWh_After Competition Groups_73 | LLLC - Low Impact Application | 0.0002423% | 5.2528e-08 | 0.024487 | Commercial_2037_SC A_GWh_After Competition Groups_LLLC - Low Impact Application
Commercial | Com ¦ LLLC - High Impact Application | 2037 | SC A | GWh | After Competition Groups | 0.022963 | 0.0051975 | 5.1975e-09 | 10107.8063 | 2.2719e-06 | 74 | Commercial_2037_SC A_GWh_After Competition Groups_74 | LLLC - High Impact Application | 0.0002272% | 5.1975e-09 | 0.022963 | Commercial_2037_SC A_GWh_After Competition Groups_LLLC - High Impact Application
Commercial | Com ¦ High Efficiency Chiller (avg of water and air cooled) | 2037 | SC A | GWh | After Competition Groups | 0.0060671 | 53.1124 | 5.3112e-05 | 10107.8063 | 6.0024e-07 | 75 | Commercial_2037_SC A_GWh_After Competition Groups_75 | High Efficiency Chiller (avg of water and air cooled) | 6.002e-05% | 5.3112e-05 | 0.0060671 | Commercial_2037_SC A_GWh_After Competition Groups_High Efficiency Chiller (avg of water and air cooled)
Commercial | Com ¦ Electric Convection Combination Ovens | 2037 | SC A | GWh | After Competition Groups | 0.0037812 | 3.212 | 3.212e-06 | 10107.8063 | 3.7409e-07 | 76 | Commercial_2037_SC A_GWh_After Competition Groups_76 | Electric Convection Combination Ovens | 3.741e-05% | 3.212e-06 | 0.0037812 | Commercial_2037_SC A_GWh_After Competition Groups_Electric Convection Combination Ovens
Commercial | Com ¦ Networked/Connected - High Impact Application | 2037 | SC A | GWh | After Competition Groups | 0.00054829 | 2.378e-05 | 2.378e-11 | 10107.8063 | 5.4245e-08 | 77 | Commercial_2037_SC A_GWh_After Competition Groups_77 | Networked/Connected - High Impact Application | 5.424e-06% | 2.378e-11 | 0.00054829 | Commercial_2037_SC A_GWh_After Competition Groups_Networked/Connected - High Impact Application
Commercial | Com ¦ Networked/Connected - Low Impact Application | 2037 | SC A | GWh | After Competition Groups | 2.5192e-05 | 5.2401e-06 | 5.2401e-12 | 10107.8063 | 2.4923e-09 | 78 | Commercial_2037_SC A_GWh_After Competition Groups_78 | Networked/Connected - Low Impact Application | 2.492e-07% | 5.2401e-12 | 2.5192e-05 | Commercial_2037_SC A_GWh_After Competition Groups_Networked/Connected - Low Impact Application
Commercial | Com ¦ Indoor Daylight Sensors/Photocell Dimming Control | 2037 | SC A | GWh | After Competition Groups | 0 | 0 | 0 | 10107.8063 | 0 | 79 | Commercial_2037_SC A_GWh_After Competition Groups_79 | Indoor Daylight Sensors/Photocell Dimming Control | 0% | 0 | 0 | Commercial_2037_SC A_GWh_After Competition Groups_Indoor Daylight Sensors/Photocell Dimming Control
Commercial | Com ¦ Variable Refrigerant Flow Heat Pump | 2037 | SC A | GWh | After Competition Groups | 0 | 0 | 0 | 10107.8063 | 0 | 80 | Commercial_2037_SC A_GWh_After Competition Groups_80 | Variable Refrigerant Flow Heat Pump | 0% | 0 | 0 | Commercial_2037_SC A_GWh_After Competition Groups_Variable Refrigerant Flow Heat Pump
Commercial | Com ¦ Building Recommissioning, Operations and Maintenance (O&M) Improvements | 2037 | SC B | GWh | After Competition Groups | 1557.6156 | 4403058.8417 | 4.4031 | 12806.9662 | 0.12162 | 1 | Commercial_2037_SC B_GWh_After Competition Groups_1 | Building Recommissioning, Operations and Maintenance (O&M) Improvements | 12.16% | 4.4031 | 1557.6156 | Commercial_2037_SC B_GWh_After Competition Groups_Building Recommissioning, Operations and Maintenance (O&M) Improvements
Commercial | Com ¦ LED Low/High Bay | 2037 | SC B | GWh | After Competition Groups | 1205.3408 | 22662519.8531 | 22.6625 | 12806.9662 | 0.094116 | 2 | Commercial_2037_SC B_GWh_After Competition Groups_2 | LED Low/High Bay | 9.412% | 22.6625 | 1205.3408 | Commercial_2037_SC B_GWh_After Competition Groups_LED Low/High Bay
Commercial | Com ¦ LED Troffer/Surface/Suspended | 2037 | SC B | GWh | After Competition Groups | 1028.754 | 9631587.439 | 9.6316 | 12806.9662 | 0.080328 | 3 | Commercial_2037_SC B_GWh_After Competition Groups_3 | LED Troffer/Surface/Suspended | 8.033% | 9.6316 | 1028.754 | Commercial_2037_SC B_GWh_After Competition Groups_LED Troffer/Surface/Suspended
Commercial | Com ¦ ENERGY STAR LED LAMPS (REFLECTOR LAMPs/MR16/PAR 16) | 2037 | SC B | GWh | After Competition Groups | 991.8732 | 857827.5677 | 0.85783 | 12806.9662 | 0.077448 | 4 | Commercial_2037_SC B_GWh_After Competition Groups_4 | ENERGY STAR LED LAMPS (REFLECTOR LAMPs/MR16/PAR 16) | 7.745% | 0.85783 | 991.8732 | Commercial_2037_SC B_GWh_After Competition Groups_ENERGY STAR LED LAMPS (REFLECTOR LAMPs/MR16/PAR 16)
Commercial | Com ¦ LED Replacement Lamp (Tube) | 2037 | SC B | GWh | After Competition Groups | 674.3358 | 0 | 0 | 12806.9662 | 0.052654 | 5 | Commercial_2037_SC B_GWh_After Competition Groups_5 | LED Replacement Lamp (Tube) | 5.265% | 0 | 674.3358 | Commercial_2037_SC B_GWh_After Competition Groups_LED Replacement Lamp (Tube)
Commercial | Com ¦ LED EXTERIOR AREA LIGHTS - LED fixture (200W) | 2037 | SC B | GWh | After Competition Groups | 655.5784 | 118803.0411 | 0.1188 | 12806.9662 | 0.051189 | 6 | Commercial_2037_SC B_GWh_After Competition Groups_6 | LED EXTERIOR AREA LIGHTS - LED fixture (200W) | 5.119% | 0.1188 | 655.5784 | Commercial_2037_SC B_GWh_After Competition Groups_LED EXTERIOR AREA LIGHTS - LED fixture (200W)
Commercial | Com ¦ LED parking lot fixture | 2037 | SC B | GWh | After Competition Groups | 624.951 | 873880.8125 | 0.87388 | 12806.9662 | 0.048798 | 7 | Commercial_2037_SC B_GWh_After Competition Groups_7 | LED parking lot fixture | 4.88% | 0.87388 | 624.951 | Commercial_2037_SC B_GWh_After Competition Groups_LED parking lot fixture
Commercial | Com ¦ Education and Capacity Building/Energy Behavior | 2037 | SC B | GWh | After Competition Groups | 621.4997 | 7237103.2284 | 7.2371 | 12806.9662 | 0.048528 | 8 | Commercial_2037_SC B_GWh_After Competition Groups_8 | Education and Capacity Building/Energy Behavior | 4.853% | 7.2371 | 621.4997 | Commercial_2037_SC B_GWh_After Competition Groups_Education and Capacity Building/Energy Behavior
Commercial | Com ¦ Furnace Tune-Up | 2037 | SC B | GWh | After Competition Groups | 592.6676 | 13978.6056 | 0.013979 | 12806.9662 | 0.046277 | 9 | Commercial_2037_SC B_GWh_After Competition Groups_9 | Furnace Tune-Up | 4.628% | 0.013979 | 592.6676 | Commercial_2037_SC B_GWh_After Competition Groups_Furnace Tune-Up
Commercial | Com ¦ LED street light fixture | 2037 | SC B | GWh | After Competition Groups | 397.5466 | 3505857.2416 | 3.5059 | 12806.9662 | 0.031041 | 10 | Commercial_2037_SC B_GWh_After Competition Groups_10 | LED street light fixture | 3.104% | 3.5059 | 397.5466 | Commercial_2037_SC B_GWh_After Competition Groups_LED street light fixture
Commercial | Com ¦ Refrigerated Display Case Doors | 2037 | SC B | GWh | After Competition Groups | 342.7705 | 12694247.3116 | 12.6942 | 12806.9662 | 0.026764 | 11 | Commercial_2037_SC B_GWh_After Competition Groups_11 | Refrigerated Display Case Doors | 2.676% | 12.6942 | 342.7705 | Commercial_2037_SC B_GWh_After Competition Groups_Refrigerated Display Case Doors
Commercial | Com ¦ High Efficiency Air Source Heat Pump | 2037 | SC B | GWh | After Competition Groups | 320.6586 | 1503015.9159 | 1.503 | 12806.9662 | 0.025038 | 12 | Commercial_2037_SC B_GWh_After Competition Groups_12 | High Efficiency Air Source Heat Pump | 2.504% | 1.503 | 320.6586 | Commercial_2037_SC B_GWh_After Competition Groups_High Efficiency Air Source Heat Pump
Commercial | Com ¦ Reach-in Shaded Pole to ECM/PSC Evaporator Fan Motor | 2037 | SC B | GWh | After Competition Groups | 298.1501 | 2185402.7437 | 2.1854 | 12806.9662 | 0.02328 | 13 | Commercial_2037_SC B_GWh_After Competition Groups_13 | Reach-in Shaded Pole to ECM/PSC Evaporator Fan Motor | 2.328% | 2.1854 | 298.1501 | Commercial_2037_SC B_GWh_After Competition Groups_Reach-in Shaded Pole to ECM/PSC Evaporator Fan Motor
Commercial | Com ¦ Demand Control Ventilation | 2037 | SC B | GWh | After Competition Groups | 294.6474 | 2385502.983 | 2.3855 | 12806.9662 | 0.023007 | 14 | Commercial_2037_SC B_GWh_After Competition Groups_14 | Demand Control Ventilation | 2.301% | 2.3855 | 294.6474 | Commercial_2037_SC B_GWh_After Competition Groups_Demand Control Ventilation
Commercial | Com ¦ Advanced BAS/Controllers | 2037 | SC B | GWh | After Competition Groups | 284.35 | 980651.8082 | 0.98065 | 12806.9662 | 0.022203 | 15 | Commercial_2037_SC B_GWh_After Competition Groups_15 | Advanced BAS/Controllers | 2.22% | 0.98065 | 284.35 | Commercial_2037_SC B_GWh_After Competition Groups_Advanced BAS/Controllers
Commercial | Com ¦ Strip Curtains | 2037 | SC B | GWh | After Competition Groups | 263.6847 | 92576.0565 | 0.092576 | 12806.9662 | 0.020589 | 16 | Commercial_2037_SC B_GWh_After Competition Groups_16 | Strip Curtains | 2.059% | 0.092576 | 263.6847 | Commercial_2037_SC B_GWh_After Competition Groups_Strip Curtains
Commercial | Com ¦ Data Center Storage/Server Virtualization | 2037 | SC B | GWh | After Competition Groups | 249.737 | 0 | 0 | 12806.9662 | 0.0195 | 17 | Commercial_2037_SC B_GWh_After Competition Groups_17 | Data Center Storage/Server Virtualization | 1.95% | 0 | 249.737 | Commercial_2037_SC B_GWh_After Competition Groups_Data Center Storage/Server Virtualization
Commercial | Com ¦ Centrally controlled desktop PC/NETWORK PC POWER MANAGEMENT SOFTWARE | 2037 | SC B | GWh | After Competition Groups | 197.8963 | 405762.7971 | 0.40576 | 12806.9662 | 0.015452 | 18 | Commercial_2037_SC B_GWh_After Competition Groups_18 | Centrally controlled desktop PC/NETWORK PC POWER MANAGEMENT SOFTWARE | 1.545% | 0.40576 | 197.8963 | Commercial_2037_SC B_GWh_After Competition Groups_Centrally controlled desktop PC/NETWORK PC POWER MANAGEMENT SOFTWARE
Commercial | Com ¦ Variable Frequency Drive (VFD) | 2037 | SC B | GWh | After Competition Groups | 196.6082 | 230789.906 | 0.23079 | 12806.9662 | 0.015352 | 19 | Commercial_2037_SC B_GWh_After Competition Groups_19 | Variable Frequency Drive (VFD) | 1.535% | 0.23079 | 196.6082 | Commercial_2037_SC B_GWh_After Competition Groups_Variable Frequency Drive (VFD)
Commercial | Com ¦ VFD on Pumps | 2037 | SC B | GWh | After Competition Groups | 183.9377 | 234974.5677 | 0.23497 | 12806.9662 | 0.014362 | 20 | Commercial_2037_SC B_GWh_After Competition Groups_20 | VFD on Pumps | 1.436% | 0.23497 | 183.9377 | Commercial_2037_SC B_GWh_After Competition Groups_VFD on Pumps
Commercial | Com ¦ LED or Equivalent Sign Lighting | 2037 | SC B | GWh | After Competition Groups | 177.8152 | 1624266.4545 | 1.6243 | 12806.9662 | 0.013884 | 21 | Commercial_2037_SC B_GWh_After Competition Groups_21 | LED or Equivalent Sign Lighting | 1.388% | 1.6243 | 177.8152 | Commercial_2037_SC B_GWh_After Competition Groups_LED or Equivalent Sign Lighting
Commercial | Com ¦ Adaptive Thermostats | 2037 | SC B | GWh | After Competition Groups | 152.9244 | 1683090.2483 | 1.6831 | 12806.9662 | 0.011941 | 22 | Commercial_2037_SC B_GWh_After Competition Groups_22 | Adaptive Thermostats | 1.194% | 1.6831 | 152.9244 | Commercial_2037_SC B_GWh_After Competition Groups_Adaptive Thermostats
Commercial | Com ¦ Unitary Air-Conditioning Unit | 2037 | SC B | GWh | After Competition Groups | 151.2852 | 11744437.7326 | 11.7444 | 12806.9662 | 0.011813 | 23 | Commercial_2037_SC B_GWh_After Competition Groups_23 | Unitary Air-Conditioning Unit | 1.181% | 11.7444 | 151.2852 | Commercial_2037_SC B_GWh_After Competition Groups_Unitary Air-Conditioning Unit
Commercial | Com ¦ Air Handler with Dedicated Outdoor Air Systems | 2037 | SC B | GWh | After Competition Groups | 149.7103 | 0 | 0 | 12806.9662 | 0.01169 | 24 | Commercial_2037_SC B_GWh_After Competition Groups_24 | Air Handler with Dedicated Outdoor Air Systems | 1.169% | 0 | 149.7103 | Commercial_2037_SC B_GWh_After Competition Groups_Air Handler with Dedicated Outdoor Air Systems
Commercial | Com ¦ ENERGY STAR LED LAMPS (General Service Lamps) | 2037 | SC B | GWh | After Competition Groups | 118.1407 | 160682.952 | 0.16068 | 12806.9662 | 0.0092247 | 25 | Commercial_2037_SC B_GWh_After Competition Groups_25 | ENERGY STAR LED LAMPS (General Service Lamps) | 0.9225% | 0.16068 | 118.1407 | Commercial_2037_SC B_GWh_After Competition Groups_ENERGY STAR LED LAMPS (General Service Lamps)
Commercial | Com ¦ Door Gasket Freezer/Refrigerator | 2037 | SC B | GWh | After Competition Groups | 105.4168 | 570176.5773 | 0.57018 | 12806.9662 | 0.0082312 | 26 | Commercial_2037_SC B_GWh_After Competition Groups_26 | Door Gasket Freezer/Refrigerator | 0.8231% | 0.57018 | 105.4168 | Commercial_2037_SC B_GWh_After Competition Groups_Door Gasket Freezer/Refrigerator
Commercial | Com ¦ Demand Control Kitchen Ventilation | 2037 | SC B | GWh | After Competition Groups | 95.3664 | 256422.6568 | 0.25642 | 12806.9662 | 0.0074464 | 27 | Commercial_2037_SC B_GWh_After Competition Groups_27 | Demand Control Kitchen Ventilation | 0.7446% | 0.25642 | 95.3664 | Commercial_2037_SC B_GWh_After Competition Groups_Demand Control Kitchen Ventilation
Commercial | Com ¦ ECM MOTORS FOR EVAPORATOR FANS for refrigeration (WALK-IN) | 2037 | SC B | GWh | After Competition Groups | 92.9078 | 146150.7852 | 0.14615 | 12806.9662 | 0.0072545 | 28 | Commercial_2037_SC B_GWh_After Competition Groups_28 | ECM MOTORS FOR EVAPORATOR FANS for refrigeration (WALK-IN) | 0.7254% | 0.14615 | 92.9078 | Commercial_2037_SC B_GWh_After Competition Groups_ECM MOTORS FOR EVAPORATOR FANS for refrigeration (WALK-IN)
Commercial | Com ¦ Condensing Unit Heaters or other Efficient Unit Heating System | 2037 | SC B | GWh | After Competition Groups | 89.1784 | 4203.4069 | 0.0042034 | 12806.9662 | 0.0069633 | 29 | Commercial_2037_SC B_GWh_After Competition Groups_29 | Condensing Unit Heaters or other Efficient Unit Heating System | 0.6963% | 0.0042034 | 89.1784 | Commercial_2037_SC B_GWh_After Competition Groups_Condensing Unit Heaters or other Efficient Unit Heating System
Commercial | Com ¦ Freezer Case Light Sensor | 2037 | SC B | GWh | After Competition Groups | 76.4799 | 326097.3989 | 0.3261 | 12806.9662 | 0.0059717 | 30 | Commercial_2037_SC B_GWh_After Competition Groups_30 | Freezer Case Light Sensor | 0.5972% | 0.3261 | 76.4799 | Commercial_2037_SC B_GWh_After Competition Groups_Freezer Case Light Sensor
Commercial | Com ¦ Refrigerated Display Case LED | 2037 | SC B | GWh | After Competition Groups | 76.4361 | 784166.1566 | 0.78417 | 12806.9662 | 0.0059683 | 31 | Commercial_2037_SC B_GWh_After Competition Groups_31 | Refrigerated Display Case LED | 0.5968% | 0.78417 | 76.4361 | Commercial_2037_SC B_GWh_After Competition Groups_Refrigerated Display Case LED
Commercial | Com ¦ Evaporator Fan Controls | 2037 | SC B | GWh | After Competition Groups | 74.6034 | 23230.2986 | 0.02323 | 12806.9662 | 0.0058252 | 32 | Commercial_2037_SC B_GWh_After Competition Groups_32 | Evaporator Fan Controls | 0.5825% | 0.02323 | 74.6034 | Commercial_2037_SC B_GWh_After Competition Groups_Evaporator Fan Controls
Commercial | Com ¦ Occupancy Sensors | 2037 | SC B | GWh | After Competition Groups | 41.015 | 8494.0335 | 0.008494 | 12806.9662 | 0.0032026 | 33 | Commercial_2037_SC B_GWh_After Competition Groups_33 | Occupancy Sensors | 0.3203% | 0.008494 | 41.015 | Commercial_2037_SC B_GWh_After Competition Groups_Occupancy Sensors
Commercial | Com ¦ BEVERAGE VENDING MACHINE CONTROLS | 2037 | SC B | GWh | After Competition Groups | 38.8712 | 196204.5256 | 0.1962 | 12806.9662 | 0.0030352 | 34 | Commercial_2037_SC B_GWh_After Competition Groups_34 | BEVERAGE VENDING MACHINE CONTROLS | 0.3035% | 0.1962 | 38.8712 | Commercial_2037_SC B_GWh_After Competition Groups_BEVERAGE VENDING MACHINE CONTROLS
Commercial | Com ¦ Chilled Water Optimization | 2037 | SC B | GWh | After Competition Groups | 35.8981 | 1898378.005 | 1.8984 | 12806.9662 | 0.002803 | 35 | Commercial_2037_SC B_GWh_After Competition Groups_35 | Chilled Water Optimization | 0.2803% | 1.8984 | 35.8981 | Commercial_2037_SC B_GWh_After Competition Groups_Chilled Water Optimization
Commercial | Com ¦ Elec Storage WH 2.30 Et | 2037 | SC B | GWh | After Competition Groups | 35.6796 | 117976.3602 | 0.11798 | 12806.9662 | 0.002786 | 36 | Commercial_2037_SC B_GWh_After Competition Groups_36 | Elec Storage WH 2.30 Et | 0.2786% | 0.11798 | 35.6796 | Commercial_2037_SC B_GWh_After Competition Groups_Elec Storage WH 2.30 Et
Commercial | Com ¦ ENERGY STAR Griddle (74% eff) | 2037 | SC B | GWh | After Competition Groups | 35.4565 | 220281.7537 | 0.22028 | 12806.9662 | 0.0027685 | 37 | Commercial_2037_SC B_GWh_After Competition Groups_37 | ENERGY STAR Griddle (74% eff) | 0.2769% | 0.22028 | 35.4565 | Commercial_2037_SC B_GWh_After Competition Groups_ENERGY STAR Griddle (74% eff)
Commercial | Com ¦ CO Sensors for parking garage exhaust fans | 2037 | SC B | GWh | After Competition Groups | 29.2199 | 453342.4156 | 0.45334 | 12806.9662 | 0.0022816 | 38 | Commercial_2037_SC B_GWh_After Competition Groups_38 | CO Sensors for parking garage exhaust fans | 0.2282% | 0.45334 | 29.2199 | Commercial_2037_SC B_GWh_After Competition Groups_CO Sensors for parking garage exhaust fans
Commercial | Com ¦ Temperature Adjustment in Commercial Freezers | 2037 | SC B | GWh | After Competition Groups | 28.5323 | 0 | 0 | 12806.9662 | 0.0022279 | 39 | Commercial_2037_SC B_GWh_After Competition Groups_39 | Temperature Adjustment in Commercial Freezers | 0.2228% | 0 | 28.5323 | Commercial_2037_SC B_GWh_After Competition Groups_Temperature Adjustment in Commercial Freezers
Commercial | Com ¦ Water Source Heat Pump (4 ton) | 2037 | SC B | GWh | After Competition Groups | 27.5409 | 1439545.6752 | 1.4395 | 12806.9662 | 0.0021505 | 40 | Commercial_2037_SC B_GWh_After Competition Groups_40 | Water Source Heat Pump (4 ton) | 0.215% | 1.4395 | 27.5409 | Commercial_2037_SC B_GWh_After Competition Groups_Water Source Heat Pump (4 ton)
Commercial | Com ¦ Energy Efficient Laboratory Fume Hood | 2037 | SC B | GWh | After Competition Groups | 24.8748 | 74543.1481 | 0.074543 | 12806.9662 | 0.0019423 | 41 | Commercial_2037_SC B_GWh_After Competition Groups_41 | Energy Efficient Laboratory Fume Hood | 0.1942% | 0.074543 | 24.8748 | Commercial_2037_SC B_GWh_After Competition Groups_Energy Efficient Laboratory Fume Hood
Commercial | Com ¦ Vertical Night Covers | 2037 | SC B | GWh | After Competition Groups | 22.1296 | 22534.1229 | 0.022534 | 12806.9662 | 0.0017279 | 42 | Commercial_2037_SC B_GWh_After Competition Groups_42 | Vertical Night Covers | 0.1728% | 0.022534 | 22.1296 | Commercial_2037_SC B_GWh_After Competition Groups_Vertical Night Covers
Commercial | Com ¦ Duct Insulation, R8 | 2037 | SC B | GWh | After Competition Groups | 19.759 | 42101.8796 | 0.042102 | 12806.9662 | 0.0015428 | 43 | Commercial_2037_SC B_GWh_After Competition Groups_43 | Duct Insulation, R8 | 0.1543% | 0.042102 | 19.759 | Commercial_2037_SC B_GWh_After Competition Groups_Duct Insulation, R8
Commercial | Com ¦ Water Heating (DHW) Pipe Insulation (Add 3/4\ Foam)" | 2037 | SC B | GWh | After Competition Groups | 19.0643 | 30900.2547 | 0.0309 | 12806.9662 | 0.0014886 | 44 | Commercial_2037_SC B_GWh_After Competition Groups_44 | Water Heating (DHW) Pipe Insulation (Add 3/4\ Foam)" | 0.1489% | 0.0309 | 19.0643 | Commercial_2037_SC B_GWh_After Competition Groups_Water Heating (DHW) Pipe Insulation (Add 3/4\ Foam)"
Commercial | Com ¦ Outside Air Economizer | 2037 | SC B | GWh | After Competition Groups | 18.8439 | 59861.6845 | 0.059862 | 12806.9662 | 0.0014714 | 45 | Commercial_2037_SC B_GWh_After Competition Groups_45 | Outside Air Economizer | 0.1471% | 0.059862 | 18.8439 | Commercial_2037_SC B_GWh_After Competition Groups_Outside Air Economizer
Commercial | Com ¦ Condensing Make Up Air Unit | 2037 | SC B | GWh | After Competition Groups | 16.085 | 4461661.5778 | 4.4617 | 12806.9662 | 0.001256 | 46 | Commercial_2037_SC B_GWh_After Competition Groups_46 | Condensing Make Up Air Unit | 0.1256% | 4.4617 | 16.085 | Commercial_2037_SC B_GWh_After Competition Groups_Condensing Make Up Air Unit
Commercial | Com ¦ ENERGY STAR Fryer (84% eff) | 2037 | SC B | GWh | After Competition Groups | 13.0299 | 152488.9839 | 0.15249 | 12806.9662 | 0.0010174 | 47 | Commercial_2037_SC B_GWh_After Competition Groups_47 | ENERGY STAR Fryer (84% eff) | 0.1017% | 0.15249 | 13.0299 | Commercial_2037_SC B_GWh_After Competition Groups_ENERGY STAR Fryer (84% eff)
Commercial | Com ¦ Suction Pipe Insulation Freezer/Refrigerator | 2037 | SC B | GWh | After Competition Groups | 12.0981 | 22106.4473 | 0.022106 | 12806.9662 | 0.00094465 | 48 | Commercial_2037_SC B_GWh_After Competition Groups_48 | Suction Pipe Insulation Freezer/Refrigerator | 0.09446% | 0.022106 | 12.0981 | Commercial_2037_SC B_GWh_After Competition Groups_Suction Pipe Insulation Freezer/Refrigerator
Commercial | Com ¦ ENERGY STAR Dishwasher | 2037 | SC B | GWh | After Competition Groups | 8.0626 | 39882.5693 | 0.039883 | 12806.9662 | 0.00062955 | 49 | Commercial_2037_SC B_GWh_After Competition Groups_49 | ENERGY STAR Dishwasher | 0.06295% | 0.039883 | 8.0626 | Commercial_2037_SC B_GWh_After Competition Groups_ENERGY STAR Dishwasher
Commercial | Com ¦ Ozone Laundry Treatment | 2037 | SC B | GWh | After Competition Groups | 6.5105 | 111999.9975 | 0.112 | 12806.9662 | 0.00050836 | 50 | Commercial_2037_SC B_GWh_After Competition Groups_50 | Ozone Laundry Treatment | 0.05084% | 0.112 | 6.5105 | Commercial_2037_SC B_GWh_After Competition Groups_Ozone Laundry Treatment
Commercial | Com ¦ ENERGY STAR Steam Cookers | 2037 | SC B | GWh | After Competition Groups | 6.2141 | 79062.8682 | 0.079063 | 12806.9662 | 0.00048522 | 51 | Commercial_2037_SC B_GWh_After Competition Groups_51 | ENERGY STAR Steam Cookers | 0.04852% | 0.079063 | 6.2141 | Commercial_2037_SC B_GWh_After Competition Groups_ENERGY STAR Steam Cookers
Commercial | Com ¦ Demand controlled Circulating Systems | 2037 | SC B | GWh | After Competition Groups | 4.0973 | 0 | 0 | 12806.9662 | 0.00031993 | 52 | Commercial_2037_SC B_GWh_After Competition Groups_52 | Demand controlled Circulating Systems | 0.03199% | 0 | 4.0973 | Commercial_2037_SC B_GWh_After Competition Groups_Demand controlled Circulating Systems
Commercial | Com ¦ ECM MOTORS FOR HVAC APPLICATION (FAN-POWERED VAV BOX) | 2037 | SC B | GWh | After Competition Groups | 2.8607 | 23417.9178 | 0.023418 | 12806.9662 | 0.00022337 | 53 | Commercial_2037_SC B_GWh_After Competition Groups_53 | ECM MOTORS FOR HVAC APPLICATION (FAN-POWERED VAV BOX) | 0.02234% | 0.023418 | 2.8607 | Commercial_2037_SC B_GWh_After Competition Groups_ECM MOTORS FOR HVAC APPLICATION (FAN-POWERED VAV BOX)
Commercial | Com ¦ Solar Water Preheat (Pools/DHW) | 2037 | SC B | GWh | After Competition Groups | 2.7171 | 5018.1652 | 0.0050182 | 12806.9662 | 0.00021216 | 54 | Commercial_2037_SC B_GWh_After Competition Groups_54 | Solar Water Preheat (Pools/DHW) | 0.02122% | 0.0050182 | 2.7171 | Commercial_2037_SC B_GWh_After Competition Groups_Solar Water Preheat (Pools/DHW)
Commercial | Com ¦ Thermostat Setback | 2037 | SC B | GWh | After Competition Groups | 2.584 | 0 | 0 | 12806.9662 | 0.00020177 | 55 | Commercial_2037_SC B_GWh_After Competition Groups_55 | Thermostat Setback | 0.02018% | 0 | 2.584 | Commercial_2037_SC B_GWh_After Competition Groups_Thermostat Setback
Commercial | Com ¦ Notched V belts for HVAC Systems | 2037 | SC B | GWh | After Competition Groups | 1.7716 | 24938.9905 | 0.024939 | 12806.9662 | 0.00013833 | 56 | Commercial_2037_SC B_GWh_After Competition Groups_56 | Notched V belts for HVAC Systems | 0.01383% | 0.024939 | 1.7716 | Commercial_2037_SC B_GWh_After Competition Groups_Notched V belts for HVAC Systems
Commercial | Com ¦ PTAC (12 EER/10,000 BTU) | 2037 | SC B | GWh | After Competition Groups | 1.4653 | 25634.7823 | 0.025635 | 12806.9662 | 0.00011441 | 57 | Commercial_2037_SC B_GWh_After Competition Groups_57 | PTAC (12 EER/10,000 BTU) | 0.01144% | 0.025635 | 1.4653 | Commercial_2037_SC B_GWh_After Competition Groups_PTAC (12 EER/10,000 BTU)
Commercial | Com ¦ Efficient compressor motor | 2037 | SC B | GWh | After Competition Groups | 1.4307 | 276794.9057 | 0.27679 | 12806.9662 | 0.00011171 | 58 | Commercial_2037_SC B_GWh_After Competition Groups_58 | Efficient compressor motor | 0.01117% | 0.27679 | 1.4307 | Commercial_2037_SC B_GWh_After Competition Groups_Efficient compressor motor
Commercial | Com ¦ CEE Tier 2/Energy Star Clothes Washers | 2037 | SC B | GWh | After Competition Groups | 1.403 | 14526.1286 | 0.014526 | 12806.9662 | 0.00010955 | 59 | Commercial_2037_SC B_GWh_After Competition Groups_59 | CEE Tier 2/Energy Star Clothes Washers | 0.01096% | 0.014526 | 1.403 | Commercial_2037_SC B_GWh_After Competition Groups_CEE Tier 2/Energy Star Clothes Washers
Commercial | Com ¦ Auto Off Time Switch or Time Clock control | 2037 | SC B | GWh | After Competition Groups | 1.3221 | 50.2309 | 5.0231e-05 | 12806.9662 | 0.00010324 | 60 | Commercial_2037_SC B_GWh_After Competition Groups_60 | Auto Off Time Switch or Time Clock control | 0.01032% | 5.0231e-05 | 1.3221 | Commercial_2037_SC B_GWh_After Competition Groups_Auto Off Time Switch or Time Clock control
Commercial | COM ¦ Ductless Mini-Split Heat Pumps | 2037 | SC B | GWh | After Competition Groups | 1.1712 | 234.0686 | 0.00023407 | 12806.9662 | 9.1447e-05 | 61 | Commercial_2037_SC B_GWh_After Competition Groups_61 | Ductless Mini-Split Heat Pumps | 0.009145% | 0.00023407 | 1.1712 | Commercial_2037_SC B_GWh_After Competition Groups_Ductless Mini-Split Heat Pumps
Commercial | Com ¦ High Efficiency Small Instantaneous Water Heater | 2037 | SC B | GWh | After Competition Groups | 0.95434 | 42920.3207 | 0.04292 | 12806.9662 | 7.4517e-05 | 62 | Commercial_2037_SC B_GWh_After Competition Groups_62 | High Efficiency Small Instantaneous Water Heater | 0.007452% | 0.04292 | 0.95434 | Commercial_2037_SC B_GWh_After Competition Groups_High Efficiency Small Instantaneous Water Heater
Commercial | Com ¦ LED RECESSED DOWNLIGHTS | 2037 | SC B | GWh | After Competition Groups | 0.78415 | 67220.0494 | 0.06722 | 12806.9662 | 6.1228e-05 | 63 | Commercial_2037_SC B_GWh_After Competition Groups_63 | LED RECESSED DOWNLIGHTS | 0.006123% | 0.06722 | 0.78415 | Commercial_2037_SC B_GWh_After Competition Groups_LED RECESSED DOWNLIGHTS
Commercial | Com ¦ Low Flow Pre-Rinse Spray Nozzle | 2037 | SC B | GWh | After Competition Groups | 0.67345 | 827.2472 | 0.00082725 | 12806.9662 | 5.2585e-05 | 64 | Commercial_2037_SC B_GWh_After Competition Groups_64 | Low Flow Pre-Rinse Spray Nozzle | 0.005258% | 0.00082725 | 0.67345 | Commercial_2037_SC B_GWh_After Competition Groups_Low Flow Pre-Rinse Spray Nozzle
Commercial | Com ¦ Commercial Hot Food Holding Cabinets | 2037 | SC B | GWh | After Competition Groups | 0.52649 | 3450.3926 | 0.0034504 | 12806.9662 | 4.111e-05 | 65 | Commercial_2037_SC B_GWh_After Competition Groups_65 | Commercial Hot Food Holding Cabinets | 0.004111% | 0.0034504 | 0.52649 | Commercial_2037_SC B_GWh_After Competition Groups_Commercial Hot Food Holding Cabinets
Commercial | Com ¦ Energy Recovery Ventilation and Ventilation (Enhanced) | 2037 | SC B | GWh | After Competition Groups | 0.49371 | 0 | 0 | 12806.9662 | 3.855e-05 | 66 | Commercial_2037_SC B_GWh_After Competition Groups_66 | Energy Recovery Ventilation and Ventilation (Enhanced) | 0.003855% | 0 | 0.49371 | Commercial_2037_SC B_GWh_After Competition Groups_Energy Recovery Ventilation and Ventilation (Enhanced)
Commercial | Com ¦ HVAC Optimization | 2037 | SC B | GWh | After Competition Groups | 0.40202 | 201.0208 | 0.00020102 | 12806.9662 | 3.1391e-05 | 67 | Commercial_2037_SC B_GWh_After Competition Groups_67 | HVAC Optimization | 0.003139% | 0.00020102 | 0.40202 | Commercial_2037_SC B_GWh_After Competition Groups_HVAC Optimization
Commercial | Com ¦ Wall Insulation | 2037 | SC B | GWh | After Competition Groups | 0.20309 | 8856.3953 | 0.0088564 | 12806.9662 | 1.5858e-05 | 68 | Commercial_2037_SC B_GWh_After Competition Groups_68 | Wall Insulation | 0.001586% | 0.0088564 | 0.20309 | Commercial_2037_SC B_GWh_After Competition Groups_Wall Insulation
Commercial | Com ¦ Room AC (w/ louvered sides) 14 SEER from 12 SEER code | 2037 | SC B | GWh | After Competition Groups | 0.11513 | 5484.4279 | 0.0054844 | 12806.9662 | 8.9895e-06 | 69 | Commercial_2037_SC B_GWh_After Competition Groups_69 | Room AC (w/ louvered sides) 14 SEER from 12 SEER code | 0.000899% | 0.0054844 | 0.11513 | Commercial_2037_SC B_GWh_After Competition Groups_Room AC (w/ louvered sides) 14 SEER from 12 SEER code
Commercial | Com ¦ High Efficiency Chiller (avg of water and air cooled) | 2037 | SC B | GWh | After Competition Groups | 0.064336 | 9852.4818 | 0.0098525 | 12806.9662 | 5.0235e-06 | 70 | Commercial_2037_SC B_GWh_After Competition Groups_70 | High Efficiency Chiller (avg of water and air cooled) | 0.0005024% | 0.0098525 | 0.064336 | Commercial_2037_SC B_GWh_After Competition Groups_High Efficiency Chiller (avg of water and air cooled)
Commercial | Com ¦ EC Plug Fan for Data Center (under cabinet) | 2037 | SC B | GWh | After Competition Groups | 0.063126 | 2487.9371 | 0.0024879 | 12806.9662 | 4.929e-06 | 71 | Commercial_2037_SC B_GWh_After Competition Groups_71 | EC Plug Fan for Data Center (under cabinet) | 0.0004929% | 0.0024879 | 0.063126 | Commercial_2037_SC B_GWh_After Competition Groups_EC Plug Fan for Data Center (under cabinet)
Commercial | Com ¦ Air Curtains | 2037 | SC B | GWh | After Competition Groups | 0.059721 | 3932.8535 | 0.0039329 | 12806.9662 | 4.6631e-06 | 72 | Commercial_2037_SC B_GWh_After Competition Groups_72 | Air Curtains | 0.0004663% | 0.0039329 | 0.059721 | Commercial_2037_SC B_GWh_After Competition Groups_Air Curtains
Commercial | Com ¦ VSD Air Compressor | 2037 | SC B | GWh | After Competition Groups | 0.046323 | 526.3045 | 0.0005263 | 12806.9662 | 3.617e-06 | 73 | Commercial_2037_SC B_GWh_After Competition Groups_73 | VSD Air Compressor | 0.0003617% | 0.0005263 | 0.046323 | Commercial_2037_SC B_GWh_After Competition Groups_VSD Air Compressor
Commercial | Com ¦ Electric Convection Combination Ovens | 2037 | SC B | GWh | After Competition Groups | 0.0039644 | 3.0414 | 3.0414e-06 | 12806.9662 | 3.0955e-07 | 74 | Commercial_2037_SC B_GWh_After Competition Groups_74 | Electric Convection Combination Ovens | 3.095e-05% | 3.0414e-06 | 0.0039644 | Commercial_2037_SC B_GWh_After Competition Groups_Electric Convection Combination Ovens
Commercial | Com ¦ LLLC - Low Impact Application | 2037 | SC B | GWh | After Competition Groups | 2.9882e-18 | 2.8318e-15 | 2.8318e-21 | 12806.9662 | 2.3333e-22 | 75 | Commercial_2037_SC B_GWh_After Competition Groups_75 | LLLC - Low Impact Application | 2.333e-20% | 2.8318e-21 | 2.9882e-18 | Commercial_2037_SC B_GWh_After Competition Groups_LLLC - Low Impact Application
Commercial | Com ¦ LLLC - High Impact Application | 2037 | SC B | GWh | After Competition Groups | 1.0958e-18 | 2.2598e-15 | 2.2598e-21 | 12806.9662 | 8.556e-23 | 76 | Commercial_2037_SC B_GWh_After Competition Groups_76 | LLLC - High Impact Application | 8.556e-21% | 2.2598e-21 | 1.0958e-18 | Commercial_2037_SC B_GWh_After Competition Groups_LLLC - High Impact Application
Commercial | Com ¦ Networked/Connected - High Impact Application | 2037 | SC B | GWh | After Competition Groups | 1.4341e-20 | 6.5971e-17 | 6.5971e-23 | 12806.9662 | 1.1198e-24 | 77 | Commercial_2037_SC B_GWh_After Competition Groups_77 | Networked/Connected - High Impact Application | 1.12e-22% | 6.5971e-23 | 1.4341e-20 | Commercial_2037_SC B_GWh_After Competition Groups_Networked/Connected - High Impact Application
Commercial | Com ¦ Networked/Connected - Low Impact Application | 2037 | SC B | GWh | After Competition Groups | 8.2531e-21 | 3.0318e-17 | 3.0318e-23 | 12806.9662 | 6.4442e-25 | 78 | Commercial_2037_SC B_GWh_After Competition Groups_78 | Networked/Connected - Low Impact Application | 6.444e-23% | 3.0318e-23 | 8.2531e-21 | Commercial_2037_SC B_GWh_After Competition Groups_Networked/Connected - Low Impact Application
Commercial | Com ¦ Indoor Daylight Sensors/Photocell Dimming Control | 2037 | SC B | GWh | After Competition Groups | 0 | 0 | 0 | 12806.9662 | 0 | 79 | Commercial_2037_SC B_GWh_After Competition Groups_79 | Indoor Daylight Sensors/Photocell Dimming Control | 0% | 0 | 0 | Commercial_2037_SC B_GWh_After Competition Groups_Indoor Daylight Sensors/Photocell Dimming Control
Commercial | Com ¦ Variable Refrigerant Flow Heat Pump | 2037 | SC B | GWh | After Competition Groups | 0 | 0 | 0 | 12806.9662 | 0 | 80 | Commercial_2037_SC B_GWh_After Competition Groups_80 | Variable Refrigerant Flow Heat Pump | 0% | 0 | 0 | Commercial_2037_SC B_GWh_After Competition Groups_Variable Refrigerant Flow Heat Pump
Commercial | Com ¦ LED Low/High Bay | 2037 | SC C | GWh | After Competition Groups | 1204.4722 | 22553632.6656 | 22.5536 | 10533.2805 | 0.11435 | 1 | Commercial_2037_SC C_GWh_After Competition Groups_1 | LED Low/High Bay | 11.43% | 22.5536 | 1204.4722 | Commercial_2037_SC C_GWh_After Competition Groups_LED Low/High Bay
Commercial | Com ¦ LED Troffer/Surface/Suspended | 2037 | SC C | GWh | After Competition Groups | 1027.9606 | 9660245.9572 | 9.6602 | 10533.2805 | 0.097592 | 2 | Commercial_2037_SC C_GWh_After Competition Groups_2 | LED Troffer/Surface/Suspended | 9.759% | 9.6602 | 1027.9606 | Commercial_2037_SC C_GWh_After Competition Groups_LED Troffer/Surface/Suspended
Commercial | Com ¦ ENERGY STAR LED LAMPS (REFLECTOR LAMPs/MR16/PAR 16) | 2037 | SC C | GWh | After Competition Groups | 991.8732 | 857913.359 | 0.85791 | 10533.2805 | 0.094166 | 3 | Commercial_2037_SC C_GWh_After Competition Groups_3 | ENERGY STAR LED LAMPS (REFLECTOR LAMPs/MR16/PAR 16) | 9.417% | 0.85791 | 991.8732 | Commercial_2037_SC C_GWh_After Competition Groups_ENERGY STAR LED LAMPS (REFLECTOR LAMPs/MR16/PAR 16)
Commercial | Com ¦ Building Recommissioning, Operations and Maintenance (O&M) Improvements | 2037 | SC C | GWh | After Competition Groups | 784.7568 | 2953019.2679 | 2.953 | 10533.2805 | 0.074503 | 4 | Commercial_2037_SC C_GWh_After Competition Groups_4 | Building Recommissioning, Operations and Maintenance (O&M) Improvements | 7.45% | 2.953 | 784.7568 | Commercial_2037_SC C_GWh_After Competition Groups_Building Recommissioning, Operations and Maintenance (O&M) Improvements
Commercial | Com ¦ LED Replacement Lamp (Tube) | 2037 | SC C | GWh | After Competition Groups | 674.3358 | 0 | 0 | 10533.2805 | 0.06402 | 5 | Commercial_2037_SC C_GWh_After Competition Groups_5 | LED Replacement Lamp (Tube) | 6.402% | 0 | 674.3358 | Commercial_2037_SC C_GWh_After Competition Groups_LED Replacement Lamp (Tube)
Commercial | Com ¦ LED EXTERIOR AREA LIGHTS - LED fixture (200W) | 2037 | SC C | GWh | After Competition Groups | 655.2983 | 0 | 0 | 10533.2805 | 0.062212 | 6 | Commercial_2037_SC C_GWh_After Competition Groups_6 | LED EXTERIOR AREA LIGHTS - LED fixture (200W) | 6.221% | 0 | 655.2983 | Commercial_2037_SC C_GWh_After Competition Groups_LED EXTERIOR AREA LIGHTS - LED fixture (200W)
Commercial | Com ¦ LED parking lot fixture | 2037 | SC C | GWh | After Competition Groups | 624.951 | 873968.2094 | 0.87397 | 10533.2805 | 0.059331 | 7 | Commercial_2037_SC C_GWh_After Competition Groups_7 | LED parking lot fixture | 5.933% | 0.87397 | 624.951 | Commercial_2037_SC C_GWh_After Competition Groups_LED parking lot fixture
Commercial | Com ¦ Furnace Tune-Up | 2037 | SC C | GWh | After Competition Groups | 435.1441 | 86158.4412 | 0.086158 | 10533.2805 | 0.041311 | 8 | Commercial_2037_SC C_GWh_After Competition Groups_8 | Furnace Tune-Up | 4.131% | 0.086158 | 435.1441 | Commercial_2037_SC C_GWh_After Competition Groups_Furnace Tune-Up
Commercial | Com ¦ LED street light fixture | 2037 | SC C | GWh | After Competition Groups | 397.5466 | 3506207.8624 | 3.5062 | 10533.2805 | 0.037742 | 9 | Commercial_2037_SC C_GWh_After Competition Groups_9 | LED street light fixture | 3.774% | 3.5062 | 397.5466 | Commercial_2037_SC C_GWh_After Competition Groups_LED street light fixture
Commercial | Com ¦ High Efficiency Air Source Heat Pump | 2037 | SC C | GWh | After Competition Groups | 320.6593 | 1503172.7722 | 1.5032 | 10533.2805 | 0.030442 | 10 | Commercial_2037_SC C_GWh_After Competition Groups_10 | High Efficiency Air Source Heat Pump | 3.044% | 1.5032 | 320.6593 | Commercial_2037_SC C_GWh_After Competition Groups_High Efficiency Air Source Heat Pump
Commercial | Com ¦ Refrigerated Display Case Doors | 2037 | SC C | GWh | After Competition Groups | 295.0449 | 13736938.4046 | 13.7369 | 10533.2805 | 0.028011 | 11 | Commercial_2037_SC C_GWh_After Competition Groups_11 | Refrigerated Display Case Doors | 2.801% | 13.7369 | 295.0449 | Commercial_2037_SC C_GWh_After Competition Groups_Refrigerated Display Case Doors
Commercial | Com ¦ Reach-in Shaded Pole to ECM/PSC Evaporator Fan Motor | 2037 | SC C | GWh | After Competition Groups | 283.3898 | 2276834.4522 | 2.2768 | 10533.2805 | 0.026904 | 12 | Commercial_2037_SC C_GWh_After Competition Groups_12 | Reach-in Shaded Pole to ECM/PSC Evaporator Fan Motor | 2.69% | 2.2768 | 283.3898 | Commercial_2037_SC C_GWh_After Competition Groups_Reach-in Shaded Pole to ECM/PSC Evaporator Fan Motor
Commercial | Com ¦ Data Center Storage/Server Virtualization | 2037 | SC C | GWh | After Competition Groups | 233.5261 | 0 | 0 | 10533.2805 | 0.02217 | 13 | Commercial_2037_SC C_GWh_After Competition Groups_13 | Data Center Storage/Server Virtualization | 2.217% | 0 | 233.5261 | Commercial_2037_SC C_GWh_After Competition Groups_Data Center Storage/Server Virtualization
Commercial | Com ¦ Strip Curtains | 2037 | SC C | GWh | After Competition Groups | 209.4303 | 164139.4978 | 0.16414 | 10533.2805 | 0.019883 | 14 | Commercial_2037_SC C_GWh_After Competition Groups_14 | Strip Curtains | 1.988% | 0.16414 | 209.4303 | Commercial_2037_SC C_GWh_After Competition Groups_Strip Curtains
Commercial | Com ¦ Demand Control Ventilation | 2037 | SC C | GWh | After Competition Groups | 204.1902 | 3206558.4346 | 3.2066 | 10533.2805 | 0.019385 | 15 | Commercial_2037_SC C_GWh_After Competition Groups_15 | Demand Control Ventilation | 1.939% | 3.2066 | 204.1902 | Commercial_2037_SC C_GWh_After Competition Groups_Demand Control Ventilation
Commercial | Com ¦ LED or Equivalent Sign Lighting | 2037 | SC C | GWh | After Competition Groups | 177.8152 | 1624428.8974 | 1.6244 | 10533.2805 | 0.016881 | 16 | Commercial_2037_SC C_GWh_After Competition Groups_16 | LED or Equivalent Sign Lighting | 1.688% | 1.6244 | 177.8152 | Commercial_2037_SC C_GWh_After Competition Groups_LED or Equivalent Sign Lighting
Commercial | Com ¦ Advanced BAS/Controllers | 2037 | SC C | GWh | After Competition Groups | 172.4415 | 677858.4902 | 0.67786 | 10533.2805 | 0.016371 | 17 | Commercial_2037_SC C_GWh_After Competition Groups_17 | Advanced BAS/Controllers | 1.637% | 0.67786 | 172.4415 | Commercial_2037_SC C_GWh_After Competition Groups_Advanced BAS/Controllers
Commercial | Com ¦ Centrally controlled desktop PC/NETWORK PC POWER MANAGEMENT SOFTWARE | 2037 | SC C | GWh | After Competition Groups | 159.7662 | 730238.2081 | 0.73024 | 10533.2805 | 0.015168 | 18 | Commercial_2037_SC C_GWh_After Competition Groups_18 | Centrally controlled desktop PC/NETWORK PC POWER MANAGEMENT SOFTWARE | 1.517% | 0.73024 | 159.7662 | Commercial_2037_SC C_GWh_After Competition Groups_Centrally controlled desktop PC/NETWORK PC POWER MANAGEMENT SOFTWARE
Commercial | Com ¦ Variable Frequency Drive (VFD) | 2037 | SC C | GWh | After Competition Groups | 144.7413 | 1421943.2648 | 1.4219 | 10533.2805 | 0.013741 | 19 | Commercial_2037_SC C_GWh_After Competition Groups_19 | Variable Frequency Drive (VFD) | 1.374% | 1.4219 | 144.7413 | Commercial_2037_SC C_GWh_After Competition Groups_Variable Frequency Drive (VFD)
Commercial | Com ¦ VFD on Pumps | 2037 | SC C | GWh | After Competition Groups | 135.2591 | 1445809.1019 | 1.4458 | 10533.2805 | 0.012841 | 20 | Commercial_2037_SC C_GWh_After Competition Groups_20 | VFD on Pumps | 1.284% | 1.4458 | 135.2591 | Commercial_2037_SC C_GWh_After Competition Groups_VFD on Pumps
Commercial | Com ¦ Education and Capacity Building/Energy Behavior | 2037 | SC C | GWh | After Competition Groups | 124.2999 | 1447420.6457 | 1.4474 | 10533.2805 | 0.011801 | 21 | Commercial_2037_SC C_GWh_After Competition Groups_21 | Education and Capacity Building/Energy Behavior | 1.18% | 1.4474 | 124.2999 | Commercial_2037_SC C_GWh_After Competition Groups_Education and Capacity Building/Energy Behavior
Commercial | Com ¦ Unitary Air-Conditioning Unit | 2037 | SC C | GWh | After Competition Groups | 118.4885 | 12342378.7913 | 12.3424 | 10533.2805 | 0.011249 | 22 | Commercial_2037_SC C_GWh_After Competition Groups_22 | Unitary Air-Conditioning Unit | 1.125% | 12.3424 | 118.4885 | Commercial_2037_SC C_GWh_After Competition Groups_Unitary Air-Conditioning Unit
Commercial | Com ¦ ENERGY STAR LED LAMPS (General Service Lamps) | 2037 | SC C | GWh | After Competition Groups | 118.1407 | 160699.0219 | 0.1607 | 10533.2805 | 0.011216 | 23 | Commercial_2037_SC C_GWh_After Competition Groups_23 | ENERGY STAR LED LAMPS (General Service Lamps) | 1.122% | 0.1607 | 118.1407 | Commercial_2037_SC C_GWh_After Competition Groups_ENERGY STAR LED LAMPS (General Service Lamps)
Commercial | Com ¦ Adaptive Thermostats | 2037 | SC C | GWh | After Competition Groups | 116.9192 | 3136726.3954 | 3.1367 | 10533.2805 | 0.0111 | 24 | Commercial_2037_SC C_GWh_After Competition Groups_24 | Adaptive Thermostats | 1.11% | 3.1367 | 116.9192 | Commercial_2037_SC C_GWh_After Competition Groups_Adaptive Thermostats
Commercial | Com ¦ Air Handler with Dedicated Outdoor Air Systems | 2037 | SC C | GWh | After Competition Groups | 83.6701 | 0 | 0 | 10533.2805 | 0.0079434 | 25 | Commercial_2037_SC C_GWh_After Competition Groups_25 | Air Handler with Dedicated Outdoor Air Systems | 0.7943% | 0 | 83.6701 | Commercial_2037_SC C_GWh_After Competition Groups_Air Handler with Dedicated Outdoor Air Systems
Commercial | Com ¦ Door Gasket Freezer/Refrigerator | 2037 | SC C | GWh | After Competition Groups | 77.3889 | 1280336.1104 | 1.2803 | 10533.2805 | 0.0073471 | 26 | Commercial_2037_SC C_GWh_After Competition Groups_26 | Door Gasket Freezer/Refrigerator | 0.7347% | 1.2803 | 77.3889 | Commercial_2037_SC C_GWh_After Competition Groups_Door Gasket Freezer/Refrigerator
Commercial | Com ¦ Demand Control Kitchen Ventilation | 2037 | SC C | GWh | After Competition Groups | 72.5348 | 269654.549 | 0.26965 | 10533.2805 | 0.0068862 | 27 | Commercial_2037_SC C_GWh_After Competition Groups_27 | Demand Control Kitchen Ventilation | 0.6886% | 0.26965 | 72.5348 | Commercial_2037_SC C_GWh_After Competition Groups_Demand Control Kitchen Ventilation
Commercial | Com ¦ ECM MOTORS FOR EVAPORATOR FANS for refrigeration (WALK-IN) | 2037 | SC C | GWh | After Competition Groups | 67.8369 | 873825.3051 | 0.87383 | 10533.2805 | 0.0064402 | 28 | Commercial_2037_SC C_GWh_After Competition Groups_28 | ECM MOTORS FOR EVAPORATOR FANS for refrigeration (WALK-IN) | 0.644% | 0.87383 | 67.8369 | Commercial_2037_SC C_GWh_After Competition Groups_ECM MOTORS FOR EVAPORATOR FANS for refrigeration (WALK-IN)
Commercial | Com ¦ Condensing Unit Heaters or other Efficient Unit Heating System | 2037 | SC C | GWh | After Competition Groups | 65.4495 | 25878.5878 | 0.025879 | 10533.2805 | 0.0062136 | 29 | Commercial_2037_SC C_GWh_After Competition Groups_29 | Condensing Unit Heaters or other Efficient Unit Heating System | 0.6214% | 0.025879 | 65.4495 | Commercial_2037_SC C_GWh_After Competition Groups_Condensing Unit Heaters or other Efficient Unit Heating System
Commercial | Com ¦ Refrigerated Display Case LED | 2037 | SC C | GWh | After Competition Groups | 62.7456 | 2101495.7654 | 2.1015 | 10533.2805 | 0.0059569 | 30 | Commercial_2037_SC C_GWh_After Competition Groups_30 | Refrigerated Display Case LED | 0.5957% | 2.1015 | 62.7456 | Commercial_2037_SC C_GWh_After Competition Groups_Refrigerated Display Case LED
Commercial | Com ¦ Freezer Case Light Sensor | 2037 | SC C | GWh | After Competition Groups | 55.7434 | 1930607.3546 | 1.9306 | 10533.2805 | 0.0052921 | 31 | Commercial_2037_SC C_GWh_After Competition Groups_31 | Freezer Case Light Sensor | 0.5292% | 1.9306 | 55.7434 | Commercial_2037_SC C_GWh_After Competition Groups_Freezer Case Light Sensor
Commercial | Com ¦ Evaporator Fan Controls | 2037 | SC C | GWh | After Competition Groups | 54.3753 | 137554.8643 | 0.13755 | 10533.2805 | 0.0051622 | 32 | Commercial_2037_SC C_GWh_After Competition Groups_32 | Evaporator Fan Controls | 0.5162% | 0.13755 | 54.3753 | Commercial_2037_SC C_GWh_After Competition Groups_Evaporator Fan Controls
Commercial | Com ¦ Occupancy Sensors | 2037 | SC C | GWh | After Competition Groups | 41.015 | 8494.8846 | 0.0084949 | 10533.2805 | 0.0038938 | 33 | Commercial_2037_SC C_GWh_After Competition Groups_33 | Occupancy Sensors | 0.3894% | 0.0084949 | 41.015 | Commercial_2037_SC C_GWh_After Competition Groups_Occupancy Sensors
Commercial | Com ¦ Chilled Water Optimization | 2037 | SC C | GWh | After Competition Groups | 35.8992 | 1898632.4129 | 1.8986 | 10533.2805 | 0.0034082 | 34 | Commercial_2037_SC C_GWh_After Competition Groups_34 | Chilled Water Optimization | 0.3408% | 1.8986 | 35.8992 | Commercial_2037_SC C_GWh_After Competition Groups_Chilled Water Optimization
Commercial | Com ¦ ENERGY STAR Griddle (74% eff) | 2037 | SC C | GWh | After Competition Groups | 35.4566 | 220304.8618 | 0.2203 | 10533.2805 | 0.0033662 | 35 | Commercial_2037_SC C_GWh_After Competition Groups_35 | ENERGY STAR Griddle (74% eff) | 0.3366% | 0.2203 | 35.4566 | Commercial_2037_SC C_GWh_After Competition Groups_ENERGY STAR Griddle (74% eff)
Commercial | Com ¦ BEVERAGE VENDING MACHINE CONTROLS | 2037 | SC C | GWh | After Competition Groups | 27.9282 | 352510.9697 | 0.35251 | 10533.2805 | 0.0026514 | 36 | Commercial_2037_SC C_GWh_After Competition Groups_36 | BEVERAGE VENDING MACHINE CONTROLS | 0.2651% | 0.35251 | 27.9282 | Commercial_2037_SC C_GWh_After Competition Groups_BEVERAGE VENDING MACHINE CONTROLS
Commercial | Com ¦ Elec Storage WH 2.30 Et | 2037 | SC C | GWh | After Competition Groups | 25.9071 | 521978.5903 | 0.52198 | 10533.2805 | 0.0024595 | 37 | Commercial_2037_SC C_GWh_After Competition Groups_37 | Elec Storage WH 2.30 Et | 0.246% | 0.52198 | 25.9071 | Commercial_2037_SC C_GWh_After Competition Groups_Elec Storage WH 2.30 Et
Commercial | Com ¦ CO Sensors for parking garage exhaust fans | 2037 | SC C | GWh | After Competition Groups | 21.6367 | 754539.0409 | 0.75454 | 10533.2805 | 0.0020541 | 38 | Commercial_2037_SC C_GWh_After Competition Groups_38 | CO Sensors for parking garage exhaust fans | 0.2054% | 0.75454 | 21.6367 | Commercial_2037_SC C_GWh_After Competition Groups_CO Sensors for parking garage exhaust fans
Commercial | Com ¦ Water Source Heat Pump (4 ton) | 2037 | SC C | GWh | After Competition Groups | 21.571 | 1514104.772 | 1.5141 | 10533.2805 | 0.0020479 | 39 | Commercial_2037_SC C_GWh_After Competition Groups_39 | Water Source Heat Pump (4 ton) | 0.2048% | 1.5141 | 21.571 | Commercial_2037_SC C_GWh_After Competition Groups_Water Source Heat Pump (4 ton)
Commercial | Com ¦ Temperature Adjustment in Commercial Freezers | 2037 | SC C | GWh | After Competition Groups | 20.8079 | 0 | 0 | 10533.2805 | 0.0019754 | 40 | Commercial_2037_SC C_GWh_After Competition Groups_40 | Temperature Adjustment in Commercial Freezers | 0.1975% | 0 | 20.8079 | Commercial_2037_SC C_GWh_After Competition Groups_Temperature Adjustment in Commercial Freezers
Commercial | Com ¦ Energy Efficient Laboratory Fume Hood | 2037 | SC C | GWh | After Competition Groups | 18.4492 | 458952.1043 | 0.45895 | 10533.2805 | 0.0017515 | 41 | Commercial_2037_SC C_GWh_After Competition Groups_41 | Energy Efficient Laboratory Fume Hood | 0.1752% | 0.45895 | 18.4492 | Commercial_2037_SC C_GWh_After Competition Groups_Energy Efficient Laboratory Fume Hood
Commercial | Com ¦ Vertical Night Covers | 2037 | SC C | GWh | After Competition Groups | 16.1294 | 133428.8655 | 0.13343 | 10533.2805 | 0.0015313 | 42 | Commercial_2037_SC C_GWh_After Competition Groups_42 | Vertical Night Covers | 0.1531% | 0.13343 | 16.1294 | Commercial_2037_SC C_GWh_After Competition Groups_Vertical Night Covers
Commercial | Com ¦ Outside Air Economizer | 2037 | SC C | GWh | After Competition Groups | 15.1219 | 105957.9441 | 0.10596 | 10533.2805 | 0.0014356 | 43 | Commercial_2037_SC C_GWh_After Competition Groups_43 | Outside Air Economizer | 0.1436% | 0.10596 | 15.1219 | Commercial_2037_SC C_GWh_After Competition Groups_Outside Air Economizer
Commercial | Com ¦ Duct Insulation, R8 | 2037 | SC C | GWh | After Competition Groups | 14.537 | 263579.7223 | 0.26358 | 10533.2805 | 0.0013801 | 44 | Commercial_2037_SC C_GWh_After Competition Groups_44 | Duct Insulation, R8 | 0.138% | 0.26358 | 14.537 | Commercial_2037_SC C_GWh_After Competition Groups_Duct Insulation, R8
Commercial | Com ¦ Condensing Make Up Air Unit | 2037 | SC C | GWh | After Competition Groups | 14.1628 | 4315183.9615 | 4.3152 | 10533.2805 | 0.0013446 | 45 | Commercial_2037_SC C_GWh_After Competition Groups_45 | Condensing Make Up Air Unit | 0.1345% | 4.3152 | 14.1628 | Commercial_2037_SC C_GWh_After Competition Groups_Condensing Make Up Air Unit
Commercial | Com ¦ Water Heating (DHW) Pipe Insulation (Add 3/4\ Foam)" | 2037 | SC C | GWh | After Competition Groups | 13.9371 | 186027.1251 | 0.18603 | 10533.2805 | 0.0013231 | 46 | Commercial_2037_SC C_GWh_After Competition Groups_46 | Water Heating (DHW) Pipe Insulation (Add 3/4\ Foam)" | 0.1323% | 0.18603 | 13.9371 | Commercial_2037_SC C_GWh_After Competition Groups_Water Heating (DHW) Pipe Insulation (Add 3/4\ Foam)"
Commercial | Com ¦ ENERGY STAR Fryer (84% eff) | 2037 | SC C | GWh | After Competition Groups | 13.03 | 152505.0918 | 0.15251 | 10533.2805 | 0.001237 | 47 | Commercial_2037_SC C_GWh_After Competition Groups_47 | ENERGY STAR Fryer (84% eff) | 0.1237% | 0.15251 | 13.03 | Commercial_2037_SC C_GWh_After Competition Groups_ENERGY STAR Fryer (84% eff)
Commercial | Com ¦ Suction Pipe Insulation Freezer/Refrigerator | 2037 | SC C | GWh | After Competition Groups | 8.8262 | 131500.8003 | 0.1315 | 10533.2805 | 0.00083793 | 48 | Commercial_2037_SC C_GWh_After Competition Groups_48 | Suction Pipe Insulation Freezer/Refrigerator | 0.08379% | 0.1315 | 8.8262 | Commercial_2037_SC C_GWh_After Competition Groups_Suction Pipe Insulation Freezer/Refrigerator
Commercial | Com ¦ ENERGY STAR Dishwasher | 2037 | SC C | GWh | After Competition Groups | 7.4396 | 39886.9342 | 0.039887 | 10533.2805 | 0.0007063 | 49 | Commercial_2037_SC C_GWh_After Competition Groups_49 | ENERGY STAR Dishwasher | 0.07063% | 0.039887 | 7.4396 | Commercial_2037_SC C_GWh_After Competition Groups_ENERGY STAR Dishwasher
Commercial | Com ¦ ENERGY STAR Steam Cookers | 2037 | SC C | GWh | After Competition Groups | 6.2142 | 79071.6388 | 0.079072 | 10533.2805 | 0.00058996 | 50 | Commercial_2037_SC C_GWh_After Competition Groups_50 | ENERGY STAR Steam Cookers | 0.059% | 0.079072 | 6.2142 | Commercial_2037_SC C_GWh_After Competition Groups_ENERGY STAR Steam Cookers
Commercial | Com ¦ Ozone Laundry Treatment | 2037 | SC C | GWh | After Competition Groups | 4.7881 | 198160.5309 | 0.19816 | 10533.2805 | 0.00045457 | 51 | Commercial_2037_SC C_GWh_After Competition Groups_51 | Ozone Laundry Treatment | 0.04546% | 0.19816 | 4.7881 | Commercial_2037_SC C_GWh_After Competition Groups_Ozone Laundry Treatment
Commercial | Com ¦ Demand controlled Circulating Systems | 2037 | SC C | GWh | After Competition Groups | 2.9636 | 0 | 0 | 10533.2805 | 0.00028136 | 52 | Commercial_2037_SC C_GWh_After Competition Groups_52 | Demand controlled Circulating Systems | 0.02814% | 0 | 2.9636 | Commercial_2037_SC C_GWh_After Competition Groups_Demand controlled Circulating Systems
Commercial | Com ¦ Thermostat Setback | 2037 | SC C | GWh | After Competition Groups | 2.573 | 0 | 0 | 10533.2805 | 0.00024427 | 53 | Commercial_2037_SC C_GWh_After Competition Groups_53 | Thermostat Setback | 0.02443% | 0 | 2.573 | Commercial_2037_SC C_GWh_After Competition Groups_Thermostat Setback
Commercial | Com ¦ ECM MOTORS FOR HVAC APPLICATION (FAN-POWERED VAV BOX) | 2037 | SC C | GWh | After Competition Groups | 2.2328 | 40446.6541 | 0.040447 | 10533.2805 | 0.00021198 | 54 | Commercial_2037_SC C_GWh_After Competition Groups_54 | ECM MOTORS FOR HVAC APPLICATION (FAN-POWERED VAV BOX) | 0.0212% | 0.040447 | 2.2328 | Commercial_2037_SC C_GWh_After Competition Groups_ECM MOTORS FOR HVAC APPLICATION (FAN-POWERED VAV BOX)
Commercial | Com ¦ Solar Water Preheat (Pools/DHW) | 2037 | SC C | GWh | After Competition Groups | 1.6809 | 4938.2413 | 0.0049382 | 10533.2805 | 0.00015958 | 55 | Commercial_2037_SC C_GWh_After Competition Groups_55 | Solar Water Preheat (Pools/DHW) | 0.01596% | 0.0049382 | 1.6809 | Commercial_2037_SC C_GWh_After Competition Groups_Solar Water Preheat (Pools/DHW)
Commercial | Com ¦ Notched V belts for HVAC Systems | 2037 | SC C | GWh | After Competition Groups | 1.3648 | 35419.7564 | 0.03542 | 10533.2805 | 0.00012957 | 56 | Commercial_2037_SC C_GWh_After Competition Groups_56 | Notched V belts for HVAC Systems | 0.01296% | 0.03542 | 1.3648 | Commercial_2037_SC C_GWh_After Competition Groups_Notched V belts for HVAC Systems
Commercial | Com ¦ CEE Tier 2/Energy Star Clothes Washers | 2037 | SC C | GWh | After Competition Groups | 1.3016 | 16785.0087 | 0.016785 | 10533.2805 | 0.00012357 | 57 | Commercial_2037_SC C_GWh_After Competition Groups_57 | CEE Tier 2/Energy Star Clothes Washers | 0.01236% | 0.016785 | 1.3016 | Commercial_2037_SC C_GWh_After Competition Groups_CEE Tier 2/Energy Star Clothes Washers
Commercial | COM ¦ Ductless Mini-Split Heat Pumps | 2037 | SC C | GWh | After Competition Groups | 0.9678 | 248.3396 | 0.00024834 | 10533.2805 | 9.188e-05 | 58 | Commercial_2037_SC C_GWh_After Competition Groups_58 | Ductless Mini-Split Heat Pumps | 0.009188% | 0.00024834 | 0.9678 | Commercial_2037_SC C_GWh_After Competition Groups_Ductless Mini-Split Heat Pumps
Commercial | Com ¦ Auto Off Time Switch or Time Clock control | 2037 | SC C | GWh | After Competition Groups | 0.94781 | 83.8945 | 8.3894e-05 | 10533.2805 | 8.9983e-05 | 59 | Commercial_2037_SC C_GWh_After Competition Groups_59 | Auto Off Time Switch or Time Clock control | 0.008998% | 8.3894e-05 | 0.94781 | Commercial_2037_SC C_GWh_After Competition Groups_Auto Off Time Switch or Time Clock control
Commercial | Com ¦ PTAC (12 EER/10,000 BTU) | 2037 | SC C | GWh | After Competition Groups | 0.91194 | 33115.5985 | 0.033116 | 10533.2805 | 8.6577e-05 | 60 | Commercial_2037_SC C_GWh_After Competition Groups_60 | PTAC (12 EER/10,000 BTU) | 0.008658% | 0.033116 | 0.91194 | Commercial_2037_SC C_GWh_After Competition Groups_PTAC (12 EER/10,000 BTU)
Commercial | Com ¦ LED RECESSED DOWNLIGHTS | 2037 | SC C | GWh | After Competition Groups | 0.78415 | 67226.7721 | 0.067227 | 10533.2805 | 7.4445e-05 | 61 | Commercial_2037_SC C_GWh_After Competition Groups_61 | LED RECESSED DOWNLIGHTS | 0.007444% | 0.067227 | 0.78415 | Commercial_2037_SC C_GWh_After Competition Groups_LED RECESSED DOWNLIGHTS
Commercial | Com ¦ LLLC - High Impact Application | 2037 | SC C | GWh | After Competition Groups | 0.65423 | 0.20447 | 2.0447e-07 | 10533.2805 | 6.2111e-05 | 62 | Commercial_2037_SC C_GWh_After Competition Groups_62 | LLLC - High Impact Application | 0.006211% | 2.0447e-07 | 0.65423 | Commercial_2037_SC C_GWh_After Competition Groups_LLLC - High Impact Application
Commercial | Com ¦ Efficient compressor motor | 2037 | SC C | GWh | After Competition Groups | 0.62055 | 165951.3691 | 0.16595 | 10533.2805 | 5.8913e-05 | 63 | Commercial_2037_SC C_GWh_After Competition Groups_63 | Efficient compressor motor | 0.005891% | 0.16595 | 0.62055 | Commercial_2037_SC C_GWh_After Competition Groups_Efficient compressor motor
Commercial | Com ¦ Low Flow Pre-Rinse Spray Nozzle | 2037 | SC C | GWh | After Competition Groups | 0.59688 | 1520.424 | 0.0015204 | 10533.2805 | 5.6666e-05 | 64 | Commercial_2037_SC C_GWh_After Competition Groups_64 | Low Flow Pre-Rinse Spray Nozzle | 0.005667% | 0.0015204 | 0.59688 | Commercial_2037_SC C_GWh_After Competition Groups_Low Flow Pre-Rinse Spray Nozzle
Commercial | Com ¦ High Efficiency Small Instantaneous Water Heater | 2037 | SC C | GWh | After Competition Groups | 0.56743 | 42323.1123 | 0.042323 | 10533.2805 | 5.387e-05 | 65 | Commercial_2037_SC C_GWh_After Competition Groups_65 | High Efficiency Small Instantaneous Water Heater | 0.005387% | 0.042323 | 0.56743 | Commercial_2037_SC C_GWh_After Competition Groups_High Efficiency Small Instantaneous Water Heater
Commercial | Com ¦ Commercial Hot Food Holding Cabinets | 2037 | SC C | GWh | After Competition Groups | 0.43006 | 3778.68 | 0.0037787 | 10533.2805 | 4.0828e-05 | 66 | Commercial_2037_SC C_GWh_After Competition Groups_66 | Commercial Hot Food Holding Cabinets | 0.004083% | 0.0037787 | 0.43006 | Commercial_2037_SC C_GWh_After Competition Groups_Commercial Hot Food Holding Cabinets
Commercial | Com ¦ HVAC Optimization | 2037 | SC C | GWh | After Competition Groups | 0.40202 | 201.041 | 0.00020104 | 10533.2805 | 3.8167e-05 | 67 | Commercial_2037_SC C_GWh_After Competition Groups_67 | HVAC Optimization | 0.003817% | 0.00020104 | 0.40202 | Commercial_2037_SC C_GWh_After Competition Groups_HVAC Optimization
Commercial | Com ¦ LLLC - Low Impact Application | 2037 | SC C | GWh | After Competition Groups | 0.39841 | 0.85993 | 8.5993e-07 | 10533.2805 | 3.7824e-05 | 68 | Commercial_2037_SC C_GWh_After Competition Groups_68 | LLLC - Low Impact Application | 0.003782% | 8.5993e-07 | 0.39841 | Commercial_2037_SC C_GWh_After Competition Groups_LLLC - Low Impact Application
Commercial | Com ¦ Air Curtains | 2037 | SC C | GWh | After Competition Groups | 0.24093 | 6601.6204 | 0.0066016 | 10533.2805 | 2.2873e-05 | 69 | Commercial_2037_SC C_GWh_After Competition Groups_69 | Air Curtains | 0.002287% | 0.0066016 | 0.24093 | Commercial_2037_SC C_GWh_After Competition Groups_Air Curtains
Commercial | Com ¦ Energy Recovery Ventilation and Ventilation (Enhanced) | 2037 | SC C | GWh | After Competition Groups | 0.21251 | 0 | 0 | 10533.2805 | 2.0176e-05 | 70 | Commercial_2037_SC C_GWh_After Competition Groups_70 | Energy Recovery Ventilation and Ventilation (Enhanced) | 0.002018% | 0 | 0.21251 | Commercial_2037_SC C_GWh_After Competition Groups_Energy Recovery Ventilation and Ventilation (Enhanced)
Commercial | Com ¦ Wall Insulation | 2037 | SC C | GWh | After Competition Groups | 0.1422 | 4283.2367 | 0.0042832 | 10533.2805 | 1.35e-05 | 71 | Commercial_2037_SC C_GWh_After Competition Groups_71 | Wall Insulation | 0.00135% | 0.0042832 | 0.1422 | Commercial_2037_SC C_GWh_After Competition Groups_Wall Insulation
Commercial | Com ¦ Room AC (w/ louvered sides) 14 SEER from 12 SEER code | 2037 | SC C | GWh | After Competition Groups | 0.074557 | 6015.9853 | 0.006016 | 10533.2805 | 7.0783e-06 | 72 | Commercial_2037_SC C_GWh_After Competition Groups_72 | Room AC (w/ louvered sides) 14 SEER from 12 SEER code | 0.0007078% | 0.006016 | 0.074557 | Commercial_2037_SC C_GWh_After Competition Groups_Room AC (w/ louvered sides) 14 SEER from 12 SEER code
Commercial | Com ¦ High Efficiency Chiller (avg of water and air cooled) | 2037 | SC C | GWh | After Competition Groups | 0.064341 | 9854.5417 | 0.0098545 | 10533.2805 | 6.1084e-06 | 73 | Commercial_2037_SC C_GWh_After Competition Groups_73 | High Efficiency Chiller (avg of water and air cooled) | 0.0006108% | 0.0098545 | 0.064341 | Commercial_2037_SC C_GWh_After Competition Groups_High Efficiency Chiller (avg of water and air cooled)
Commercial | Com ¦ EC Plug Fan for Data Center (under cabinet) | 2037 | SC C | GWh | After Competition Groups | 0.047317 | 2229.5035 | 0.0022295 | 10533.2805 | 4.4922e-06 | 74 | Commercial_2037_SC C_GWh_After Competition Groups_74 | EC Plug Fan for Data Center (under cabinet) | 0.0004492% | 0.0022295 | 0.047317 | Commercial_2037_SC C_GWh_After Competition Groups_EC Plug Fan for Data Center (under cabinet)
Commercial | Com ¦ VSD Air Compressor | 2037 | SC C | GWh | After Competition Groups | 0.0419 | 564.508 | 0.00056451 | 10533.2805 | 3.9779e-06 | 75 | Commercial_2037_SC C_GWh_After Competition Groups_75 | VSD Air Compressor | 0.0003978% | 0.00056451 | 0.0419 | Commercial_2037_SC C_GWh_After Competition Groups_VSD Air Compressor
Commercial | Com ¦ Electric Convection Combination Ovens | 2037 | SC C | GWh | After Competition Groups | 0.0037812 | 3.212 | 3.212e-06 | 10533.2805 | 3.5898e-07 | 76 | Commercial_2037_SC C_GWh_After Competition Groups_76 | Electric Convection Combination Ovens | 3.59e-05% | 3.212e-06 | 0.0037812 | Commercial_2037_SC C_GWh_After Competition Groups_Electric Convection Combination Ovens
Commercial | Com ¦ Networked/Connected - High Impact Application | 2037 | SC C | GWh | After Competition Groups | 0.0021945 | 0.00094742 | 9.4742e-10 | 10533.2805 | 2.0834e-07 | 77 | Commercial_2037_SC C_GWh_After Competition Groups_77 | Networked/Connected - High Impact Application | 2.083e-05% | 9.4742e-10 | 0.0021945 | Commercial_2037_SC C_GWh_After Competition Groups_Networked/Connected - High Impact Application
Commercial | Com ¦ Networked/Connected - Low Impact Application | 2037 | SC C | GWh | After Competition Groups | 0.00010724 | 5.1417e-05 | 5.1417e-11 | 10533.2805 | 1.0181e-08 | 78 | Commercial_2037_SC C_GWh_After Competition Groups_78 | Networked/Connected - Low Impact Application | 1.018e-06% | 5.1417e-11 | 0.00010724 | Commercial_2037_SC C_GWh_After Competition Groups_Networked/Connected - Low Impact Application
Commercial | Com ¦ Indoor Daylight Sensors/Photocell Dimming Control | 2037 | SC C | GWh | After Competition Groups | 0 | 0 | 0 | 10533.2805 | 0 | 79 | Commercial_2037_SC C_GWh_After Competition Groups_79 | Indoor Daylight Sensors/Photocell Dimming Control | 0% | 0 | 0 | Commercial_2037_SC C_GWh_After Competition Groups_Indoor Daylight Sensors/Photocell Dimming Control
Commercial | Com ¦ Variable Refrigerant Flow Heat Pump | 2037 | SC C | GWh | After Competition Groups | 0 | 0 | 0 | 10533.2805 | 0 | 80 | Commercial_2037_SC C_GWh_After Competition Groups_80 | Variable Refrigerant Flow Heat Pump | 0% | 0 | 0 | Commercial_2037_SC C_GWh_After Competition Groups_Variable Refrigerant Flow Heat Pump
Commercial | Com ¦ LED Low/High Bay | 2037 | SC D | GWh | After Competition Groups | 1045.1567 | 0 | 0 | 9905.3499 | 0.10551 | 1 | Commercial_2037_SC D_GWh_After Competition Groups_1 | LED Low/High Bay | 10.55% | 0 | 1045.1567 | Commercial_2037_SC D_GWh_After Competition Groups_LED Low/High Bay
Commercial | Com ¦ ENERGY STAR LED LAMPS (REFLECTOR LAMPs/MR16/PAR 16) | 2037 | SC D | GWh | After Competition Groups | 991.8661 | 0 | 0 | 9905.3499 | 0.10013 | 2 | Commercial_2037_SC D_GWh_After Competition Groups_2 | ENERGY STAR LED LAMPS (REFLECTOR LAMPs/MR16/PAR 16) | 10.01% | 0 | 991.8661 | Commercial_2037_SC D_GWh_After Competition Groups_ENERGY STAR LED LAMPS (REFLECTOR LAMPs/MR16/PAR 16)
Commercial | Com ¦ LED Troffer/Surface/Suspended | 2037 | SC D | GWh | After Competition Groups | 946.107 | 0 | 0 | 9905.3499 | 0.095515 | 3 | Commercial_2037_SC D_GWh_After Competition Groups_3 | LED Troffer/Surface/Suspended | 9.551% | 0 | 946.107 | Commercial_2037_SC D_GWh_After Competition Groups_LED Troffer/Surface/Suspended
Commercial | Com ¦ Building Recommissioning, Operations and Maintenance (O&M) Improvements | 2037 | SC D | GWh | After Competition Groups | 779.9363 | 0 | 0 | 9905.3499 | 0.078739 | 4 | Commercial_2037_SC D_GWh_After Competition Groups_4 | Building Recommissioning, Operations and Maintenance (O&M) Improvements | 7.874% | 0 | 779.9363 | Commercial_2037_SC D_GWh_After Competition Groups_Building Recommissioning, Operations and Maintenance (O&M) Improvements
Commercial | Com ¦ LED Replacement Lamp (Tube) | 2037 | SC D | GWh | After Competition Groups | 674.3358 | 0 | 0 | 9905.3499 | 0.068078 | 5 | Commercial_2037_SC D_GWh_After Competition Groups_5 | LED Replacement Lamp (Tube) | 6.808% | 0 | 674.3358 | Commercial_2037_SC D_GWh_After Competition Groups_LED Replacement Lamp (Tube)
Commercial | Com ¦ LED EXTERIOR AREA LIGHTS - LED fixture (200W) | 2037 | SC D | GWh | After Competition Groups | 651.9754 | 0 | 0 | 9905.3499 | 0.065821 | 6 | Commercial_2037_SC D_GWh_After Competition Groups_6 | LED EXTERIOR AREA LIGHTS - LED fixture (200W) | 6.582% | 0 | 651.9754 | Commercial_2037_SC D_GWh_After Competition Groups_LED EXTERIOR AREA LIGHTS - LED fixture (200W)
Commercial | Com ¦ LED parking lot fixture | 2037 | SC D | GWh | After Competition Groups | 624.951 | 0 | 0 | 9905.3499 | 0.063092 | 7 | Commercial_2037_SC D_GWh_After Competition Groups_7 | LED parking lot fixture | 6.309% | 0 | 624.951 | Commercial_2037_SC D_GWh_After Competition Groups_LED parking lot fixture
Commercial | Com ¦ Furnace Tune-Up | 2037 | SC D | GWh | After Competition Groups | 435.0906 | 0 | 0 | 9905.3499 | 0.043925 | 8 | Commercial_2037_SC D_GWh_After Competition Groups_8 | Furnace Tune-Up | 4.392% | 0 | 435.0906 | Commercial_2037_SC D_GWh_After Competition Groups_Furnace Tune-Up
Commercial | Com ¦ LED street light fixture | 2037 | SC D | GWh | After Competition Groups | 321.2306 | 0 | 0 | 9905.3499 | 0.03243 | 9 | Commercial_2037_SC D_GWh_After Competition Groups_9 | LED street light fixture | 3.243% | 0 | 321.2306 | Commercial_2037_SC D_GWh_After Competition Groups_LED street light fixture
Commercial | Com ¦ High Efficiency Air Source Heat Pump | 2037 | SC D | GWh | After Competition Groups | 320.6593 | 0 | 0 | 9905.3499 | 0.032372 | 10 | Commercial_2037_SC D_GWh_After Competition Groups_10 | High Efficiency Air Source Heat Pump | 3.237% | 0 | 320.6593 | Commercial_2037_SC D_GWh_After Competition Groups_High Efficiency Air Source Heat Pump
Commercial | Com ¦ Reach-in Shaded Pole to ECM/PSC Evaporator Fan Motor | 2037 | SC D | GWh | After Competition Groups | 283.3898 | 0 | 0 | 9905.3499 | 0.02861 | 11 | Commercial_2037_SC D_GWh_After Competition Groups_11 | Reach-in Shaded Pole to ECM/PSC Evaporator Fan Motor | 2.861% | 0 | 283.3898 | Commercial_2037_SC D_GWh_After Competition Groups_Reach-in Shaded Pole to ECM/PSC Evaporator Fan Motor
Commercial | Com ¦ Data Center Storage/Server Virtualization | 2037 | SC D | GWh | After Competition Groups | 233.5261 | 0 | 0 | 9905.3499 | 0.023576 | 12 | Commercial_2037_SC D_GWh_After Competition Groups_12 | Data Center Storage/Server Virtualization | 2.358% | 0 | 233.5261 | Commercial_2037_SC D_GWh_After Competition Groups_Data Center Storage/Server Virtualization
Commercial | Com ¦ Refrigerated Display Case Doors | 2037 | SC D | GWh | After Competition Groups | 210.9537 | 0 | 0 | 9905.3499 | 0.021297 | 13 | Commercial_2037_SC D_GWh_After Competition Groups_13 | Refrigerated Display Case Doors | 2.13% | 0 | 210.9537 | Commercial_2037_SC D_GWh_After Competition Groups_Refrigerated Display Case Doors
Commercial | Com ¦ Strip Curtains | 2037 | SC D | GWh | After Competition Groups | 209.3452 | 0 | 0 | 9905.3499 | 0.021135 | 14 | Commercial_2037_SC D_GWh_After Competition Groups_14 | Strip Curtains | 2.113% | 0 | 209.3452 | Commercial_2037_SC D_GWh_After Competition Groups_Strip Curtains
Commercial | Com ¦ Advanced BAS/Controllers | 2037 | SC D | GWh | After Competition Groups | 183.5798 | 0 | 0 | 9905.3499 | 0.018533 | 15 | Commercial_2037_SC D_GWh_After Competition Groups_15 | Advanced BAS/Controllers | 1.853% | 0 | 183.5798 | Commercial_2037_SC D_GWh_After Competition Groups_Advanced BAS/Controllers
Commercial | Com ¦ Centrally controlled desktop PC/NETWORK PC POWER MANAGEMENT SOFTWARE | 2037 | SC D | GWh | After Competition Groups | 159.6063 | 0 | 0 | 9905.3499 | 0.016113 | 16 | Commercial_2037_SC D_GWh_After Competition Groups_16 | Centrally controlled desktop PC/NETWORK PC POWER MANAGEMENT SOFTWARE | 1.611% | 0 | 159.6063 | Commercial_2037_SC D_GWh_After Competition Groups_Centrally controlled desktop PC/NETWORK PC POWER MANAGEMENT SOFTWARE
Commercial | Com ¦ Demand Control Ventilation | 2037 | SC D | GWh | After Competition Groups | 158.5902 | 0 | 0 | 9905.3499 | 0.016011 | 17 | Commercial_2037_SC D_GWh_After Competition Groups_17 | Demand Control Ventilation | 1.601% | 0 | 158.5902 | Commercial_2037_SC D_GWh_After Competition Groups_Demand Control Ventilation
Commercial | Com ¦ Variable Frequency Drive (VFD) | 2037 | SC D | GWh | After Competition Groups | 141.4001 | 0 | 0 | 9905.3499 | 0.014275 | 18 | Commercial_2037_SC D_GWh_After Competition Groups_18 | Variable Frequency Drive (VFD) | 1.428% | 0 | 141.4001 | Commercial_2037_SC D_GWh_After Competition Groups_Variable Frequency Drive (VFD)
Commercial | Com ¦ VFD on Pumps | 2037 | SC D | GWh | After Competition Groups | 131.3832 | 0 | 0 | 9905.3499 | 0.013264 | 19 | Commercial_2037_SC D_GWh_After Competition Groups_19 | VFD on Pumps | 1.326% | 0 | 131.3832 | Commercial_2037_SC D_GWh_After Competition Groups_VFD on Pumps
Commercial | Com ¦ Education and Capacity Building/Energy Behavior | 2037 | SC D | GWh | After Competition Groups | 124.2999 | 0 | 0 | 9905.3499 | 0.012549 | 20 | Commercial_2037_SC D_GWh_After Competition Groups_20 | Education and Capacity Building/Energy Behavior | 1.255% | 0 | 124.2999 | Commercial_2037_SC D_GWh_After Competition Groups_Education and Capacity Building/Energy Behavior
Commercial | Com ¦ ENERGY STAR LED LAMPS (General Service Lamps) | 2037 | SC D | GWh | After Competition Groups | 118.1339 | 0 | 0 | 9905.3499 | 0.011926 | 21 | Commercial_2037_SC D_GWh_After Competition Groups_21 | ENERGY STAR LED LAMPS (General Service Lamps) | 1.193% | 0 | 118.1339 | Commercial_2037_SC D_GWh_After Competition Groups_ENERGY STAR LED LAMPS (General Service Lamps)
Commercial | Com ¦ LED or Equivalent Sign Lighting | 2037 | SC D | GWh | After Competition Groups | 118.0698 | 0 | 0 | 9905.3499 | 0.01192 | 22 | Commercial_2037_SC D_GWh_After Competition Groups_22 | LED or Equivalent Sign Lighting | 1.192% | 0 | 118.0698 | Commercial_2037_SC D_GWh_After Competition Groups_LED or Equivalent Sign Lighting
Commercial | Com ¦ Adaptive Thermostats | 2037 | SC D | GWh | After Competition Groups | 112.5606 | 0 | 0 | 9905.3499 | 0.011364 | 23 | Commercial_2037_SC D_GWh_After Competition Groups_23 | Adaptive Thermostats | 1.136% | 0 | 112.5606 | Commercial_2037_SC D_GWh_After Competition Groups_Adaptive Thermostats
Commercial | Com ¦ Unitary Air-Conditioning Unit | 2037 | SC D | GWh | After Competition Groups | 100.8485 | 0 | 0 | 9905.3499 | 0.010181 | 24 | Commercial_2037_SC D_GWh_After Competition Groups_24 | Unitary Air-Conditioning Unit | 1.018% | 0 | 100.8485 | Commercial_2037_SC D_GWh_After Competition Groups_Unitary Air-Conditioning Unit
Commercial | Com ¦ Door Gasket Freezer/Refrigerator | 2037 | SC D | GWh | After Competition Groups | 70.1948 | 0 | 0 | 9905.3499 | 0.0070866 | 25 | Commercial_2037_SC D_GWh_After Competition Groups_25 | Door Gasket Freezer/Refrigerator | 0.7087% | 0 | 70.1948 | Commercial_2037_SC D_GWh_After Competition Groups_Door Gasket Freezer/Refrigerator
Commercial | Com ¦ Demand Control Kitchen Ventilation | 2037 | SC D | GWh | After Competition Groups | 68.4636 | 0 | 0 | 9905.3499 | 0.0069118 | 26 | Commercial_2037_SC D_GWh_After Competition Groups_26 | Demand Control Kitchen Ventilation | 0.6912% | 0 | 68.4636 | Commercial_2037_SC D_GWh_After Competition Groups_Demand Control Kitchen Ventilation
Commercial | Com ¦ ECM MOTORS FOR EVAPORATOR FANS for refrigeration (WALK-IN) | 2037 | SC D | GWh | After Competition Groups | 67.2315 | 0 | 0 | 9905.3499 | 0.0067874 | 27 | Commercial_2037_SC D_GWh_After Competition Groups_27 | ECM MOTORS FOR EVAPORATOR FANS for refrigeration (WALK-IN) | 0.6787% | 0 | 67.2315 | Commercial_2037_SC D_GWh_After Competition Groups_ECM MOTORS FOR EVAPORATOR FANS for refrigeration (WALK-IN)
Commercial | Com ¦ Condensing Unit Heaters or other Efficient Unit Heating System | 2037 | SC D | GWh | After Competition Groups | 65.2393 | 0 | 0 | 9905.3499 | 0.0065863 | 28 | Commercial_2037_SC D_GWh_After Competition Groups_28 | Condensing Unit Heaters or other Efficient Unit Heating System | 0.6586% | 0 | 65.2393 | Commercial_2037_SC D_GWh_After Competition Groups_Condensing Unit Heaters or other Efficient Unit Heating System
Commercial | Com ¦ Air Handler with Dedicated Outdoor Air Systems | 2037 | SC D | GWh | After Competition Groups | 62.638 | 0 | 0 | 9905.3499 | 0.0063237 | 29 | Commercial_2037_SC D_GWh_After Competition Groups_29 | Air Handler with Dedicated Outdoor Air Systems | 0.6324% | 0 | 62.638 | Commercial_2037_SC D_GWh_After Competition Groups_Air Handler with Dedicated Outdoor Air Systems
Commercial | Com ¦ Evaporator Fan Controls | 2037 | SC D | GWh | After Competition Groups | 54.3753 | 0 | 0 | 9905.3499 | 0.0054895 | 30 | Commercial_2037_SC D_GWh_After Competition Groups_30 | Evaporator Fan Controls | 0.5489% | 0 | 54.3753 | Commercial_2037_SC D_GWh_After Competition Groups_Evaporator Fan Controls
Commercial | Com ¦ Refrigerated Display Case LED | 2037 | SC D | GWh | After Competition Groups | 50.1462 | 0 | 0 | 9905.3499 | 0.0050625 | 31 | Commercial_2037_SC D_GWh_After Competition Groups_31 | Refrigerated Display Case LED | 0.5063% | 0 | 50.1462 | Commercial_2037_SC D_GWh_After Competition Groups_Refrigerated Display Case LED
Commercial | Com ¦ Occupancy Sensors | 2037 | SC D | GWh | After Competition Groups | 41.015 | 0 | 0 | 9905.3499 | 0.0041407 | 32 | Commercial_2037_SC D_GWh_After Competition Groups_32 | Occupancy Sensors | 0.4141% | 0 | 41.015 | Commercial_2037_SC D_GWh_After Competition Groups_Occupancy Sensors
Commercial | Com ¦ Freezer Case Light Sensor | 2037 | SC D | GWh | After Competition Groups | 39.081 | 0 | 0 | 9905.3499 | 0.0039454 | 33 | Commercial_2037_SC D_GWh_After Competition Groups_33 | Freezer Case Light Sensor | 0.3945% | 0 | 39.081 | Commercial_2037_SC D_GWh_After Competition Groups_Freezer Case Light Sensor
Commercial | Com ¦ Chilled Water Optimization | 2037 | SC D | GWh | After Competition Groups | 35.8992 | 0 | 0 | 9905.3499 | 0.0036242 | 34 | Commercial_2037_SC D_GWh_After Competition Groups_34 | Chilled Water Optimization | 0.3624% | 0 | 35.8992 | Commercial_2037_SC D_GWh_After Competition Groups_Chilled Water Optimization
Commercial | Com ¦ ENERGY STAR Griddle (74% eff) | 2037 | SC D | GWh | After Competition Groups | 35.4566 | 0 | 0 | 9905.3499 | 0.0035795 | 35 | Commercial_2037_SC D_GWh_After Competition Groups_35 | ENERGY STAR Griddle (74% eff) | 0.358% | 0 | 35.4566 | Commercial_2037_SC D_GWh_After Competition Groups_ENERGY STAR Griddle (74% eff)
Commercial | Com ¦ BEVERAGE VENDING MACHINE CONTROLS | 2037 | SC D | GWh | After Competition Groups | 26.9223 | 0 | 0 | 9905.3499 | 0.002718 | 36 | Commercial_2037_SC D_GWh_After Competition Groups_36 | BEVERAGE VENDING MACHINE CONTROLS | 0.2718% | 0 | 26.9223 | Commercial_2037_SC D_GWh_After Competition Groups_BEVERAGE VENDING MACHINE CONTROLS
Commercial | Com ¦ Elec Storage WH 2.30 Et | 2037 | SC D | GWh | After Competition Groups | 23.6901 | 0 | 0 | 9905.3499 | 0.0023917 | 37 | Commercial_2037_SC D_GWh_After Competition Groups_37 | Elec Storage WH 2.30 Et | 0.2392% | 0 | 23.6901 | Commercial_2037_SC D_GWh_After Competition Groups_Elec Storage WH 2.30 Et
Commercial | Com ¦ Temperature Adjustment in Commercial Freezers | 2037 | SC D | GWh | After Competition Groups | 20.8079 | 0 | 0 | 9905.3499 | 0.0021007 | 38 | Commercial_2037_SC D_GWh_After Competition Groups_38 | Temperature Adjustment in Commercial Freezers | 0.2101% | 0 | 20.8079 | Commercial_2037_SC D_GWh_After Competition Groups_Temperature Adjustment in Commercial Freezers
Commercial | Com ¦ Water Source Heat Pump (4 ton) | 2037 | SC D | GWh | After Competition Groups | 17.6145 | 0 | 0 | 9905.3499 | 0.0017783 | 39 | Commercial_2037_SC D_GWh_After Competition Groups_39 | Water Source Heat Pump (4 ton) | 0.1778% | 0 | 17.6145 | Commercial_2037_SC D_GWh_After Competition Groups_Water Source Heat Pump (4 ton)
Commercial | Com ¦ CO Sensors for parking garage exhaust fans | 2037 | SC D | GWh | After Competition Groups | 17.3025 | 0 | 0 | 9905.3499 | 0.0017468 | 40 | Commercial_2037_SC D_GWh_After Competition Groups_40 | CO Sensors for parking garage exhaust fans | 0.1747% | 0 | 17.3025 | Commercial_2037_SC D_GWh_After Competition Groups_CO Sensors for parking garage exhaust fans
Commercial | Com ¦ Vertical Night Covers | 2037 | SC D | GWh | After Competition Groups | 15.5179 | 0 | 0 | 9905.3499 | 0.0015666 | 41 | Commercial_2037_SC D_GWh_After Competition Groups_41 | Vertical Night Covers | 0.1567% | 0 | 15.5179 | Commercial_2037_SC D_GWh_After Competition Groups_Vertical Night Covers
Commercial | Com ¦ Energy Efficient Laboratory Fume Hood | 2037 | SC D | GWh | After Competition Groups | 15.4754 | 0 | 0 | 9905.3499 | 0.0015623 | 42 | Commercial_2037_SC D_GWh_After Competition Groups_42 | Energy Efficient Laboratory Fume Hood | 0.1562% | 0 | 15.4754 | Commercial_2037_SC D_GWh_After Competition Groups_Energy Efficient Laboratory Fume Hood
Commercial | Com ¦ Outside Air Economizer | 2037 | SC D | GWh | After Competition Groups | 15.1219 | 0 | 0 | 9905.3499 | 0.0015266 | 43 | Commercial_2037_SC D_GWh_After Competition Groups_43 | Outside Air Economizer | 0.1527% | 0 | 15.1219 | Commercial_2037_SC D_GWh_After Competition Groups_Outside Air Economizer
Commercial | Com ¦ Duct Insulation, R8 | 2037 | SC D | GWh | After Competition Groups | 14.468 | 0 | 0 | 9905.3499 | 0.0014606 | 44 | Commercial_2037_SC D_GWh_After Competition Groups_44 | Duct Insulation, R8 | 0.1461% | 0 | 14.468 | Commercial_2037_SC D_GWh_After Competition Groups_Duct Insulation, R8
Commercial | Com ¦ Water Heating (DHW) Pipe Insulation (Add 3/4\ Foam)" | 2037 | SC D | GWh | After Competition Groups | 13.3458 | 0 | 0 | 9905.3499 | 0.0013473 | 45 | Commercial_2037_SC D_GWh_After Competition Groups_45 | Water Heating (DHW) Pipe Insulation (Add 3/4\ Foam)" | 0.1347% | 0 | 13.3458 | Commercial_2037_SC D_GWh_After Competition Groups_Water Heating (DHW) Pipe Insulation (Add 3/4\ Foam)"
Commercial | Com ¦ ENERGY STAR Fryer (84% eff) | 2037 | SC D | GWh | After Competition Groups | 12.9162 | 0 | 0 | 9905.3499 | 0.001304 | 46 | Commercial_2037_SC D_GWh_After Competition Groups_46 | ENERGY STAR Fryer (84% eff) | 0.1304% | 0 | 12.9162 | Commercial_2037_SC D_GWh_After Competition Groups_ENERGY STAR Fryer (84% eff)
Commercial | Com ¦ Suction Pipe Insulation Freezer/Refrigerator | 2037 | SC D | GWh | After Competition Groups | 8.2478 | 0 | 0 | 9905.3499 | 0.00083266 | 47 | Commercial_2037_SC D_GWh_After Competition Groups_47 | Suction Pipe Insulation Freezer/Refrigerator | 0.08327% | 0 | 8.2478 | Commercial_2037_SC D_GWh_After Competition Groups_Suction Pipe Insulation Freezer/Refrigerator
Commercial | Com ¦ ENERGY STAR Dishwasher | 2037 | SC D | GWh | After Competition Groups | 6.5722 | 0 | 0 | 9905.3499 | 0.0006635 | 48 | Commercial_2037_SC D_GWh_After Competition Groups_48 | ENERGY STAR Dishwasher | 0.06635% | 0 | 6.5722 | Commercial_2037_SC D_GWh_After Competition Groups_ENERGY STAR Dishwasher
Commercial | Com ¦ ENERGY STAR Steam Cookers | 2037 | SC D | GWh | After Competition Groups | 6.1738 | 0 | 0 | 9905.3499 | 0.00062328 | 49 | Commercial_2037_SC D_GWh_After Competition Groups_49 | ENERGY STAR Steam Cookers | 0.06233% | 0 | 6.1738 | Commercial_2037_SC D_GWh_After Competition Groups_ENERGY STAR Steam Cookers
Commercial | Com ¦ Condensing Make Up Air Unit | 2037 | SC D | GWh | After Competition Groups | 5.2616 | 0 | 0 | 9905.3499 | 0.00053118 | 50 | Commercial_2037_SC D_GWh_After Competition Groups_50 | Condensing Make Up Air Unit | 0.05312% | 0 | 5.2616 | Commercial_2037_SC D_GWh_After Competition Groups_Condensing Make Up Air Unit
Commercial | Com ¦ Ozone Laundry Treatment | 2037 | SC D | GWh | After Competition Groups | 3.401 | 0 | 0 | 9905.3499 | 0.00034335 | 51 | Commercial_2037_SC D_GWh_After Competition Groups_51 | Ozone Laundry Treatment | 0.03433% | 0 | 3.401 | Commercial_2037_SC D_GWh_After Competition Groups_Ozone Laundry Treatment
Commercial | Com ¦ Thermostat Setback | 2037 | SC D | GWh | After Competition Groups | 2.573 | 0 | 0 | 9905.3499 | 0.00025976 | 52 | Commercial_2037_SC D_GWh_After Competition Groups_52 | Thermostat Setback | 0.02598% | 0 | 2.573 | Commercial_2037_SC D_GWh_After Competition Groups_Thermostat Setback
Commercial | Com ¦ ECM MOTORS FOR HVAC APPLICATION (FAN-POWERED VAV BOX) | 2037 | SC D | GWh | After Competition Groups | 2.1117 | 0 | 0 | 9905.3499 | 0.00021319 | 53 | Commercial_2037_SC D_GWh_After Competition Groups_53 | ECM MOTORS FOR HVAC APPLICATION (FAN-POWERED VAV BOX) | 0.02132% | 0 | 2.1117 | Commercial_2037_SC D_GWh_After Competition Groups_ECM MOTORS FOR HVAC APPLICATION (FAN-POWERED VAV BOX)
Commercial | Com ¦ Solar Water Preheat (Pools/DHW) | 2037 | SC D | GWh | After Competition Groups | 1.6809 | 0 | 0 | 9905.3499 | 0.0001697 | 54 | Commercial_2037_SC D_GWh_After Competition Groups_54 | Solar Water Preheat (Pools/DHW) | 0.01697% | 0 | 1.6809 | Commercial_2037_SC D_GWh_After Competition Groups_Solar Water Preheat (Pools/DHW)
Commercial | Com ¦ CEE Tier 2/Energy Star Clothes Washers | 2037 | SC D | GWh | After Competition Groups | 1.2362 | 0 | 0 | 9905.3499 | 0.0001248 | 55 | Commercial_2037_SC D_GWh_After Competition Groups_55 | CEE Tier 2/Energy Star Clothes Washers | 0.01248% | 0 | 1.2362 | Commercial_2037_SC D_GWh_After Competition Groups_CEE Tier 2/Energy Star Clothes Washers
Commercial | Com ¦ Notched V belts for HVAC Systems | 2037 | SC D | GWh | After Competition Groups | 1.2114 | 0 | 0 | 9905.3499 | 0.0001223 | 56 | Commercial_2037_SC D_GWh_After Competition Groups_56 | Notched V belts for HVAC Systems | 0.01223% | 0 | 1.2114 | Commercial_2037_SC D_GWh_After Competition Groups_Notched V belts for HVAC Systems
Commercial | COM ¦ Ductless Mini-Split Heat Pumps | 2037 | SC D | GWh | After Competition Groups | 0.9678 | 0 | 0 | 9905.3499 | 9.7705e-05 | 57 | Commercial_2037_SC D_GWh_After Competition Groups_57 | Ductless Mini-Split Heat Pumps | 0.00977% | 0 | 0.9678 | Commercial_2037_SC D_GWh_After Competition Groups_Ductless Mini-Split Heat Pumps
Commercial | Com ¦ Auto Off Time Switch or Time Clock control | 2037 | SC D | GWh | After Competition Groups | 0.94781 | 0 | 0 | 9905.3499 | 9.5687e-05 | 58 | Commercial_2037_SC D_GWh_After Competition Groups_58 | Auto Off Time Switch or Time Clock control | 0.009569% | 0 | 0.94781 | Commercial_2037_SC D_GWh_After Competition Groups_Auto Off Time Switch or Time Clock control
Commercial | Com ¦ Demand controlled Circulating Systems | 2037 | SC D | GWh | After Competition Groups | 0.88742 | 0 | 0 | 9905.3499 | 8.959e-05 | 59 | Commercial_2037_SC D_GWh_After Competition Groups_59 | Demand controlled Circulating Systems | 0.008959% | 0 | 0.88742 | Commercial_2037_SC D_GWh_After Competition Groups_Demand controlled Circulating Systems
Commercial | Com ¦ PTAC (12 EER/10,000 BTU) | 2037 | SC D | GWh | After Competition Groups | 0.87564 | 0 | 0 | 9905.3499 | 8.8401e-05 | 60 | Commercial_2037_SC D_GWh_After Competition Groups_60 | PTAC (12 EER/10,000 BTU) | 0.00884% | 0 | 0.87564 | Commercial_2037_SC D_GWh_After Competition Groups_PTAC (12 EER/10,000 BTU)
Commercial | Com ¦ LED RECESSED DOWNLIGHTS | 2037 | SC D | GWh | After Competition Groups | 0.63612 | 0 | 0 | 9905.3499 | 6.422e-05 | 61 | Commercial_2037_SC D_GWh_After Competition Groups_61 | LED RECESSED DOWNLIGHTS | 0.006422% | 0 | 0.63612 | Commercial_2037_SC D_GWh_After Competition Groups_LED RECESSED DOWNLIGHTS
Commercial | Com ¦ Low Flow Pre-Rinse Spray Nozzle | 2037 | SC D | GWh | After Competition Groups | 0.59475 | 0 | 0 | 9905.3499 | 6.0044e-05 | 62 | Commercial_2037_SC D_GWh_After Competition Groups_62 | Low Flow Pre-Rinse Spray Nozzle | 0.006004% | 0 | 0.59475 | Commercial_2037_SC D_GWh_After Competition Groups_Low Flow Pre-Rinse Spray Nozzle
Commercial | Com ¦ High Efficiency Small Instantaneous Water Heater | 2037 | SC D | GWh | After Competition Groups | 0.47028 | 0 | 0 | 9905.3499 | 4.7478e-05 | 63 | Commercial_2037_SC D_GWh_After Competition Groups_63 | High Efficiency Small Instantaneous Water Heater | 0.004748% | 0 | 0.47028 | Commercial_2037_SC D_GWh_After Competition Groups_High Efficiency Small Instantaneous Water Heater
Commercial | Com ¦ Commercial Hot Food Holding Cabinets | 2037 | SC D | GWh | After Competition Groups | 0.43006 | 0 | 0 | 9905.3499 | 4.3416e-05 | 64 | Commercial_2037_SC D_GWh_After Competition Groups_64 | Commercial Hot Food Holding Cabinets | 0.004342% | 0 | 0.43006 | Commercial_2037_SC D_GWh_After Competition Groups_Commercial Hot Food Holding Cabinets
Commercial | Com ¦ HVAC Optimization | 2037 | SC D | GWh | After Competition Groups | 0.40202 | 0 | 0 | 9905.3499 | 4.0586e-05 | 65 | Commercial_2037_SC D_GWh_After Competition Groups_65 | HVAC Optimization | 0.004059% | 0 | 0.40202 | Commercial_2037_SC D_GWh_After Competition Groups_HVAC Optimization
Commercial | Com ¦ Air Curtains | 2037 | SC D | GWh | After Competition Groups | 0.21315 | 0 | 0 | 9905.3499 | 2.1519e-05 | 66 | Commercial_2037_SC D_GWh_After Competition Groups_66 | Air Curtains | 0.002152% | 0 | 0.21315 | Commercial_2037_SC D_GWh_After Competition Groups_Air Curtains
Commercial | Com ¦ Energy Recovery Ventilation and Ventilation (Enhanced) | 2037 | SC D | GWh | After Competition Groups | 0.13581 | 0 | 0 | 9905.3499 | 1.3711e-05 | 67 | Commercial_2037_SC D_GWh_After Competition Groups_67 | Energy Recovery Ventilation and Ventilation (Enhanced) | 0.001371% | 0 | 0.13581 | Commercial_2037_SC D_GWh_After Competition Groups_Energy Recovery Ventilation and Ventilation (Enhanced)
Commercial | Com ¦ Wall Insulation | 2037 | SC D | GWh | After Competition Groups | 0.12523 | 0 | 0 | 9905.3499 | 1.2643e-05 | 68 | Commercial_2037_SC D_GWh_After Competition Groups_68 | Wall Insulation | 0.001264% | 0 | 0.12523 | Commercial_2037_SC D_GWh_After Competition Groups_Wall Insulation
Commercial | Com ¦ Efficient compressor motor | 2037 | SC D | GWh | After Competition Groups | 0.078993 | 0 | 0 | 9905.3499 | 7.9748e-06 | 69 | Commercial_2037_SC D_GWh_After Competition Groups_69 | Efficient compressor motor | 0.0007975% | 0 | 0.078993 | Commercial_2037_SC D_GWh_After Competition Groups_Efficient compressor motor
Commercial | Com ¦ Room AC (w/ louvered sides) 14 SEER from 12 SEER code | 2037 | SC D | GWh | After Competition Groups | 0.074482 | 0 | 0 | 9905.3499 | 7.5193e-06 | 70 | Commercial_2037_SC D_GWh_After Competition Groups_70 | Room AC (w/ louvered sides) 14 SEER from 12 SEER code | 0.0007519% | 0 | 0.074482 | Commercial_2037_SC D_GWh_After Competition Groups_Room AC (w/ louvered sides) 14 SEER from 12 SEER code
Commercial | Com ¦ VSD Air Compressor | 2037 | SC D | GWh | After Competition Groups | 0.0419 | 0 | 0 | 9905.3499 | 4.23e-06 | 71 | Commercial_2037_SC D_GWh_After Competition Groups_71 | VSD Air Compressor | 0.000423% | 0 | 0.0419 | Commercial_2037_SC D_GWh_After Competition Groups_VSD Air Compressor
Commercial | Com ¦ EC Plug Fan for Data Center (under cabinet) | 2037 | SC D | GWh | After Competition Groups | 0.041807 | 0 | 0 | 9905.3499 | 4.2206e-06 | 72 | Commercial_2037_SC D_GWh_After Competition Groups_72 | EC Plug Fan for Data Center (under cabinet) | 0.0004221% | 0 | 0.041807 | Commercial_2037_SC D_GWh_After Competition Groups_EC Plug Fan for Data Center (under cabinet)
Commercial | Com ¦ High Efficiency Chiller (avg of water and air cooled) | 2037 | SC D | GWh | After Competition Groups | 0.028056 | 0 | 0 | 9905.3499 | 2.8324e-06 | 73 | Commercial_2037_SC D_GWh_After Competition Groups_73 | High Efficiency Chiller (avg of water and air cooled) | 0.0002832% | 0 | 0.028056 | Commercial_2037_SC D_GWh_After Competition Groups_High Efficiency Chiller (avg of water and air cooled)
Commercial | Com ¦ LLLC - High Impact Application | 2037 | SC D | GWh | After Competition Groups | 0.0059799 | 0 | 0 | 9905.3499 | 6.0371e-07 | 74 | Commercial_2037_SC D_GWh_After Competition Groups_74 | LLLC - High Impact Application | 6.037e-05% | 0 | 0.0059799 | Commercial_2037_SC D_GWh_After Competition Groups_LLLC - High Impact Application
Commercial | Com ¦ Electric Convection Combination Ovens | 2037 | SC D | GWh | After Competition Groups | 0.0037812 | 0 | 0 | 9905.3499 | 3.8174e-07 | 75 | Commercial_2037_SC D_GWh_After Competition Groups_75 | Electric Convection Combination Ovens | 3.817e-05% | 0 | 0.0037812 | Commercial_2037_SC D_GWh_After Competition Groups_Electric Convection Combination Ovens
Commercial | Com ¦ LLLC - Low Impact Application | 2037 | SC D | GWh | After Competition Groups | 0.00056 | 0 | 0 | 9905.3499 | 5.6535e-08 | 76 | Commercial_2037_SC D_GWh_After Competition Groups_76 | LLLC - Low Impact Application | 5.653e-06% | 0 | 0.00056 | Commercial_2037_SC D_GWh_After Competition Groups_LLLC - Low Impact Application
Commercial | Com ¦ Networked/Connected - Low Impact Application | 2037 | SC D | GWh | After Competition Groups | 1.714e-07 | 0 | 0 | 9905.3499 | 1.7304e-11 | 77 | Commercial_2037_SC D_GWh_After Competition Groups_77 | Networked/Connected - Low Impact Application | 1.73e-09% | 0 | 1.714e-07 | Commercial_2037_SC D_GWh_After Competition Groups_Networked/Connected - Low Impact Application
Commercial | Com ¦ Networked/Connected - High Impact Application | 2037 | SC D | GWh | After Competition Groups | 2.5693e-08 | 0 | 0 | 9905.3499 | 2.5939e-12 | 78 | Commercial_2037_SC D_GWh_After Competition Groups_78 | Networked/Connected - High Impact Application | 2.594e-10% | 0 | 2.5693e-08 | Commercial_2037_SC D_GWh_After Competition Groups_Networked/Connected - High Impact Application
Commercial | Com ¦ Indoor Daylight Sensors/Photocell Dimming Control | 2037 | SC D | GWh | After Competition Groups | 0 | 0 | 0 | 9905.3499 | 0 | 79 | Commercial_2037_SC D_GWh_After Competition Groups_79 | Indoor Daylight Sensors/Photocell Dimming Control | 0% | 0 | 0 | Commercial_2037_SC D_GWh_After Competition Groups_Indoor Daylight Sensors/Photocell Dimming Control
Commercial | Com ¦ Variable Refrigerant Flow Heat Pump | 2037 | SC D | GWh | After Competition Groups | 0 | 0 | 0 | 9905.3499 | 0 | 80 | Commercial_2037_SC D_GWh_After Competition Groups_80 | Variable Refrigerant Flow Heat Pump | 0% | 0 | 0 | Commercial_2037_SC D_GWh_After Competition Groups_Variable Refrigerant Flow Heat Pump
Commercial | Com ¦ Central Lighting Control System | 2037 | Technical | GWh | After Competition Groups | 2083.6851 | 0 | 0 | 18428.8029 | 0.11307 | 1 | Commercial_2037_Technical_GWh_After Competition Groups_1 | Central Lighting Control System | 11.31% | 0 | 2083.6851 | Commercial_2037_Technical_GWh_After Competition Groups_Central Lighting Control System
Commercial | Com ¦ Building Recommissioning, Operations and Maintenance (O&M) Improvements | 2037 | Technical | GWh | After Competition Groups | 1767.7036 | 0 | 0 | 18428.8029 | 0.095921 | 2 | Commercial_2037_Technical_GWh_After Competition Groups_2 | Building Recommissioning, Operations and Maintenance (O&M) Improvements | 9.592% | 0 | 1767.7036 | Commercial_2037_Technical_GWh_After Competition Groups_Building Recommissioning, Operations and Maintenance (O&M) Improvements
Commercial | Com ¦ LED Low/High Bay | 2037 | Technical | GWh | After Competition Groups | 1083.7457 | 0 | 0 | 18428.8029 | 0.058807 | 3 | Commercial_2037_Technical_GWh_After Competition Groups_3 | LED Low/High Bay | 5.881% | 0 | 1083.7457 | Commercial_2037_Technical_GWh_After Competition Groups_LED Low/High Bay
Commercial | Com ¦ ENERGY STAR LED LAMPS (REFLECTOR LAMPs/MR16/PAR 16) | 2037 | Technical | GWh | After Competition Groups | 1061.5807 | 0 | 0 | 18428.8029 | 0.057604 | 4 | Commercial_2037_Technical_GWh_After Competition Groups_4 | ENERGY STAR LED LAMPS (REFLECTOR LAMPs/MR16/PAR 16) | 5.76% | 0 | 1061.5807 | Commercial_2037_Technical_GWh_After Competition Groups_ENERGY STAR LED LAMPS (REFLECTOR LAMPs/MR16/PAR 16)
Commercial | Com ¦ LED Troffer/Surface/Suspended | 2037 | Technical | GWh | After Competition Groups | 882.8393 | 0 | 0 | 18428.8029 | 0.047905 | 5 | Commercial_2037_Technical_GWh_After Competition Groups_5 | LED Troffer/Surface/Suspended | 4.791% | 0 | 882.8393 | Commercial_2037_Technical_GWh_After Competition Groups_LED Troffer/Surface/Suspended
Commercial | Com ¦ LED Replacement Lamp (Tube) | 2037 | Technical | GWh | After Competition Groups | 802.8397 | 0 | 0 | 18428.8029 | 0.043564 | 6 | Commercial_2037_Technical_GWh_After Competition Groups_6 | LED Replacement Lamp (Tube) | 4.356% | 0 | 802.8397 | Commercial_2037_Technical_GWh_After Competition Groups_LED Replacement Lamp (Tube)
Commercial | Com ¦ High Efficiency Air Source Heat Pump | 2037 | Technical | GWh | After Competition Groups | 753.8279 | 0 | 0 | 18428.8029 | 0.040905 | 7 | Commercial_2037_Technical_GWh_After Competition Groups_7 | High Efficiency Air Source Heat Pump | 4.09% | 0 | 753.8279 | Commercial_2037_Technical_GWh_After Competition Groups_High Efficiency Air Source Heat Pump
Commercial | Com ¦ LED EXTERIOR AREA LIGHTS - LED fixture (200W) | 2037 | Technical | GWh | After Competition Groups | 664.9658 | 0 | 0 | 18428.8029 | 0.036083 | 8 | Commercial_2037_Technical_GWh_After Competition Groups_8 | LED EXTERIOR AREA LIGHTS - LED fixture (200W) | 3.608% | 0 | 664.9658 | Commercial_2037_Technical_GWh_After Competition Groups_LED EXTERIOR AREA LIGHTS - LED fixture (200W)
Commercial | Com ¦ Education and Capacity Building/Energy Behavior | 2037 | Technical | GWh | After Competition Groups | 664.8709 | 0 | 0 | 18428.8029 | 0.036078 | 9 | Commercial_2037_Technical_GWh_After Competition Groups_9 | Education and Capacity Building/Energy Behavior | 3.608% | 0 | 664.8709 | Commercial_2037_Technical_GWh_After Competition Groups_Education and Capacity Building/Energy Behavior
Commercial | Com ¦ Smart Strip Plug Outlets | 2037 | Technical | GWh | After Competition Groups | 658.2208 | 0 | 0 | 18428.8029 | 0.035717 | 10 | Commercial_2037_Technical_GWh_After Competition Groups_10 | Smart Strip Plug Outlets | 3.572% | 0 | 658.2208 | Commercial_2037_Technical_GWh_After Competition Groups_Smart Strip Plug Outlets
Commercial | Com ¦ LED parking lot fixture | 2037 | Technical | GWh | After Competition Groups | 630.8388 | 0 | 0 | 18428.8029 | 0.034231 | 11 | Commercial_2037_Technical_GWh_After Competition Groups_11 | LED parking lot fixture | 3.423% | 0 | 630.8388 | Commercial_2037_Technical_GWh_After Competition Groups_LED parking lot fixture
Commercial | Com ¦ Variable Refrigerant Flow Heat Pump | 2037 | Technical | GWh | After Competition Groups | 532.0226 | 0 | 0 | 18428.8029 | 0.028869 | 12 | Commercial_2037_Technical_GWh_After Competition Groups_12 | Variable Refrigerant Flow Heat Pump | 2.887% | 0 | 532.0226 | Commercial_2037_Technical_GWh_After Competition Groups_Variable Refrigerant Flow Heat Pump
Commercial | Com ¦ Refrigerated Display Case Doors | 2037 | Technical | GWh | After Competition Groups | 498.4487 | 0 | 0 | 18428.8029 | 0.027047 | 13 | Commercial_2037_Technical_GWh_After Competition Groups_13 | Refrigerated Display Case Doors | 2.705% | 0 | 498.4487 | Commercial_2037_Technical_GWh_After Competition Groups_Refrigerated Display Case Doors
Commercial | Com ¦ Furnace Tune-Up | 2037 | Technical | GWh | After Competition Groups | 485.4002 | 0 | 0 | 18428.8029 | 0.026339 | 14 | Commercial_2037_Technical_GWh_After Competition Groups_14 | Furnace Tune-Up | 2.634% | 0 | 485.4002 | Commercial_2037_Technical_GWh_After Competition Groups_Furnace Tune-Up
Commercial | Com ¦ LED street light fixture | 2037 | Technical | GWh | After Competition Groups | 406.3167 | 0 | 0 | 18428.8029 | 0.022048 | 15 | Commercial_2037_Technical_GWh_After Competition Groups_15 | LED street light fixture | 2.205% | 0 | 406.3167 | Commercial_2037_Technical_GWh_After Competition Groups_LED street light fixture
Commercial | Com ¦ Reach-in Shaded Pole to ECM/PSC Evaporator Fan Motor | 2037 | Technical | GWh | After Competition Groups | 375.2912 | 0 | 0 | 18428.8029 | 0.020364 | 16 | Commercial_2037_Technical_GWh_After Competition Groups_16 | Reach-in Shaded Pole to ECM/PSC Evaporator Fan Motor | 2.036% | 0 | 375.2912 | Commercial_2037_Technical_GWh_After Competition Groups_Reach-in Shaded Pole to ECM/PSC Evaporator Fan Motor
Commercial | Com ¦ Demand Control Ventilation | 2037 | Technical | GWh | After Competition Groups | 341.654 | 0 | 0 | 18428.8029 | 0.018539 | 17 | Commercial_2037_Technical_GWh_After Competition Groups_17 | Demand Control Ventilation | 1.854% | 0 | 341.654 | Commercial_2037_Technical_GWh_After Competition Groups_Demand Control Ventilation
Commercial | Com ¦ Advanced BAS/Controllers | 2037 | Technical | GWh | After Competition Groups | 338.5261 | 0 | 0 | 18428.8029 | 0.018369 | 18 | Commercial_2037_Technical_GWh_After Competition Groups_18 | Advanced BAS/Controllers | 1.837% | 0 | 338.5261 | Commercial_2037_Technical_GWh_After Competition Groups_Advanced BAS/Controllers
Commercial | Com ¦ Data Center Storage/Server Virtualization | 2037 | Technical | GWh | After Competition Groups | 310.7374 | 0 | 0 | 18428.8029 | 0.016862 | 19 | Commercial_2037_Technical_GWh_After Competition Groups_19 | Data Center Storage/Server Virtualization | 1.686% | 0 | 310.7374 | Commercial_2037_Technical_GWh_After Competition Groups_Data Center Storage/Server Virtualization
Commercial | Com ¦ Strip Curtains | 2037 | Technical | GWh | After Competition Groups | 255.7569 | 0 | 0 | 18428.8029 | 0.013878 | 20 | Commercial_2037_Technical_GWh_After Competition Groups_20 | Strip Curtains | 1.388% | 0 | 255.7569 | Commercial_2037_Technical_GWh_After Competition Groups_Strip Curtains
Commercial | Com ¦ Unitary Air-Conditioning Unit | 2037 | Technical | GWh | After Competition Groups | 223.9806 | 0 | 0 | 18428.8029 | 0.012154 | 21 | Commercial_2037_Technical_GWh_After Competition Groups_21 | Unitary Air-Conditioning Unit | 1.215% | 0 | 223.9806 | Commercial_2037_Technical_GWh_After Competition Groups_Unitary Air-Conditioning Unit
Commercial | Com ¦ Centrally controlled desktop PC/NETWORK PC POWER MANAGEMENT SOFTWARE | 2037 | Technical | GWh | After Competition Groups | 211.9874 | 0 | 0 | 18428.8029 | 0.011503 | 22 | Commercial_2037_Technical_GWh_After Competition Groups_22 | Centrally controlled desktop PC/NETWORK PC POWER MANAGEMENT SOFTWARE | 1.15% | 0 | 211.9874 | Commercial_2037_Technical_GWh_After Competition Groups_Centrally controlled desktop PC/NETWORK PC POWER MANAGEMENT SOFTWARE
Commercial | Com ¦ Door Gasket Freezer/Refrigerator | 2037 | Technical | GWh | After Competition Groups | 205.0675 | 0 | 0 | 18428.8029 | 0.011128 | 23 | Commercial_2037_Technical_GWh_After Competition Groups_23 | Door Gasket Freezer/Refrigerator | 1.113% | 0 | 205.0675 | Commercial_2037_Technical_GWh_After Competition Groups_Door Gasket Freezer/Refrigerator
Commercial | Com ¦ Refrigeration Optimization | 2037 | Technical | GWh | After Competition Groups | 182.1308 | 0 | 0 | 18428.8029 | 0.0098829 | 24 | Commercial_2037_Technical_GWh_After Competition Groups_24 | Refrigeration Optimization | 0.9883% | 0 | 182.1308 | Commercial_2037_Technical_GWh_After Competition Groups_Refrigeration Optimization
Commercial | Com ¦ LED or Equivalent Sign Lighting | 2037 | Technical | GWh | After Competition Groups | 181.6593 | 0 | 0 | 18428.8029 | 0.0098574 | 25 | Commercial_2037_Technical_GWh_After Competition Groups_25 | LED or Equivalent Sign Lighting | 0.9857% | 0 | 181.6593 | Commercial_2037_Technical_GWh_After Competition Groups_LED or Equivalent Sign Lighting
Commercial | Com ¦ Variable Frequency Drive (VFD) | 2037 | Technical | GWh | After Competition Groups | 160.8928 | 0 | 0 | 18428.8029 | 0.0087305 | 26 | Commercial_2037_Technical_GWh_After Competition Groups_26 | Variable Frequency Drive (VFD) | 0.8731% | 0 | 160.8928 | Commercial_2037_Technical_GWh_After Competition Groups_Variable Frequency Drive (VFD)
Commercial | Com ¦ Adaptive Thermostats | 2037 | Technical | GWh | After Competition Groups | 152.778 | 0 | 0 | 18428.8029 | 0.0082902 | 27 | Commercial_2037_Technical_GWh_After Competition Groups_27 | Adaptive Thermostats | 0.829% | 0 | 152.778 | Commercial_2037_Technical_GWh_After Competition Groups_Adaptive Thermostats
Commercial | Com ¦ VFD on Pumps | 2037 | Technical | GWh | After Competition Groups | 150.5766 | 0 | 0 | 18428.8029 | 0.0081707 | 28 | Commercial_2037_Technical_GWh_After Competition Groups_28 | VFD on Pumps | 0.8171% | 0 | 150.5766 | Commercial_2037_Technical_GWh_After Competition Groups_VFD on Pumps
Commercial | Com ¦ Condensing Make Up Air Unit | 2037 | Technical | GWh | After Competition Groups | 149.3589 | 0 | 0 | 18428.8029 | 0.0081046 | 29 | Commercial_2037_Technical_GWh_After Competition Groups_29 | Condensing Make Up Air Unit | 0.8105% | 0 | 149.3589 | Commercial_2037_Technical_GWh_After Competition Groups_Condensing Make Up Air Unit
Commercial | Com ¦ ENERGY STAR FREEZER | 2037 | Technical | GWh | After Competition Groups | 136.4747 | 0 | 0 | 18428.8029 | 0.0074055 | 30 | Commercial_2037_Technical_GWh_After Competition Groups_30 | ENERGY STAR FREEZER | 0.7406% | 0 | 136.4747 | Commercial_2037_Technical_GWh_After Competition Groups_ENERGY STAR FREEZER
Commercial | Com ¦ Super-High Efficiency Furnaces (Emerging Tech) | 2037 | Technical | GWh | After Competition Groups | 131.9225 | 0 | 0 | 18428.8029 | 0.0071585 | 31 | Commercial_2037_Technical_GWh_After Competition Groups_31 | Super-High Efficiency Furnaces (Emerging Tech) | 0.7158% | 0 | 131.9225 | Commercial_2037_Technical_GWh_After Competition Groups_Super-High Efficiency Furnaces (Emerging Tech)
Commercial | Com ¦ ENERGY STAR LED LAMPS (General Service Lamps) | 2037 | Technical | GWh | After Competition Groups | 125.3467 | 0 | 0 | 18428.8029 | 0.0068017 | 32 | Commercial_2037_Technical_GWh_After Competition Groups_32 | ENERGY STAR LED LAMPS (General Service Lamps) | 0.6802% | 0 | 125.3467 | Commercial_2037_Technical_GWh_After Competition Groups_ENERGY STAR LED LAMPS (General Service Lamps)
Commercial | Com ¦ ENERGY STAR ICE MACHINES - Ice Making Head | 2037 | Technical | GWh | After Competition Groups | 124.1868 | 0 | 0 | 18428.8029 | 0.0067387 | 33 | Commercial_2037_Technical_GWh_After Competition Groups_33 | ENERGY STAR ICE MACHINES - Ice Making Head | 0.6739% | 0 | 124.1868 | Commercial_2037_Technical_GWh_After Competition Groups_ENERGY STAR ICE MACHINES - Ice Making Head
Commercial | Com ¦ Air Handler with Dedicated Outdoor Air Systems | 2037 | Technical | GWh | After Competition Groups | 122.7994 | 0 | 0 | 18428.8029 | 0.0066635 | 34 | Commercial_2037_Technical_GWh_After Competition Groups_34 | Air Handler with Dedicated Outdoor Air Systems | 0.6663% | 0 | 122.7994 | Commercial_2037_Technical_GWh_After Competition Groups_Air Handler with Dedicated Outdoor Air Systems
Commercial | Com ¦ Demand Control Kitchen Ventilation | 2037 | Technical | GWh | After Competition Groups | 119.0832 | 0 | 0 | 18428.8029 | 0.0064618 | 35 | Commercial_2037_Technical_GWh_After Competition Groups_35 | Demand Control Kitchen Ventilation | 0.6462% | 0 | 119.0832 | Commercial_2037_Technical_GWh_After Competition Groups_Demand Control Kitchen Ventilation
Commercial | Com ¦ Indoor Daylight Sensors/Photocell Dimming Control | 2037 | Technical | GWh | After Competition Groups | 104.3716 | 0 | 0 | 18428.8029 | 0.0056635 | 36 | Commercial_2037_Technical_GWh_After Competition Groups_36 | Indoor Daylight Sensors/Photocell Dimming Control | 0.5664% | 0 | 104.3716 | Commercial_2037_Technical_GWh_After Competition Groups_Indoor Daylight Sensors/Photocell Dimming Control
Commercial | Com ¦ Refrigerated Display Case LED | 2037 | Technical | GWh | After Competition Groups | 101.3393 | 0 | 0 | 18428.8029 | 0.005499 | 37 | Commercial_2037_Technical_GWh_After Competition Groups_37 | Refrigerated Display Case LED | 0.5499% | 0 | 101.3393 | Commercial_2037_Technical_GWh_After Competition Groups_Refrigerated Display Case LED
Commercial | Com ¦ Adding reflective (White) roof treatment or a green roof | 2037 | Technical | GWh | After Competition Groups | 91.009 | 0 | 0 | 18428.8029 | 0.0049384 | 38 | Commercial_2037_Technical_GWh_After Competition Groups_38 | Adding reflective (White) roof treatment or a green roof | 0.4938% | 0 | 91.009 | Commercial_2037_Technical_GWh_After Competition Groups_Adding reflective (White) roof treatment or a green roof
Commercial | Com ¦ Occupancy Sensors | 2037 | Technical | GWh | After Competition Groups | 79.2917 | 0 | 0 | 18428.8029 | 0.0043026 | 39 | Commercial_2037_Technical_GWh_After Competition Groups_39 | Occupancy Sensors | 0.4303% | 0 | 79.2917 | Commercial_2037_Technical_GWh_After Competition Groups_Occupancy Sensors
Commercial | Com ¦ ECM MOTORS FOR EVAPORATOR FANS for refrigeration (WALK-IN) | 2037 | Technical | GWh | After Competition Groups | 76.2182 | 0 | 0 | 18428.8029 | 0.0041358 | 40 | Commercial_2037_Technical_GWh_After Competition Groups_40 | ECM MOTORS FOR EVAPORATOR FANS for refrigeration (WALK-IN) | 0.4136% | 0 | 76.2182 | Commercial_2037_Technical_GWh_After Competition Groups_ECM MOTORS FOR EVAPORATOR FANS for refrigeration (WALK-IN)
Commercial | Com ¦ Condensing Unit Heaters or other Efficient Unit Heating System | 2037 | Technical | GWh | After Competition Groups | 73.0457 | 0 | 0 | 18428.8029 | 0.0039637 | 41 | Commercial_2037_Technical_GWh_After Competition Groups_41 | Condensing Unit Heaters or other Efficient Unit Heating System | 0.3964% | 0 | 73.0457 | Commercial_2037_Technical_GWh_After Competition Groups_Condensing Unit Heaters or other Efficient Unit Heating System
Commercial | Com ¦ HOTEL OCCUPANCY CONTROLS (HVAC + LIGHTING) | 2037 | Technical | GWh | After Competition Groups | 68.5496 | 0 | 0 | 18428.8029 | 0.0037197 | 42 | Commercial_2037_Technical_GWh_After Competition Groups_42 | HOTEL OCCUPANCY CONTROLS (HVAC + LIGHTING) | 0.372% | 0 | 68.5496 | Commercial_2037_Technical_GWh_After Competition Groups_HOTEL OCCUPANCY CONTROLS (HVAC + LIGHTING)
Commercial | Com ¦ ENERGY STAR Refrigerator | 2037 | Technical | GWh | After Competition Groups | 67.6702 | 0 | 0 | 18428.8029 | 0.003672 | 43 | Commercial_2037_Technical_GWh_After Competition Groups_43 | ENERGY STAR Refrigerator | 0.3672% | 0 | 67.6702 | Commercial_2037_Technical_GWh_After Competition Groups_ENERGY STAR Refrigerator
Commercial | Com ¦ High R-Value Glass Doors/no-heat glass door | 2037 | Technical | GWh | After Competition Groups | 67.4585 | 0 | 0 | 18428.8029 | 0.0036605 | 44 | Commercial_2037_Technical_GWh_After Competition Groups_44 | High R-Value Glass Doors/no-heat glass door | 0.366% | 0 | 67.4585 | Commercial_2037_Technical_GWh_After Competition Groups_High R-Value Glass Doors/no-heat glass door
Commercial | Com ¦ Freezer Case Light Sensor | 2037 | Technical | GWh | After Competition Groups | 62.7747 | 0 | 0 | 18428.8029 | 0.0034063 | 45 | Commercial_2037_Technical_GWh_After Competition Groups_45 | Freezer Case Light Sensor | 0.3406% | 0 | 62.7747 | Commercial_2037_Technical_GWh_After Competition Groups_Freezer Case Light Sensor
Commercial | Com ¦ Evaporator Fan Controls | 2037 | Technical | GWh | After Competition Groups | 61.234 | 0 | 0 | 18428.8029 | 0.0033227 | 46 | Commercial_2037_Technical_GWh_After Competition Groups_46 | Evaporator Fan Controls | 0.3323% | 0 | 61.234 | Commercial_2037_Technical_GWh_After Competition Groups_Evaporator Fan Controls
Commercial | Com ¦ Chilled Water Optimization | 2037 | Technical | GWh | After Competition Groups | 55.7173 | 0 | 0 | 18428.8029 | 0.0030234 | 47 | Commercial_2037_Technical_GWh_After Competition Groups_47 | Chilled Water Optimization | 0.3023% | 0 | 55.7173 | Commercial_2037_Technical_GWh_After Competition Groups_Chilled Water Optimization
Commercial | Com ¦ Elec Storage WH 2.30 Et | 2037 | Technical | GWh | After Competition Groups | 50.3198 | 0 | 0 | 18428.8029 | 0.0027305 | 48 | Commercial_2037_Technical_GWh_After Competition Groups_48 | Elec Storage WH 2.30 Et | 0.273% | 0 | 50.3198 | Commercial_2037_Technical_GWh_After Competition Groups_Elec Storage WH 2.30 Et
Commercial | Com ¦ ENERGY STAR Griddle (74% eff) | 2037 | Technical | GWh | After Competition Groups | 49.6762 | 0 | 0 | 18428.8029 | 0.0026956 | 49 | Commercial_2037_Technical_GWh_After Competition Groups_49 | ENERGY STAR Griddle (74% eff) | 0.2696% | 0 | 49.6762 | Commercial_2037_Technical_GWh_After Competition Groups_ENERGY STAR Griddle (74% eff)
Commercial | Com ¦ BEVERAGE VENDING MACHINE CONTROLS | 2037 | Technical | GWh | After Competition Groups | 43.1094 | 0 | 0 | 18428.8029 | 0.0023392 | 50 | Commercial_2037_Technical_GWh_After Competition Groups_50 | BEVERAGE VENDING MACHINE CONTROLS | 0.2339% | 0 | 43.1094 | Commercial_2037_Technical_GWh_After Competition Groups_BEVERAGE VENDING MACHINE CONTROLS
Commercial | Com ¦ Refrigeration Commissioning | 2037 | Technical | GWh | After Competition Groups | 41.9978 | 0 | 0 | 18428.8029 | 0.0022789 | 51 | Commercial_2037_Technical_GWh_After Competition Groups_51 | Refrigeration Commissioning | 0.2279% | 0 | 41.9978 | Commercial_2037_Technical_GWh_After Competition Groups_Refrigeration Commissioning
Commercial | Com ¦ Water Source Heat Pump (4 ton) | 2037 | Technical | GWh | After Competition Groups | 40.6015 | 0 | 0 | 18428.8029 | 0.0022032 | 52 | Commercial_2037_Technical_GWh_After Competition Groups_52 | Water Source Heat Pump (4 ton) | 0.2203% | 0 | 40.6015 | Commercial_2037_Technical_GWh_After Competition Groups_Water Source Heat Pump (4 ton)
Commercial | Com ¦ CO Sensors for parking garage exhaust fans | 2037 | Technical | GWh | After Competition Groups | 31.1246 | 0 | 0 | 18428.8029 | 0.0016889 | 53 | Commercial_2037_Technical_GWh_After Competition Groups_53 | CO Sensors for parking garage exhaust fans | 0.1689% | 0 | 31.1246 | Commercial_2037_Technical_GWh_After Competition Groups_CO Sensors for parking garage exhaust fans
Commercial | Com ¦ Anti-sweat heat (ASH) controls - Cooler/Freezer | 2037 | Technical | GWh | After Competition Groups | 26.1954 | 0 | 0 | 18428.8029 | 0.0014214 | 54 | Commercial_2037_Technical_GWh_After Competition Groups_54 | Anti-sweat heat (ASH) controls - Cooler/Freezer | 0.1421% | 0 | 26.1954 | Commercial_2037_Technical_GWh_After Competition Groups_Anti-sweat heat (ASH) controls - Cooler/Freezer
Commercial | Com ¦ Temperature Adjustment in Commercial Freezers | 2037 | Technical | GWh | After Competition Groups | 23.4152 | 0 | 0 | 18428.8029 | 0.0012706 | 55 | Commercial_2037_Technical_GWh_After Competition Groups_55 | Temperature Adjustment in Commercial Freezers | 0.1271% | 0 | 23.4152 | Commercial_2037_Technical_GWh_After Competition Groups_Temperature Adjustment in Commercial Freezers
Commercial | Com ¦ Energy Efficient Laboratory Fume Hood | 2037 | Technical | GWh | After Competition Groups | 20.8547 | 0 | 0 | 18428.8029 | 0.0011316 | 56 | Commercial_2037_Technical_GWh_After Competition Groups_56 | Energy Efficient Laboratory Fume Hood | 0.1132% | 0 | 20.8547 | Commercial_2037_Technical_GWh_After Competition Groups_Energy Efficient Laboratory Fume Hood
Commercial | Com ¦ Vertical Night Covers | 2037 | Technical | GWh | After Competition Groups | 18.1638 | 0 | 0 | 18428.8029 | 0.00098562 | 57 | Commercial_2037_Technical_GWh_After Competition Groups_57 | Vertical Night Covers | 0.09856% | 0 | 18.1638 | Commercial_2037_Technical_GWh_After Competition Groups_Vertical Night Covers
Commercial | Com ¦ Outside Air Economizer | 2037 | Technical | GWh | After Competition Groups | 18.115 | 0 | 0 | 18428.8029 | 0.00098297 | 58 | Commercial_2037_Technical_GWh_After Competition Groups_58 | Outside Air Economizer | 0.0983% | 0 | 18.115 | Commercial_2037_Technical_GWh_After Competition Groups_Outside Air Economizer
Commercial | Com ¦ ENERGY STAR Fryer (84% eff) | 2037 | Technical | GWh | After Competition Groups | 17.8342 | 0 | 0 | 18428.8029 | 0.00096774 | 59 | Commercial_2037_Technical_GWh_After Competition Groups_59 | ENERGY STAR Fryer (84% eff) | 0.09677% | 0 | 17.8342 | Commercial_2037_Technical_GWh_After Competition Groups_ENERGY STAR Fryer (84% eff)
Commercial | Com ¦ Duct Insulation, R8 | 2037 | Technical | GWh | After Competition Groups | 16.1707 | 0 | 0 | 18428.8029 | 0.00087747 | 60 | Commercial_2037_Technical_GWh_After Competition Groups_60 | Duct Insulation, R8 | 0.08775% | 0 | 16.1707 | Commercial_2037_Technical_GWh_After Competition Groups_Duct Insulation, R8
Commercial | Com ¦ Water Heating (DHW) Pipe Insulation (Add 3/4\ Foam)" | 2037 | Technical | GWh | After Competition Groups | 15.6339 | 0 | 0 | 18428.8029 | 0.00084834 | 61 | Commercial_2037_Technical_GWh_After Competition Groups_61 | Water Heating (DHW) Pipe Insulation (Add 3/4\ Foam)" | 0.08483% | 0 | 15.6339 | Commercial_2037_Technical_GWh_After Competition Groups_Water Heating (DHW) Pipe Insulation (Add 3/4\ Foam)"
Commercial | Com ¦ Roof Insulation/Ceiling Insulation (R25 Code to R35) | 2037 | Technical | GWh | After Competition Groups | 14.603 | 0 | 0 | 18428.8029 | 0.0007924 | 62 | Commercial_2037_Technical_GWh_After Competition Groups_62 | Roof Insulation/Ceiling Insulation (R25 Code to R35) | 0.07924% | 0 | 14.603 | Commercial_2037_Technical_GWh_After Competition Groups_Roof Insulation/Ceiling Insulation (R25 Code to R35)
Commercial | Com ¦ ENERGY STAR Dishwasher | 2037 | Technical | GWh | After Competition Groups | 13.1582 | 0 | 0 | 18428.8029 | 0.000714 | 63 | Commercial_2037_Technical_GWh_After Competition Groups_63 | ENERGY STAR Dishwasher | 0.0714% | 0 | 13.1582 | Commercial_2037_Technical_GWh_After Competition Groups_ENERGY STAR Dishwasher
Commercial | Com ¦ LED RECESSED DOWNLIGHTS | 2037 | Technical | GWh | After Competition Groups | 11.0618 | 0 | 0 | 18428.8029 | 0.00060025 | 64 | Commercial_2037_Technical_GWh_After Competition Groups_64 | LED RECESSED DOWNLIGHTS | 0.06002% | 0 | 11.0618 | Commercial_2037_Technical_GWh_After Competition Groups_LED RECESSED DOWNLIGHTS
Commercial | Com ¦ Ground Source Heat Pump | 2037 | Technical | GWh | After Competition Groups | 10.5882 | 0 | 0 | 18428.8029 | 0.00057455 | 65 | Commercial_2037_Technical_GWh_After Competition Groups_65 | Ground Source Heat Pump | 0.05745% | 0 | 10.5882 | Commercial_2037_Technical_GWh_After Competition Groups_Ground Source Heat Pump
Commercial | Com ¦ Suction Pipe Insulation Freezer/Refrigerator | 2037 | Technical | GWh | After Competition Groups | 9.9273 | 0 | 0 | 18428.8029 | 0.00053868 | 66 | Commercial_2037_Technical_GWh_After Competition Groups_66 | Suction Pipe Insulation Freezer/Refrigerator | 0.05387% | 0 | 9.9273 | Commercial_2037_Technical_GWh_After Competition Groups_Suction Pipe Insulation Freezer/Refrigerator
Commercial | Com ¦ ENERGY STAR Steam Cookers | 2037 | Technical | GWh | After Competition Groups | 8.7109 | 0 | 0 | 18428.8029 | 0.00047268 | 67 | Commercial_2037_Technical_GWh_After Competition Groups_67 | ENERGY STAR Steam Cookers | 0.04727% | 0 | 8.7109 | Commercial_2037_Technical_GWh_After Competition Groups_ENERGY STAR Steam Cookers
Commercial | Com ¦ Evaporator Coil Defrost (Cooler) | 2037 | Technical | GWh | After Competition Groups | 8.1811 | 0 | 0 | 18428.8029 | 0.00044393 | 68 | Commercial_2037_Technical_GWh_After Competition Groups_68 | Evaporator Coil Defrost (Cooler) | 0.04439% | 0 | 8.1811 | Commercial_2037_Technical_GWh_After Competition Groups_Evaporator Coil Defrost (Cooler)
Commercial | Com ¦ SYNCHRONOUS BELT | 2037 | Technical | GWh | After Competition Groups | 6.7844 | 0 | 0 | 18428.8029 | 0.00036814 | 69 | Commercial_2037_Technical_GWh_After Competition Groups_69 | SYNCHRONOUS BELT | 0.03681% | 0 | 6.7844 | Commercial_2037_Technical_GWh_After Competition Groups_SYNCHRONOUS BELT
Commercial | Com ¦ Ozone Laundry Treatment | 2037 | Technical | GWh | After Competition Groups | 6.6705 | 0 | 0 | 18428.8029 | 0.00036196 | 70 | Commercial_2037_Technical_GWh_After Competition Groups_70 | Ozone Laundry Treatment | 0.0362% | 0 | 6.6705 | Commercial_2037_Technical_GWh_After Competition Groups_Ozone Laundry Treatment
Commercial | Com ¦ Solar Water Preheat (Pools/DHW) | 2037 | Technical | GWh | After Competition Groups | 4.3529 | 0 | 0 | 18428.8029 | 0.0002362 | 71 | Commercial_2037_Technical_GWh_After Competition Groups_71 | Solar Water Preheat (Pools/DHW) | 0.02362% | 0 | 4.3529 | Commercial_2037_Technical_GWh_After Competition Groups_Solar Water Preheat (Pools/DHW)
Commercial | Com ¦ Efficient compressor motor | 2037 | Technical | GWh | After Competition Groups | 3.8379 | 0 | 0 | 18428.8029 | 0.00020825 | 72 | Commercial_2037_Technical_GWh_After Competition Groups_72 | Efficient compressor motor | 0.02083% | 0 | 3.8379 | Commercial_2037_Technical_GWh_After Competition Groups_Efficient compressor motor
Commercial | Com ¦ Demand controlled Circulating Systems | 2037 | Technical | GWh | After Competition Groups | 3.3502 | 0 | 0 | 18428.8029 | 0.00018179 | 73 | Commercial_2037_Technical_GWh_After Competition Groups_73 | Demand controlled Circulating Systems | 0.01818% | 0 | 3.3502 | Commercial_2037_Technical_GWh_After Competition Groups_Demand controlled Circulating Systems
Commercial | Com ¦ Room AC (w/ louvered sides) 14 SEER from 12 SEER code | 2037 | Technical | GWh | After Competition Groups | 3.0063 | 0 | 0 | 18428.8029 | 0.00016313 | 74 | Commercial_2037_Technical_GWh_After Competition Groups_74 | Room AC (w/ louvered sides) 14 SEER from 12 SEER code | 0.01631% | 0 | 3.0063 | Commercial_2037_Technical_GWh_After Competition Groups_Room AC (w/ louvered sides) 14 SEER from 12 SEER code
Commercial | Com ¦ ECM MOTORS FOR HVAC APPLICATION (FAN-POWERED VAV BOX) | 2037 | Technical | GWh | After Competition Groups | 2.8859 | 0 | 0 | 18428.8029 | 0.0001566 | 75 | Commercial_2037_Technical_GWh_After Competition Groups_75 | ECM MOTORS FOR HVAC APPLICATION (FAN-POWERED VAV BOX) | 0.01566% | 0 | 2.8859 | Commercial_2037_Technical_GWh_After Competition Groups_ECM MOTORS FOR HVAC APPLICATION (FAN-POWERED VAV BOX)
Commercial | Com ¦ Thermostat Setback | 2037 | Technical | GWh | After Competition Groups | 2.8777 | 0 | 0 | 18428.8029 | 0.00015615 | 76 | Commercial_2037_Technical_GWh_After Competition Groups_76 | Thermostat Setback | 0.01562% | 0 | 2.8777 | Commercial_2037_Technical_GWh_After Competition Groups_Thermostat Setback
Commercial | Com ¦ Commercial Hot Food Holding Cabinets | 2037 | Technical | GWh | After Competition Groups | 2.5056 | 0 | 0 | 18428.8029 | 0.00013596 | 77 | Commercial_2037_Technical_GWh_After Competition Groups_77 | Commercial Hot Food Holding Cabinets | 0.0136% | 0 | 2.5056 | Commercial_2037_Technical_GWh_After Competition Groups_Commercial Hot Food Holding Cabinets
Commercial | Com ¦ PTAC (12 EER/10,000 BTU) | 2037 | Technical | GWh | After Competition Groups | 2.362 | 0 | 0 | 18428.8029 | 0.00012817 | 78 | Commercial_2037_Technical_GWh_After Competition Groups_78 | PTAC (12 EER/10,000 BTU) | 0.01282% | 0 | 2.362 | Commercial_2037_Technical_GWh_After Competition Groups_PTAC (12 EER/10,000 BTU)
Commercial | Com ¦ Wall Insulation | 2037 | Technical | GWh | After Competition Groups | 1.9458 | 0 | 0 | 18428.8029 | 0.00010558 | 79 | Commercial_2037_Technical_GWh_After Competition Groups_79 | Wall Insulation | 0.01056% | 0 | 1.9458 | Commercial_2037_Technical_GWh_After Competition Groups_Wall Insulation
Commercial | Com ¦ Solar Preheat Make up Air | 2037 | Technical | GWh | After Competition Groups | 1.9215 | 0 | 0 | 18428.8029 | 0.00010426 | 80 | Commercial_2037_Technical_GWh_After Competition Groups_80 | Solar Preheat Make up Air | 0.01043% | 0 | 1.9215 | Commercial_2037_Technical_GWh_After Competition Groups_Solar Preheat Make up Air
Commercial | Com ¦ CEE Tier 2/Energy Star Clothes Washers | 2037 | Technical | GWh | After Competition Groups | 1.7093 | 0 | 0 | 18428.8029 | 9.2752e-05 | 81 | Commercial_2037_Technical_GWh_After Competition Groups_81 | CEE Tier 2/Energy Star Clothes Washers | 0.009275% | 0 | 1.7093 | Commercial_2037_Technical_GWh_After Competition Groups_CEE Tier 2/Energy Star Clothes Washers
Commercial | COM ¦ Ductless Mini-Split Heat Pumps | 2037 | Technical | GWh | After Competition Groups | 1.6617 | 0 | 0 | 18428.8029 | 9.0171e-05 | 82 | Commercial_2037_Technical_GWh_After Competition Groups_82 | Ductless Mini-Split Heat Pumps | 0.009017% | 0 | 1.6617 | Commercial_2037_Technical_GWh_After Competition Groups_Ductless Mini-Split Heat Pumps
Commercial | Com ¦ Energy Recovery Ventilation and Ventilation (Enhanced) | 2037 | Technical | GWh | After Competition Groups | 1.4854 | 0 | 0 | 18428.8029 | 8.0604e-05 | 83 | Commercial_2037_Technical_GWh_After Competition Groups_83 | Energy Recovery Ventilation and Ventilation (Enhanced) | 0.00806% | 0 | 1.4854 | Commercial_2037_Technical_GWh_After Competition Groups_Energy Recovery Ventilation and Ventilation (Enhanced)
Commercial | Com ¦ Auto Off Time Switch or Time Clock control | 2037 | Technical | GWh | After Competition Groups | 1.4165 | 0 | 0 | 18428.8029 | 7.6866e-05 | 84 | Commercial_2037_Technical_GWh_After Competition Groups_84 | Auto Off Time Switch or Time Clock control | 0.007687% | 0 | 1.4165 | Commercial_2037_Technical_GWh_After Competition Groups_Auto Off Time Switch or Time Clock control
Commercial | Com ¦ Heat Pump Water Heater (50 Gallons) | 2037 | Technical | GWh | After Competition Groups | 1.0997 | 0 | 0 | 18428.8029 | 5.9675e-05 | 85 | Commercial_2037_Technical_GWh_After Competition Groups_85 | Heat Pump Water Heater (50 Gallons) | 0.005968% | 0 | 1.0997 | Commercial_2037_Technical_GWh_After Competition Groups_Heat Pump Water Heater (50 Gallons)
Commercial | Com ¦ HVAC Optimization | 2037 | Technical | GWh | After Competition Groups | 0.90911 | 0 | 0 | 18428.8029 | 4.9331e-05 | 86 | Commercial_2037_Technical_GWh_After Competition Groups_86 | HVAC Optimization | 0.004933% | 0 | 0.90911 | Commercial_2037_Technical_GWh_After Competition Groups_HVAC Optimization
Commercial | Com ¦ Low Flow Pre-Rinse Spray Nozzle | 2037 | Technical | GWh | After Competition Groups | 0.8798 | 0 | 0 | 18428.8029 | 4.7741e-05 | 87 | Commercial_2037_Technical_GWh_After Competition Groups_87 | Low Flow Pre-Rinse Spray Nozzle | 0.004774% | 0 | 0.8798 | Commercial_2037_Technical_GWh_After Competition Groups_Low Flow Pre-Rinse Spray Nozzle
Commercial | Com ¦ High Efficiency Chiller (avg of water and air cooled) | 2037 | Technical | GWh | After Competition Groups | 0.78218 | 0 | 0 | 18428.8029 | 4.2444e-05 | 88 | Commercial_2037_Technical_GWh_After Competition Groups_88 | High Efficiency Chiller (avg of water and air cooled) | 0.004244% | 0 | 0.78218 | Commercial_2037_Technical_GWh_After Competition Groups_High Efficiency Chiller (avg of water and air cooled)
Commercial | Com ¦ eCube | 2037 | Technical | GWh | After Competition Groups | 0.30983 | 0 | 0 | 18428.8029 | 1.6812e-05 | 89 | Commercial_2037_Technical_GWh_After Competition Groups_89 | eCube | 0.001681% | 0 | 0.30983 | Commercial_2037_Technical_GWh_After Competition Groups_eCube
Commercial | Com ¦ EC Plug Fan for Data Center (under cabinet) | 2037 | Technical | GWh | After Competition Groups | 0.21594 | 0 | 0 | 18428.8029 | 1.1717e-05 | 90 | Commercial_2037_Technical_GWh_After Competition Groups_90 | EC Plug Fan for Data Center (under cabinet) | 0.001172% | 0 | 0.21594 | Commercial_2037_Technical_GWh_After Competition Groups_EC Plug Fan for Data Center (under cabinet)
Commercial | Com ¦ Air Curtains | 2037 | Technical | GWh | After Competition Groups | 0.062676 | 0 | 0 | 18428.8029 | 3.401e-06 | 91 | Commercial_2037_Technical_GWh_After Competition Groups_91 | Air Curtains | 0.0003401% | 0 | 0.062676 | Commercial_2037_Technical_GWh_After Competition Groups_Air Curtains
Commercial | Com ¦ VSD Air Compressor | 2037 | Technical | GWh | After Competition Groups | 0.060851 | 0 | 0 | 18428.8029 | 3.3019e-06 | 92 | Commercial_2037_Technical_GWh_After Competition Groups_92 | VSD Air Compressor | 0.0003302% | 0 | 0.060851 | Commercial_2037_Technical_GWh_After Competition Groups_VSD Air Compressor
Commercial | Com ¦ Exterior Photocell | 2037 | Technical | GWh | After Competition Groups | 0.055575 | 0 | 0 | 18428.8029 | 3.0157e-06 | 93 | Commercial_2037_Technical_GWh_After Competition Groups_93 | Exterior Photocell | 0.0003016% | 0 | 0.055575 | Commercial_2037_Technical_GWh_After Competition Groups_Exterior Photocell
Commercial | Com ¦ High Efficiency Induction Cooking | 2037 | Technical | GWh | After Competition Groups | 0.0091737 | 0 | 0 | 18428.8029 | 4.9779e-07 | 94 | Commercial_2037_Technical_GWh_After Competition Groups_94 | High Efficiency Induction Cooking | 4.978e-05% | 0 | 0.0091737 | Commercial_2037_Technical_GWh_After Competition Groups_High Efficiency Induction Cooking
Commercial | Com ¦ Electric Convection Combination Ovens | 2037 | Technical | GWh | After Competition Groups | 0.0047372 | 0 | 0 | 18428.8029 | 2.5705e-07 | 95 | Commercial_2037_Technical_GWh_After Competition Groups_95 | Electric Convection Combination Ovens | 2.571e-05% | 0 | 0.0047372 | Commercial_2037_Technical_GWh_After Competition Groups_Electric Convection Combination Ovens
Commercial | Com ¦ Building Recommissioning, Operations and Maintenance (O&M) Improvements | 2038 | Economic | GWh | After Competition Groups | 1732.1727 | 0 | 0 | 13534.986 | 0.12798 | 1 | Commercial_2038_Economic_GWh_After Competition Groups_1 | Building Recommissioning, Operations and Maintenance (O&M) Improvements | 12.8% | 0 | 1732.1727 | Commercial_2038_Economic_GWh_After Competition Groups_Building Recommissioning, Operations and Maintenance (O&M) Improvements
Commercial | Com ¦ LED Low/High Bay | 2038 | Economic | GWh | After Competition Groups | 1061.9624 | 0 | 0 | 13534.986 | 0.078461 | 2 | Commercial_2038_Economic_GWh_After Competition Groups_2 | LED Low/High Bay | 7.846% | 0 | 1061.9624 | Commercial_2038_Economic_GWh_After Competition Groups_LED Low/High Bay
Commercial | Com ¦ ENERGY STAR LED LAMPS (REFLECTOR LAMPs/MR16/PAR 16) | 2038 | Economic | GWh | After Competition Groups | 958.6663 | 0 | 0 | 13534.986 | 0.070829 | 3 | Commercial_2038_Economic_GWh_After Competition Groups_3 | ENERGY STAR LED LAMPS (REFLECTOR LAMPs/MR16/PAR 16) | 7.083% | 0 | 958.6663 | Commercial_2038_Economic_GWh_After Competition Groups_ENERGY STAR LED LAMPS (REFLECTOR LAMPs/MR16/PAR 16)
Commercial | Com ¦ LED Troffer/Surface/Suspended | 2038 | Economic | GWh | After Competition Groups | 865.0942 | 0 | 0 | 13534.986 | 0.063915 | 4 | Commercial_2038_Economic_GWh_After Competition Groups_4 | LED Troffer/Surface/Suspended | 6.392% | 0 | 865.0942 | Commercial_2038_Economic_GWh_After Competition Groups_LED Troffer/Surface/Suspended
Commercial | Com ¦ LED Replacement Lamp (Tube) | 2038 | Economic | GWh | After Competition Groups | 829.8574 | 0 | 0 | 13534.986 | 0.061312 | 5 | Commercial_2038_Economic_GWh_After Competition Groups_5 | LED Replacement Lamp (Tube) | 6.131% | 0 | 829.8574 | Commercial_2038_Economic_GWh_After Competition Groups_LED Replacement Lamp (Tube)
Commercial | Com ¦ High Efficiency Air Source Heat Pump | 2038 | Economic | GWh | After Competition Groups | 780.2434 | 0 | 0 | 13534.986 | 0.057646 | 6 | Commercial_2038_Economic_GWh_After Competition Groups_6 | High Efficiency Air Source Heat Pump | 5.765% | 0 | 780.2434 | Commercial_2038_Economic_GWh_After Competition Groups_High Efficiency Air Source Heat Pump
Commercial | Com ¦ LED EXTERIOR AREA LIGHTS - LED fixture (200W) | 2038 | Economic | GWh | After Competition Groups | 668.969 | 0 | 0 | 13534.986 | 0.049425 | 7 | Commercial_2038_Economic_GWh_After Competition Groups_7 | LED EXTERIOR AREA LIGHTS - LED fixture (200W) | 4.943% | 0 | 668.969 | Commercial_2038_Economic_GWh_After Competition Groups_LED EXTERIOR AREA LIGHTS - LED fixture (200W)
Commercial | Com ¦ Education and Capacity Building/Energy Behavior | 2038 | Economic | GWh | After Competition Groups | 650.618 | 0 | 0 | 13534.986 | 0.048069 | 8 | Commercial_2038_Economic_GWh_After Competition Groups_8 | Education and Capacity Building/Energy Behavior | 4.807% | 0 | 650.618 | Commercial_2038_Economic_GWh_After Competition Groups_Education and Capacity Building/Energy Behavior
Commercial | Com ¦ LED parking lot fixture | 2038 | Economic | GWh | After Competition Groups | 634.2181 | 0 | 0 | 13534.986 | 0.046858 | 9 | Commercial_2038_Economic_GWh_After Competition Groups_9 | LED parking lot fixture | 4.686% | 0 | 634.2181 | Commercial_2038_Economic_GWh_After Competition Groups_LED parking lot fixture
Commercial | Com ¦ Furnace Tune-Up | 2038 | Economic | GWh | After Competition Groups | 475.6436 | 0 | 0 | 13534.986 | 0.035142 | 10 | Commercial_2038_Economic_GWh_After Competition Groups_10 | Furnace Tune-Up | 3.514% | 0 | 475.6436 | Commercial_2038_Economic_GWh_After Competition Groups_Furnace Tune-Up
Commercial | Com ¦ LED street light fixture | 2038 | Economic | GWh | After Competition Groups | 408.7407 | 0 | 0 | 13534.986 | 0.030199 | 11 | Commercial_2038_Economic_GWh_After Competition Groups_11 | LED street light fixture | 3.02% | 0 | 408.7407 | Commercial_2038_Economic_GWh_After Competition Groups_LED street light fixture
Commercial | Com ¦ Refrigerated Display Case Doors | 2038 | Economic | GWh | After Competition Groups | 408.3633 | 0 | 0 | 13534.986 | 0.030171 | 12 | Commercial_2038_Economic_GWh_After Competition Groups_12 | Refrigerated Display Case Doors | 3.017% | 0 | 408.3633 | Commercial_2038_Economic_GWh_After Competition Groups_Refrigerated Display Case Doors
Commercial | Com ¦ Reach-in Shaded Pole to ECM/PSC Evaporator Fan Motor | 2038 | Economic | GWh | After Competition Groups | 387.5869 | 0 | 0 | 13534.986 | 0.028636 | 13 | Commercial_2038_Economic_GWh_After Competition Groups_13 | Reach-in Shaded Pole to ECM/PSC Evaporator Fan Motor | 2.864% | 0 | 387.5869 | Commercial_2038_Economic_GWh_After Competition Groups_Reach-in Shaded Pole to ECM/PSC Evaporator Fan Motor
Commercial | Com ¦ Demand Control Ventilation | 2038 | Economic | GWh | After Competition Groups | 340.449 | 0 | 0 | 13534.986 | 0.025153 | 14 | Commercial_2038_Economic_GWh_After Competition Groups_14 | Demand Control Ventilation | 2.515% | 0 | 340.449 | Commercial_2038_Economic_GWh_After Competition Groups_Demand Control Ventilation
Commercial | Com ¦ Advanced BAS/Controllers | 2038 | Economic | GWh | After Competition Groups | 340.3136 | 0 | 0 | 13534.986 | 0.025143 | 15 | Commercial_2038_Economic_GWh_After Competition Groups_15 | Advanced BAS/Controllers | 2.514% | 0 | 340.3136 | Commercial_2038_Economic_GWh_After Competition Groups_Advanced BAS/Controllers
Commercial | Com ¦ Data Center Storage/Server Virtualization | 2038 | Economic | GWh | After Competition Groups | 311.0672 | 0 | 0 | 13534.986 | 0.022982 | 16 | Commercial_2038_Economic_GWh_After Competition Groups_16 | Data Center Storage/Server Virtualization | 2.298% | 0 | 311.0672 | Commercial_2038_Economic_GWh_After Competition Groups_Data Center Storage/Server Virtualization
Commercial | Com ¦ Strip Curtains | 2038 | Economic | GWh | After Competition Groups | 257.9387 | 0 | 0 | 13534.986 | 0.019057 | 17 | Commercial_2038_Economic_GWh_After Competition Groups_17 | Strip Curtains | 1.906% | 0 | 257.9387 | Commercial_2038_Economic_GWh_After Competition Groups_Strip Curtains
Commercial | Com ¦ Unitary Air-Conditioning Unit | 2038 | Economic | GWh | After Competition Groups | 230.9364 | 0 | 0 | 13534.986 | 0.017062 | 18 | Commercial_2038_Economic_GWh_After Competition Groups_18 | Unitary Air-Conditioning Unit | 1.706% | 0 | 230.9364 | Commercial_2038_Economic_GWh_After Competition Groups_Unitary Air-Conditioning Unit
Commercial | Com ¦ Centrally controlled desktop PC/NETWORK PC POWER MANAGEMENT SOFTWARE | 2038 | Economic | GWh | After Competition Groups | 213.4143 | 0 | 0 | 13534.986 | 0.015768 | 19 | Commercial_2038_Economic_GWh_After Competition Groups_19 | Centrally controlled desktop PC/NETWORK PC POWER MANAGEMENT SOFTWARE | 1.577% | 0 | 213.4143 | Commercial_2038_Economic_GWh_After Competition Groups_Centrally controlled desktop PC/NETWORK PC POWER MANAGEMENT SOFTWARE
Commercial | Com ¦ LED or Equivalent Sign Lighting | 2038 | Economic | GWh | After Competition Groups | 182.8692 | 0 | 0 | 13534.986 | 0.013511 | 20 | Commercial_2038_Economic_GWh_After Competition Groups_20 | LED or Equivalent Sign Lighting | 1.351% | 0 | 182.8692 | Commercial_2038_Economic_GWh_After Competition Groups_LED or Equivalent Sign Lighting
Commercial | Com ¦ Variable Frequency Drive (VFD) | 2038 | Economic | GWh | After Competition Groups | 157.6589 | 0 | 0 | 13534.986 | 0.011648 | 21 | Commercial_2038_Economic_GWh_After Competition Groups_21 | Variable Frequency Drive (VFD) | 1.165% | 0 | 157.6589 | Commercial_2038_Economic_GWh_After Competition Groups_Variable Frequency Drive (VFD)
Commercial | Com ¦ Adaptive Thermostats | 2038 | Economic | GWh | After Competition Groups | 154.1615 | 0 | 0 | 13534.986 | 0.01139 | 22 | Commercial_2038_Economic_GWh_After Competition Groups_22 | Adaptive Thermostats | 1.139% | 0 | 154.1615 | Commercial_2038_Economic_GWh_After Competition Groups_Adaptive Thermostats
Commercial | Com ¦ VFD on Pumps | 2038 | Economic | GWh | After Competition Groups | 147.55 | 0 | 0 | 13534.986 | 0.010901 | 23 | Commercial_2038_Economic_GWh_After Competition Groups_23 | VFD on Pumps | 1.09% | 0 | 147.55 | Commercial_2038_Economic_GWh_After Competition Groups_VFD on Pumps
Commercial | Com ¦ ENERGY STAR LED LAMPS (General Service Lamps) | 2038 | Economic | GWh | After Competition Groups | 124.9218 | 0 | 0 | 13534.986 | 0.0092295 | 24 | Commercial_2038_Economic_GWh_After Competition Groups_24 | ENERGY STAR LED LAMPS (General Service Lamps) | 0.923% | 0 | 124.9218 | Commercial_2038_Economic_GWh_After Competition Groups_ENERGY STAR LED LAMPS (General Service Lamps)
Commercial | Com ¦ Air Handler with Dedicated Outdoor Air Systems | 2038 | Economic | GWh | After Competition Groups | 120.3312 | 0 | 0 | 13534.986 | 0.0088904 | 25 | Commercial_2038_Economic_GWh_After Competition Groups_25 | Air Handler with Dedicated Outdoor Air Systems | 0.889% | 0 | 120.3312 | Commercial_2038_Economic_GWh_After Competition Groups_Air Handler with Dedicated Outdoor Air Systems
Commercial | Com ¦ Demand Control Kitchen Ventilation | 2038 | Economic | GWh | After Competition Groups | 113.8255 | 0 | 0 | 13534.986 | 0.0084097 | 26 | Commercial_2038_Economic_GWh_After Competition Groups_26 | Demand Control Kitchen Ventilation | 0.841% | 0 | 113.8255 | Commercial_2038_Economic_GWh_After Competition Groups_Demand Control Kitchen Ventilation
Commercial | Com ¦ Occupancy Sensors | 2038 | Economic | GWh | After Competition Groups | 80.0283 | 0 | 0 | 13534.986 | 0.0059127 | 27 | Commercial_2038_Economic_GWh_After Competition Groups_27 | Occupancy Sensors | 0.5913% | 0 | 80.0283 | Commercial_2038_Economic_GWh_After Competition Groups_Occupancy Sensors
Commercial | Com ¦ Refrigerated Display Case LED | 2038 | Economic | GWh | After Competition Groups | 79.6165 | 0 | 0 | 13534.986 | 0.0058823 | 28 | Commercial_2038_Economic_GWh_After Competition Groups_28 | Refrigerated Display Case LED | 0.5882% | 0 | 79.6165 | Commercial_2038_Economic_GWh_After Competition Groups_Refrigerated Display Case LED
Commercial | Com ¦ ECM MOTORS FOR EVAPORATOR FANS for refrigeration (WALK-IN) | 2038 | Economic | GWh | After Competition Groups | 74.6862 | 0 | 0 | 13534.986 | 0.005518 | 29 | Commercial_2038_Economic_GWh_After Competition Groups_29 | ECM MOTORS FOR EVAPORATOR FANS for refrigeration (WALK-IN) | 0.5518% | 0 | 74.6862 | Commercial_2038_Economic_GWh_After Competition Groups_ECM MOTORS FOR EVAPORATOR FANS for refrigeration (WALK-IN)
Commercial | Com ¦ Condensing Unit Heaters or other Efficient Unit Heating System | 2038 | Economic | GWh | After Competition Groups | 71.5775 | 0 | 0 | 13534.986 | 0.0052883 | 30 | Commercial_2038_Economic_GWh_After Competition Groups_30 | Condensing Unit Heaters or other Efficient Unit Heating System | 0.5288% | 0 | 71.5775 | Commercial_2038_Economic_GWh_After Competition Groups_Condensing Unit Heaters or other Efficient Unit Heating System
Commercial | Com ¦ Freezer Case Light Sensor | 2038 | Economic | GWh | After Competition Groups | 61.5129 | 0 | 0 | 13534.986 | 0.0045447 | 31 | Commercial_2038_Economic_GWh_After Competition Groups_31 | Freezer Case Light Sensor | 0.4545% | 0 | 61.5129 | Commercial_2038_Economic_GWh_After Competition Groups_Freezer Case Light Sensor
Commercial | Com ¦ Evaporator Fan Controls | 2038 | Economic | GWh | After Competition Groups | 60.0032 | 0 | 0 | 13534.986 | 0.0044332 | 32 | Commercial_2038_Economic_GWh_After Competition Groups_32 | Evaporator Fan Controls | 0.4433% | 0 | 60.0032 | Commercial_2038_Economic_GWh_After Competition Groups_Evaporator Fan Controls
Commercial | Com ¦ Chilled Water Optimization | 2038 | Economic | GWh | After Competition Groups | 57.7692 | 0 | 0 | 13534.986 | 0.0042681 | 33 | Commercial_2038_Economic_GWh_After Competition Groups_33 | Chilled Water Optimization | 0.4268% | 0 | 57.7692 | Commercial_2038_Economic_GWh_After Competition Groups_Chilled Water Optimization
Commercial | Com ¦ Door Gasket Freezer/Refrigerator | 2038 | Economic | GWh | After Competition Groups | 52.8425 | 0 | 0 | 13534.986 | 0.0039041 | 34 | Commercial_2038_Economic_GWh_After Competition Groups_34 | Door Gasket Freezer/Refrigerator | 0.3904% | 0 | 52.8425 | Commercial_2038_Economic_GWh_After Competition Groups_Door Gasket Freezer/Refrigerator
Commercial | Com ¦ Elec Storage WH 2.30 Et | 2038 | Economic | GWh | After Competition Groups | 51.4479 | 0 | 0 | 13534.986 | 0.0038011 | 35 | Commercial_2038_Economic_GWh_After Competition Groups_35 | Elec Storage WH 2.30 Et | 0.3801% | 0 | 51.4479 | Commercial_2038_Economic_GWh_After Competition Groups_Elec Storage WH 2.30 Et
Commercial | Com ¦ ENERGY STAR Griddle (74% eff) | 2038 | Economic | GWh | After Competition Groups | 51.1774 | 0 | 0 | 13534.986 | 0.0037811 | 36 | Commercial_2038_Economic_GWh_After Competition Groups_36 | ENERGY STAR Griddle (74% eff) | 0.3781% | 0 | 51.1774 | Commercial_2038_Economic_GWh_After Competition Groups_ENERGY STAR Griddle (74% eff)
Commercial | Com ¦ BEVERAGE VENDING MACHINE CONTROLS | 2038 | Economic | GWh | After Competition Groups | 43.3752 | 0 | 0 | 13534.986 | 0.0032047 | 37 | Commercial_2038_Economic_GWh_After Competition Groups_37 | BEVERAGE VENDING MACHINE CONTROLS | 0.3205% | 0 | 43.3752 | Commercial_2038_Economic_GWh_After Competition Groups_BEVERAGE VENDING MACHINE CONTROLS
Commercial | Com ¦ Water Source Heat Pump (4 ton) | 2038 | Economic | GWh | After Competition Groups | 41.997 | 0 | 0 | 13534.986 | 0.0031028 | 38 | Commercial_2038_Economic_GWh_After Competition Groups_38 | Water Source Heat Pump (4 ton) | 0.3103% | 0 | 41.997 | Commercial_2038_Economic_GWh_After Competition Groups_Water Source Heat Pump (4 ton)
Commercial | Com ¦ CO Sensors for parking garage exhaust fans | 2038 | Economic | GWh | After Competition Groups | 31.436 | 0 | 0 | 13534.986 | 0.0023226 | 39 | Commercial_2038_Economic_GWh_After Competition Groups_39 | CO Sensors for parking garage exhaust fans | 0.2323% | 0 | 31.436 | Commercial_2038_Economic_GWh_After Competition Groups_CO Sensors for parking garage exhaust fans
Commercial | Com ¦ Temperature Adjustment in Commercial Freezers | 2038 | Economic | GWh | After Competition Groups | 22.9445 | 0 | 0 | 13534.986 | 0.0016952 | 40 | Commercial_2038_Economic_GWh_After Competition Groups_40 | Temperature Adjustment in Commercial Freezers | 0.1695% | 0 | 22.9445 | Commercial_2038_Economic_GWh_After Competition Groups_Temperature Adjustment in Commercial Freezers
Commercial | Com ¦ Energy Efficient Laboratory Fume Hood | 2038 | Economic | GWh | After Competition Groups | 20.4355 | 0 | 0 | 13534.986 | 0.0015098 | 41 | Commercial_2038_Economic_GWh_After Competition Groups_41 | Energy Efficient Laboratory Fume Hood | 0.151% | 0 | 20.4355 | Commercial_2038_Economic_GWh_After Competition Groups_Energy Efficient Laboratory Fume Hood
Commercial | Com ¦ Condensing Make Up Air Unit | 2038 | Economic | GWh | After Competition Groups | 19.403 | 0 | 0 | 13534.986 | 0.0014335 | 42 | Commercial_2038_Economic_GWh_After Competition Groups_42 | Condensing Make Up Air Unit | 0.1434% | 0 | 19.403 | Commercial_2038_Economic_GWh_After Competition Groups_Condensing Make Up Air Unit
Commercial | Com ¦ ENERGY STAR Fryer (84% eff) | 2038 | Economic | GWh | After Competition Groups | 18.3775 | 0 | 0 | 13534.986 | 0.0013578 | 43 | Commercial_2038_Economic_GWh_After Competition Groups_43 | ENERGY STAR Fryer (84% eff) | 0.1358% | 0 | 18.3775 | Commercial_2038_Economic_GWh_After Competition Groups_ENERGY STAR Fryer (84% eff)
Commercial | Com ¦ Outside Air Economizer | 2038 | Economic | GWh | After Competition Groups | 18.2792 | 0 | 0 | 13534.986 | 0.0013505 | 44 | Commercial_2038_Economic_GWh_After Competition Groups_44 | Outside Air Economizer | 0.1351% | 0 | 18.2792 | Commercial_2038_Economic_GWh_After Competition Groups_Outside Air Economizer
Commercial | Com ¦ Vertical Night Covers | 2038 | Economic | GWh | After Competition Groups | 17.7987 | 0 | 0 | 13534.986 | 0.001315 | 45 | Commercial_2038_Economic_GWh_After Competition Groups_45 | Vertical Night Covers | 0.1315% | 0 | 17.7987 | Commercial_2038_Economic_GWh_After Competition Groups_Vertical Night Covers
Commercial | Com ¦ Duct Insulation, R8 | 2038 | Economic | GWh | After Competition Groups | 15.8457 | 0 | 0 | 13534.986 | 0.0011707 | 46 | Commercial_2038_Economic_GWh_After Competition Groups_46 | Duct Insulation, R8 | 0.1171% | 0 | 15.8457 | Commercial_2038_Economic_GWh_After Competition Groups_Duct Insulation, R8
Commercial | Com ¦ Water Heating (DHW) Pipe Insulation (Add 3/4\ Foam)" | 2038 | Economic | GWh | After Competition Groups | 15.3196 | 0 | 0 | 13534.986 | 0.0011319 | 47 | Commercial_2038_Economic_GWh_After Competition Groups_47 | Water Heating (DHW) Pipe Insulation (Add 3/4\ Foam)" | 0.1132% | 0 | 15.3196 | Commercial_2038_Economic_GWh_After Competition Groups_Water Heating (DHW) Pipe Insulation (Add 3/4\ Foam)"
Commercial | Com ¦ ENERGY STAR Dishwasher | 2038 | Economic | GWh | After Competition Groups | 13.3612 | 0 | 0 | 13534.986 | 0.00098716 | 48 | Commercial_2038_Economic_GWh_After Competition Groups_48 | ENERGY STAR Dishwasher | 0.09872% | 0 | 13.3612 | Commercial_2038_Economic_GWh_After Competition Groups_ENERGY STAR Dishwasher
Commercial | Com ¦ Suction Pipe Insulation Freezer/Refrigerator | 2038 | Economic | GWh | After Competition Groups | 9.7277 | 0 | 0 | 13534.986 | 0.00071871 | 49 | Commercial_2038_Economic_GWh_After Competition Groups_49 | Suction Pipe Insulation Freezer/Refrigerator | 0.07187% | 0 | 9.7277 | Commercial_2038_Economic_GWh_After Competition Groups_Suction Pipe Insulation Freezer/Refrigerator
Commercial | Com ¦ ENERGY STAR Steam Cookers | 2038 | Economic | GWh | After Competition Groups | 8.9698 | 0 | 0 | 13534.986 | 0.00066271 | 50 | Commercial_2038_Economic_GWh_After Competition Groups_50 | ENERGY STAR Steam Cookers | 0.06627% | 0 | 8.9698 | Commercial_2038_Economic_GWh_After Competition Groups_ENERGY STAR Steam Cookers
Commercial | Com ¦ Ozone Laundry Treatment | 2038 | Economic | GWh | After Competition Groups | 6.7185 | 0 | 0 | 13534.986 | 0.00049638 | 51 | Commercial_2038_Economic_GWh_After Competition Groups_51 | Ozone Laundry Treatment | 0.04964% | 0 | 6.7185 | Commercial_2038_Economic_GWh_After Competition Groups_Ozone Laundry Treatment
Commercial | Com ¦ Solar Water Preheat (Pools/DHW) | 2038 | Economic | GWh | After Competition Groups | 4.498 | 0 | 0 | 13534.986 | 0.00033233 | 52 | Commercial_2038_Economic_GWh_After Competition Groups_52 | Solar Water Preheat (Pools/DHW) | 0.03323% | 0 | 4.498 | Commercial_2038_Economic_GWh_After Competition Groups_Solar Water Preheat (Pools/DHW)
Commercial | Com ¦ Demand controlled Circulating Systems | 2038 | Economic | GWh | After Competition Groups | 3.2829 | 0 | 0 | 13534.986 | 0.00024255 | 53 | Commercial_2038_Economic_GWh_After Competition Groups_53 | Demand controlled Circulating Systems | 0.02425% | 0 | 3.2829 | Commercial_2038_Economic_GWh_After Competition Groups_Demand controlled Circulating Systems
Commercial | Com ¦ Thermostat Setback | 2038 | Economic | GWh | After Competition Groups | 2.928 | 0 | 0 | 13534.986 | 0.00021633 | 54 | Commercial_2038_Economic_GWh_After Competition Groups_54 | Thermostat Setback | 0.02163% | 0 | 2.928 | Commercial_2038_Economic_GWh_After Competition Groups_Thermostat Setback
Commercial | Com ¦ ECM MOTORS FOR HVAC APPLICATION (FAN-POWERED VAV BOX) | 2038 | Economic | GWh | After Competition Groups | 2.8957 | 0 | 0 | 13534.986 | 0.00021394 | 55 | Commercial_2038_Economic_GWh_After Competition Groups_55 | ECM MOTORS FOR HVAC APPLICATION (FAN-POWERED VAV BOX) | 0.02139% | 0 | 2.8957 | Commercial_2038_Economic_GWh_After Competition Groups_ECM MOTORS FOR HVAC APPLICATION (FAN-POWERED VAV BOX)
Commercial | Com ¦ Notched V belts for HVAC Systems | 2038 | Economic | GWh | After Competition Groups | 2.5973 | 0 | 0 | 13534.986 | 0.00019189 | 56 | Commercial_2038_Economic_GWh_After Competition Groups_56 | Notched V belts for HVAC Systems | 0.01919% | 0 | 2.5973 | Commercial_2038_Economic_GWh_After Competition Groups_Notched V belts for HVAC Systems
Commercial | Com ¦ PTAC (12 EER/10,000 BTU) | 2038 | Economic | GWh | After Competition Groups | 2.3437 | 0 | 0 | 13534.986 | 0.00017316 | 57 | Commercial_2038_Economic_GWh_After Competition Groups_57 | PTAC (12 EER/10,000 BTU) | 0.01732% | 0 | 2.3437 | Commercial_2038_Economic_GWh_After Competition Groups_PTAC (12 EER/10,000 BTU)
Commercial | Com ¦ Efficient compressor motor | 2038 | Economic | GWh | After Competition Groups | 2.1333 | 0 | 0 | 13534.986 | 0.00015762 | 58 | Commercial_2038_Economic_GWh_After Competition Groups_58 | Efficient compressor motor | 0.01576% | 0 | 2.1333 | Commercial_2038_Economic_GWh_After Competition Groups_Efficient compressor motor
Commercial | Com ¦ CEE Tier 2/Energy Star Clothes Washers | 2038 | Economic | GWh | After Competition Groups | 1.7476 | 0 | 0 | 13534.986 | 0.00012912 | 59 | Commercial_2038_Economic_GWh_After Competition Groups_59 | CEE Tier 2/Energy Star Clothes Washers | 0.01291% | 0 | 1.7476 | Commercial_2038_Economic_GWh_After Competition Groups_CEE Tier 2/Energy Star Clothes Washers
Commercial | COM ¦ Ductless Mini-Split Heat Pumps | 2038 | Economic | GWh | After Competition Groups | 1.7188 | 0 | 0 | 13534.986 | 0.00012699 | 60 | Commercial_2038_Economic_GWh_After Competition Groups_60 | Ductless Mini-Split Heat Pumps | 0.0127% | 0 | 1.7188 | Commercial_2038_Economic_GWh_After Competition Groups_Ductless Mini-Split Heat Pumps
Commercial | Com ¦ Indoor Daylight Sensors/Photocell Dimming Control | 2038 | Economic | GWh | After Competition Groups | 1.6198 | 0 | 0 | 13534.986 | 0.00011968 | 61 | Commercial_2038_Economic_GWh_After Competition Groups_61 | Indoor Daylight Sensors/Photocell Dimming Control | 0.01197% | 0 | 1.6198 | Commercial_2038_Economic_GWh_After Competition Groups_Indoor Daylight Sensors/Photocell Dimming Control
Commercial | Com ¦ Auto Off Time Switch or Time Clock control | 2038 | Economic | GWh | After Competition Groups | 1.4278 | 0 | 0 | 13534.986 | 0.00010549 | 62 | Commercial_2038_Economic_GWh_After Competition Groups_62 | Auto Off Time Switch or Time Clock control | 0.01055% | 0 | 1.4278 | Commercial_2038_Economic_GWh_After Competition Groups_Auto Off Time Switch or Time Clock control
Commercial | Com ¦ Variable Refrigerant Flow Heat Pump | 2038 | Economic | GWh | After Competition Groups | 1.0949 | 0 | 0 | 13534.986 | 8.0896e-05 | 63 | Commercial_2038_Economic_GWh_After Competition Groups_63 | Variable Refrigerant Flow Heat Pump | 0.00809% | 0 | 1.0949 | Commercial_2038_Economic_GWh_After Competition Groups_Variable Refrigerant Flow Heat Pump
Commercial | Com ¦ LED RECESSED DOWNLIGHTS | 2038 | Economic | GWh | After Competition Groups | 0.93154 | 0 | 0 | 13534.986 | 6.8825e-05 | 64 | Commercial_2038_Economic_GWh_After Competition Groups_64 | LED RECESSED DOWNLIGHTS | 0.006882% | 0 | 0.93154 | Commercial_2038_Economic_GWh_After Competition Groups_LED RECESSED DOWNLIGHTS
Commercial | Com ¦ Low Flow Pre-Rinse Spray Nozzle | 2038 | Economic | GWh | After Competition Groups | 0.88238 | 0 | 0 | 13534.986 | 6.5192e-05 | 65 | Commercial_2038_Economic_GWh_After Competition Groups_65 | Low Flow Pre-Rinse Spray Nozzle | 0.006519% | 0 | 0.88238 | Commercial_2038_Economic_GWh_After Competition Groups_Low Flow Pre-Rinse Spray Nozzle
Commercial | Com ¦ Commercial Hot Food Holding Cabinets | 2038 | Economic | GWh | After Competition Groups | 0.77303 | 0 | 0 | 13534.986 | 5.7114e-05 | 66 | Commercial_2038_Economic_GWh_After Competition Groups_66 | Commercial Hot Food Holding Cabinets | 0.005711% | 0 | 0.77303 | Commercial_2038_Economic_GWh_After Competition Groups_Commercial Hot Food Holding Cabinets
Commercial | Com ¦ Energy Recovery Ventilation and Ventilation (Enhanced) | 2038 | Economic | GWh | After Competition Groups | 0.64294 | 0 | 0 | 13534.986 | 4.7502e-05 | 67 | Commercial_2038_Economic_GWh_After Competition Groups_67 | Energy Recovery Ventilation and Ventilation (Enhanced) | 0.00475% | 0 | 0.64294 | Commercial_2038_Economic_GWh_After Competition Groups_Energy Recovery Ventilation and Ventilation (Enhanced)
Commercial | Com ¦ HVAC Optimization | 2038 | Economic | GWh | After Competition Groups | 0.52528 | 0 | 0 | 13534.986 | 3.8809e-05 | 68 | Commercial_2038_Economic_GWh_After Competition Groups_68 | HVAC Optimization | 0.003881% | 0 | 0.52528 | Commercial_2038_Economic_GWh_After Competition Groups_HVAC Optimization
Commercial | Com ¦ Wall Insulation | 2038 | Economic | GWh | After Competition Groups | 0.21261 | 0 | 0 | 13534.986 | 1.5708e-05 | 69 | Commercial_2038_Economic_GWh_After Competition Groups_69 | Wall Insulation | 0.001571% | 0 | 0.21261 | Commercial_2038_Economic_GWh_After Competition Groups_Wall Insulation
Commercial | Com ¦ Room AC (w/ louvered sides) 14 SEER from 12 SEER code | 2038 | Economic | GWh | After Competition Groups | 0.17479 | 0 | 0 | 13534.986 | 1.2914e-05 | 70 | Commercial_2038_Economic_GWh_After Competition Groups_70 | Room AC (w/ louvered sides) 14 SEER from 12 SEER code | 0.001291% | 0 | 0.17479 | Commercial_2038_Economic_GWh_After Competition Groups_Room AC (w/ louvered sides) 14 SEER from 12 SEER code
Commercial | Com ¦ EC Plug Fan for Data Center (under cabinet) | 2038 | Economic | GWh | After Competition Groups | 0.10842 | 0 | 0 | 13534.986 | 8.0103e-06 | 71 | Commercial_2038_Economic_GWh_After Competition Groups_71 | EC Plug Fan for Data Center (under cabinet) | 0.000801% | 0 | 0.10842 | Commercial_2038_Economic_GWh_After Competition Groups_EC Plug Fan for Data Center (under cabinet)
Commercial | Com ¦ High Efficiency Chiller (avg of water and air cooled) | 2038 | Economic | GWh | After Competition Groups | 0.090996 | 0 | 0 | 13534.986 | 6.723e-06 | 72 | Commercial_2038_Economic_GWh_After Competition Groups_72 | High Efficiency Chiller (avg of water and air cooled) | 0.0006723% | 0 | 0.090996 | Commercial_2038_Economic_GWh_After Competition Groups_High Efficiency Chiller (avg of water and air cooled)
Commercial | Com ¦ Air Curtains | 2038 | Economic | GWh | After Competition Groups | 0.063954 | 0 | 0 | 13534.986 | 4.7251e-06 | 73 | Commercial_2038_Economic_GWh_After Competition Groups_73 | Air Curtains | 0.0004725% | 0 | 0.063954 | Commercial_2038_Economic_GWh_After Competition Groups_Air Curtains
Commercial | Com ¦ VSD Air Compressor | 2038 | Economic | GWh | After Competition Groups | 0.062796 | 0 | 0 | 13534.986 | 4.6395e-06 | 74 | Commercial_2038_Economic_GWh_After Competition Groups_74 | VSD Air Compressor | 0.000464% | 0 | 0.062796 | Commercial_2038_Economic_GWh_After Competition Groups_VSD Air Compressor
Commercial | Com ¦ Electric Convection Combination Ovens | 2038 | Economic | GWh | After Competition Groups | 0.0048815 | 0 | 0 | 13534.986 | 3.6066e-07 | 75 | Commercial_2038_Economic_GWh_After Competition Groups_75 | Electric Convection Combination Ovens | 3.607e-05% | 0 | 0.0048815 | Commercial_2038_Economic_GWh_After Competition Groups_Electric Convection Combination Ovens
Commercial | Com ¦ LED Low/High Bay | 2038 | SC A | GWh | After Competition Groups | 1159.3982 | 20104655.5064 | 20.1047 | 10411.6968 | 0.11136 | 1 | Commercial_2038_SC A_GWh_After Competition Groups_1 | LED Low/High Bay | 11.14% | 20.1047 | 1159.3982 | Commercial_2038_SC A_GWh_After Competition Groups_LED Low/High Bay
Commercial | Com ¦ LED Troffer/Surface/Suspended | 2038 | SC A | GWh | After Competition Groups | 1023.2271 | 8468943.5516 | 8.4689 | 10411.6968 | 0.098277 | 2 | Commercial_2038_SC A_GWh_After Competition Groups_2 | LED Troffer/Surface/Suspended | 9.828% | 8.4689 | 1023.2271 | Commercial_2038_SC A_GWh_After Competition Groups_LED Troffer/Surface/Suspended
Commercial | Com ¦ ENERGY STAR LED LAMPS (REFLECTOR LAMPs/MR16/PAR 16) | 2038 | SC A | GWh | After Competition Groups | 1004.5563 | 794264.77 | 0.79426 | 10411.6968 | 0.096483 | 3 | Commercial_2038_SC A_GWh_After Competition Groups_3 | ENERGY STAR LED LAMPS (REFLECTOR LAMPs/MR16/PAR 16) | 9.648% | 0.79426 | 1004.5563 | Commercial_2038_SC A_GWh_After Competition Groups_ENERGY STAR LED LAMPS (REFLECTOR LAMPs/MR16/PAR 16)
Commercial | Com ¦ Building Recommissioning, Operations and Maintenance (O&M) Improvements | 2038 | SC A | GWh | After Competition Groups | 812.9059 | 2190993.7518 | 2.191 | 10411.6968 | 0.078076 | 4 | Commercial_2038_SC A_GWh_After Competition Groups_4 | Building Recommissioning, Operations and Maintenance (O&M) Improvements | 7.808% | 2.191 | 812.9059 | Commercial_2038_SC A_GWh_After Competition Groups_Building Recommissioning, Operations and Maintenance (O&M) Improvements
Commercial | Com ¦ LED Replacement Lamp (Tube) | 2038 | SC A | GWh | After Competition Groups | 697.7879 | 0 | 0 | 10411.6968 | 0.06702 | 5 | Commercial_2038_SC A_GWh_After Competition Groups_5 | LED Replacement Lamp (Tube) | 6.702% | 0 | 697.7879 | Commercial_2038_SC A_GWh_After Competition Groups_LED Replacement Lamp (Tube)
Commercial | Com ¦ LED EXTERIOR AREA LIGHTS - LED fixture (200W) | 2038 | SC A | GWh | After Competition Groups | 664.4644 | 0 | 0 | 10411.6968 | 0.063819 | 6 | Commercial_2038_SC A_GWh_After Competition Groups_6 | LED EXTERIOR AREA LIGHTS - LED fixture (200W) | 6.382% | 0 | 664.4644 | Commercial_2038_SC A_GWh_After Competition Groups_LED EXTERIOR AREA LIGHTS - LED fixture (200W)
Commercial | Com ¦ LED parking lot fixture | 2038 | SC A | GWh | After Competition Groups | 633.2567 | 628342.4603 | 0.62834 | 10411.6968 | 0.060822 | 7 | Commercial_2038_SC A_GWh_After Competition Groups_7 | LED parking lot fixture | 6.082% | 0.62834 | 633.2567 | Commercial_2038_SC A_GWh_After Competition Groups_LED parking lot fixture
Commercial | Com ¦ Furnace Tune-Up | 2038 | SC A | GWh | After Competition Groups | 450.9602 | 77008.2486 | 0.077008 | 10411.6968 | 0.043313 | 8 | Commercial_2038_SC A_GWh_After Competition Groups_8 | Furnace Tune-Up | 4.331% | 0.077008 | 450.9602 | Commercial_2038_SC A_GWh_After Competition Groups_Furnace Tune-Up
Commercial | Com ¦ LED street light fixture | 2038 | SC A | GWh | After Competition Groups | 401.4108 | 2631684.012 | 2.6317 | 10411.6968 | 0.038554 | 9 | Commercial_2038_SC A_GWh_After Competition Groups_9 | LED street light fixture | 3.855% | 2.6317 | 401.4108 | Commercial_2038_SC A_GWh_After Competition Groups_LED street light fixture
Commercial | Com ¦ High Efficiency Air Source Heat Pump | 2038 | SC A | GWh | After Competition Groups | 339.4278 | 1530830.9626 | 1.5308 | 10411.6968 | 0.032601 | 10 | Commercial_2038_SC A_GWh_After Competition Groups_10 | High Efficiency Air Source Heat Pump | 3.26% | 1.5308 | 339.4278 | Commercial_2038_SC A_GWh_After Competition Groups_High Efficiency Air Source Heat Pump
Commercial | Com ¦ Reach-in Shaded Pole to ECM/PSC Evaporator Fan Motor | 2038 | SC A | GWh | After Competition Groups | 295.0485 | 2242554.5129 | 2.2426 | 10411.6968 | 0.028338 | 11 | Commercial_2038_SC A_GWh_After Competition Groups_11 | Reach-in Shaded Pole to ECM/PSC Evaporator Fan Motor | 2.834% | 2.2426 | 295.0485 | Commercial_2038_SC A_GWh_After Competition Groups_Reach-in Shaded Pole to ECM/PSC Evaporator Fan Motor
Commercial | Com ¦ Refrigerated Display Case Doors | 2038 | SC A | GWh | After Competition Groups | 242.0052 | 3982946.6104 | 3.9829 | 10411.6968 | 0.023244 | 12 | Commercial_2038_SC A_GWh_After Competition Groups_12 | Refrigerated Display Case Doors | 2.324% | 3.9829 | 242.0052 | Commercial_2038_SC A_GWh_After Competition Groups_Refrigerated Display Case Doors
Commercial | Com ¦ Data Center Storage/Server Virtualization | 2038 | SC A | GWh | After Competition Groups | 235.8654 | 0 | 0 | 10411.6968 | 0.022654 | 13 | Commercial_2038_SC A_GWh_After Competition Groups_13 | Data Center Storage/Server Virtualization | 2.265% | 0 | 235.8654 | Commercial_2038_SC A_GWh_After Competition Groups_Data Center Storage/Server Virtualization
Commercial | Com ¦ Strip Curtains | 2038 | SC A | GWh | After Competition Groups | 218.8867 | 155614.4777 | 0.15561 | 10411.6968 | 0.021023 | 14 | Commercial_2038_SC A_GWh_After Competition Groups_14 | Strip Curtains | 2.102% | 0.15561 | 218.8867 | Commercial_2038_SC A_GWh_After Competition Groups_Strip Curtains
Commercial | Com ¦ Demand Control Ventilation | 2038 | SC A | GWh | After Competition Groups | 173.0161 | 370537.9054 | 0.37054 | 10411.6968 | 0.016617 | 15 | Commercial_2038_SC A_GWh_After Competition Groups_15 | Demand Control Ventilation | 1.662% | 0.37054 | 173.0161 | Commercial_2038_SC A_GWh_After Competition Groups_Demand Control Ventilation
Commercial | Com ¦ Advanced BAS/Controllers | 2038 | SC A | GWh | After Competition Groups | 172.0765 | 425077.0431 | 0.42508 | 10411.6968 | 0.016527 | 16 | Commercial_2038_SC A_GWh_After Competition Groups_16 | Advanced BAS/Controllers | 1.653% | 0.42508 | 172.0765 | Commercial_2038_SC A_GWh_After Competition Groups_Advanced BAS/Controllers
Commercial | Com ¦ Centrally controlled desktop PC/NETWORK PC POWER MANAGEMENT SOFTWARE | 2038 | SC A | GWh | After Competition Groups | 166.8361 | 686637.2349 | 0.68664 | 10411.6968 | 0.016024 | 17 | Commercial_2038_SC A_GWh_After Competition Groups_17 | Centrally controlled desktop PC/NETWORK PC POWER MANAGEMENT SOFTWARE | 1.602% | 0.68664 | 166.8361 | Commercial_2038_SC A_GWh_After Competition Groups_Centrally controlled desktop PC/NETWORK PC POWER MANAGEMENT SOFTWARE
Commercial | Com ¦ Variable Frequency Drive (VFD) | 2038 | SC A | GWh | After Competition Groups | 149.9575 | 1270969.1231 | 1.271 | 10411.6968 | 0.014403 | 18 | Commercial_2038_SC A_GWh_After Competition Groups_18 | Variable Frequency Drive (VFD) | 1.44% | 1.271 | 149.9575 | Commercial_2038_SC A_GWh_After Competition Groups_Variable Frequency Drive (VFD)
Commercial | Com ¦ VFD on Pumps | 2038 | SC A | GWh | After Competition Groups | 139.5943 | 1234224.9568 | 1.2342 | 10411.6968 | 0.013407 | 19 | Commercial_2038_SC A_GWh_After Competition Groups_19 | VFD on Pumps | 1.341% | 1.2342 | 139.5943 | Commercial_2038_SC A_GWh_After Competition Groups_VFD on Pumps
Commercial | Com ¦ LED or Equivalent Sign Lighting | 2038 | SC A | GWh | After Competition Groups | 138.1891 | 1568957.9851 | 1.569 | 10411.6968 | 0.013272 | 20 | Commercial_2038_SC A_GWh_After Competition Groups_20 | LED or Equivalent Sign Lighting | 1.327% | 1.569 | 138.1891 | Commercial_2038_SC A_GWh_After Competition Groups_LED or Equivalent Sign Lighting
Commercial | Com ¦ Education and Capacity Building/Energy Behavior | 2038 | SC A | GWh | After Competition Groups | 124.2999 | 1476369.0586 | 1.4764 | 10411.6968 | 0.011938 | 21 | Commercial_2038_SC A_GWh_After Competition Groups_21 | Education and Capacity Building/Energy Behavior | 1.194% | 1.4764 | 124.2999 | Commercial_2038_SC A_GWh_After Competition Groups_Education and Capacity Building/Energy Behavior
Commercial | Com ¦ ENERGY STAR LED LAMPS (General Service Lamps) | 2038 | SC A | GWh | After Competition Groups | 119.4186 | 154561.9863 | 0.15456 | 10411.6968 | 0.01147 | 22 | Commercial_2038_SC A_GWh_After Competition Groups_22 | ENERGY STAR LED LAMPS (General Service Lamps) | 1.147% | 0.15456 | 119.4186 | Commercial_2038_SC A_GWh_After Competition Groups_ENERGY STAR LED LAMPS (General Service Lamps)
Commercial | Com ¦ Adaptive Thermostats | 2038 | SC A | GWh | After Competition Groups | 111.3397 | 1681767.217 | 1.6818 | 10411.6968 | 0.010694 | 23 | Commercial_2038_SC A_GWh_After Competition Groups_23 | Adaptive Thermostats | 1.069% | 1.6818 | 111.3397 | Commercial_2038_SC A_GWh_After Competition Groups_Adaptive Thermostats
Commercial | Com ¦ Door Gasket Freezer/Refrigerator | 2038 | SC A | GWh | After Competition Groups | 75.9936 | 506518.2909 | 0.50652 | 10411.6968 | 0.0072989 | 24 | Commercial_2038_SC A_GWh_After Competition Groups_24 | Door Gasket Freezer/Refrigerator | 0.7299% | 0.50652 | 75.9936 | Commercial_2038_SC A_GWh_After Competition Groups_Door Gasket Freezer/Refrigerator
Commercial | Com ¦ Demand Control Kitchen Ventilation | 2038 | SC A | GWh | After Competition Groups | 73.8729 | 194274.4106 | 0.19427 | 10411.6968 | 0.0070952 | 25 | Commercial_2038_SC A_GWh_After Competition Groups_25 | Demand Control Kitchen Ventilation | 0.7095% | 0.19427 | 73.8729 | Commercial_2038_SC A_GWh_After Competition Groups_Demand Control Kitchen Ventilation
Commercial | Com ¦ ECM MOTORS FOR EVAPORATOR FANS for refrigeration (WALK-IN) | 2038 | SC A | GWh | After Competition Groups | 70.3458 | 783217.5057 | 0.78322 | 10411.6968 | 0.0067564 | 26 | Commercial_2038_SC A_GWh_After Competition Groups_26 | ECM MOTORS FOR EVAPORATOR FANS for refrigeration (WALK-IN) | 0.6756% | 0.78322 | 70.3458 | Commercial_2038_SC A_GWh_After Competition Groups_ECM MOTORS FOR EVAPORATOR FANS for refrigeration (WALK-IN)
Commercial | Com ¦ Air Handler with Dedicated Outdoor Air Systems | 2038 | SC A | GWh | After Competition Groups | 69.4861 | 0 | 0 | 10411.6968 | 0.0066739 | 27 | Commercial_2038_SC A_GWh_After Competition Groups_27 | Air Handler with Dedicated Outdoor Air Systems | 0.6674% | 0 | 69.4861 | Commercial_2038_SC A_GWh_After Competition Groups_Air Handler with Dedicated Outdoor Air Systems
Commercial | Com ¦ Condensing Unit Heaters or other Efficient Unit Heating System | 2038 | SC A | GWh | After Competition Groups | 67.8313 | 23132.6335 | 0.023133 | 10411.6968 | 0.0065149 | 28 | Commercial_2038_SC A_GWh_After Competition Groups_28 | Condensing Unit Heaters or other Efficient Unit Heating System | 0.6515% | 0.023133 | 67.8313 | Commercial_2038_SC A_GWh_After Competition Groups_Condensing Unit Heaters or other Efficient Unit Heating System
Commercial | Com ¦ Evaporator Fan Controls | 2038 | SC A | GWh | After Competition Groups | 56.3974 | 123404.5585 | 0.1234 | 10411.6968 | 0.0054167 | 29 | Commercial_2038_SC A_GWh_After Competition Groups_29 | Evaporator Fan Controls | 0.5417% | 0.1234 | 56.3974 | Commercial_2038_SC A_GWh_After Competition Groups_Evaporator Fan Controls
Commercial | Com ¦ Refrigerated Display Case LED | 2038 | SC A | GWh | After Competition Groups | 51.3144 | 727551.4629 | 0.72755 | 10411.6968 | 0.0049285 | 30 | Commercial_2038_SC A_GWh_After Competition Groups_30 | Refrigerated Display Case LED | 0.4929% | 0.72755 | 51.3144 | Commercial_2038_SC A_GWh_After Competition Groups_Refrigerated Display Case LED
Commercial | Com ¦ Unitary Air-Conditioning Unit | 2038 | SC A | GWh | After Competition Groups | 49.9492 | 671691.0128 | 0.67169 | 10411.6968 | 0.0047974 | 31 | Commercial_2038_SC A_GWh_After Competition Groups_31 | Unitary Air-Conditioning Unit | 0.4797% | 0.67169 | 49.9492 | Commercial_2038_SC A_GWh_After Competition Groups_Unitary Air-Conditioning Unit
Commercial | Com ¦ Freezer Case Light Sensor | 2038 | SC A | GWh | After Competition Groups | 48.9262 | 1114045.1164 | 1.114 | 10411.6968 | 0.0046992 | 32 | Commercial_2038_SC A_GWh_After Competition Groups_32 | Freezer Case Light Sensor | 0.4699% | 1.114 | 48.9262 | Commercial_2038_SC A_GWh_After Competition Groups_Freezer Case Light Sensor
Commercial | Com ¦ Occupancy Sensors | 2038 | SC A | GWh | After Competition Groups | 43.8436 | 8690.6087 | 0.0086906 | 10411.6968 | 0.004211 | 33 | Commercial_2038_SC A_GWh_After Competition Groups_33 | Occupancy Sensors | 0.4211% | 0.0086906 | 43.8436 | Commercial_2038_SC A_GWh_After Competition Groups_Occupancy Sensors
Commercial | Com ¦ ENERGY STAR Griddle (74% eff) | 2038 | SC A | GWh | After Competition Groups | 36.9874 | 218271.2695 | 0.21827 | 10411.6968 | 0.0035525 | 34 | Commercial_2038_SC A_GWh_After Competition Groups_34 | ENERGY STAR Griddle (74% eff) | 0.3552% | 0.21827 | 36.9874 | Commercial_2038_SC A_GWh_After Competition Groups_ENERGY STAR Griddle (74% eff)
Commercial | Com ¦ BEVERAGE VENDING MACHINE CONTROLS | 2038 | SC A | GWh | After Competition Groups | 29.2061 | 265034.1951 | 0.26503 | 10411.6968 | 0.0028051 | 35 | Commercial_2038_SC A_GWh_After Competition Groups_35 | BEVERAGE VENDING MACHINE CONTROLS | 0.2805% | 0.26503 | 29.2061 | Commercial_2038_SC A_GWh_After Competition Groups_BEVERAGE VENDING MACHINE CONTROLS
Commercial | Com ¦ Chilled Water Optimization | 2038 | SC A | GWh | After Competition Groups | 28.2214 | 550660.8241 | 0.55066 | 10411.6968 | 0.0027106 | 36 | Commercial_2038_SC A_GWh_After Competition Groups_36 | Chilled Water Optimization | 0.2711% | 0.55066 | 28.2214 | Commercial_2038_SC A_GWh_After Competition Groups_Chilled Water Optimization
Commercial | Com ¦ Elec Storage WH 2.30 Et | 2038 | SC A | GWh | After Competition Groups | 27.4543 | 483447.8786 | 0.48345 | 10411.6968 | 0.0026369 | 37 | Commercial_2038_SC A_GWh_After Competition Groups_37 | Elec Storage WH 2.30 Et | 0.2637% | 0.48345 | 27.4543 | Commercial_2038_SC A_GWh_After Competition Groups_Elec Storage WH 2.30 Et
Commercial | Com ¦ Temperature Adjustment in Commercial Freezers | 2038 | SC A | GWh | After Competition Groups | 21.5803 | 0 | 0 | 10411.6968 | 0.0020727 | 38 | Commercial_2038_SC A_GWh_After Competition Groups_38 | Temperature Adjustment in Commercial Freezers | 0.2073% | 0 | 21.5803 | Commercial_2038_SC A_GWh_After Competition Groups_Temperature Adjustment in Commercial Freezers
Commercial | Com ¦ CO Sensors for parking garage exhaust fans | 2038 | SC A | GWh | After Competition Groups | 20.5391 | 389877.5421 | 0.38988 | 10411.6968 | 0.0019727 | 39 | Commercial_2038_SC A_GWh_After Competition Groups_39 | CO Sensors for parking garage exhaust fans | 0.1973% | 0.38988 | 20.5391 | Commercial_2038_SC A_GWh_After Competition Groups_CO Sensors for parking garage exhaust fans
Commercial | Com ¦ Energy Efficient Laboratory Fume Hood | 2038 | SC A | GWh | After Competition Groups | 17.989 | 285551.9617 | 0.28555 | 10411.6968 | 0.0017278 | 40 | Commercial_2038_SC A_GWh_After Competition Groups_40 | Energy Efficient Laboratory Fume Hood | 0.1728% | 0.28555 | 17.989 | Commercial_2038_SC A_GWh_After Competition Groups_Energy Efficient Laboratory Fume Hood
Commercial | Com ¦ Water Source Heat Pump (4 ton) | 2038 | SC A | GWh | After Competition Groups | 16.8105 | 401930.4438 | 0.40193 | 10411.6968 | 0.0016146 | 41 | Commercial_2038_SC A_GWh_After Competition Groups_41 | Water Source Heat Pump (4 ton) | 0.1615% | 0.40193 | 16.8105 | Commercial_2038_SC A_GWh_After Competition Groups_Water Source Heat Pump (4 ton)
Commercial | Com ¦ Vertical Night Covers | 2038 | SC A | GWh | After Competition Groups | 16.4742 | 96077.8527 | 0.096078 | 10411.6968 | 0.0015823 | 42 | Commercial_2038_SC A_GWh_After Competition Groups_42 | Vertical Night Covers | 0.1582% | 0.096078 | 16.4742 | Commercial_2038_SC A_GWh_After Competition Groups_Vertical Night Covers
Commercial | Com ¦ Outside Air Economizer | 2038 | SC A | GWh | After Competition Groups | 15.796 | 100985.2015 | 0.10099 | 10411.6968 | 0.0015171 | 43 | Commercial_2038_SC A_GWh_After Competition Groups_43 | Outside Air Economizer | 0.1517% | 0.10099 | 15.796 | Commercial_2038_SC A_GWh_After Competition Groups_Outside Air Economizer
Commercial | Com ¦ Duct Insulation, R8 | 2038 | SC A | GWh | After Competition Groups | 14.837 | 214909.2422 | 0.21491 | 10411.6968 | 0.001425 | 44 | Commercial_2038_SC A_GWh_After Competition Groups_44 | Duct Insulation, R8 | 0.1425% | 0.21491 | 14.837 | Commercial_2038_SC A_GWh_After Competition Groups_Duct Insulation, R8
Commercial | Com ¦ Water Heating (DHW) Pipe Insulation (Add 3/4\ Foam)" | 2038 | SC A | GWh | After Competition Groups | 14.4505 | 166630.5598 | 0.16663 | 10411.6968 | 0.0013879 | 45 | Commercial_2038_SC A_GWh_After Competition Groups_45 | Water Heating (DHW) Pipe Insulation (Add 3/4\ Foam)" | 0.1388% | 0.16663 | 14.4505 | Commercial_2038_SC A_GWh_After Competition Groups_Water Heating (DHW) Pipe Insulation (Add 3/4\ Foam)"
Commercial | Com ¦ ENERGY STAR Fryer (84% eff) | 2038 | SC A | GWh | After Competition Groups | 13.5931 | 151217.7743 | 0.15122 | 10411.6968 | 0.0013056 | 46 | Commercial_2038_SC A_GWh_After Competition Groups_46 | ENERGY STAR Fryer (84% eff) | 0.1306% | 0.15122 | 13.5931 | Commercial_2038_SC A_GWh_After Competition Groups_ENERGY STAR Fryer (84% eff)
Commercial | Com ¦ Condensing Make Up Air Unit | 2038 | SC A | GWh | After Competition Groups | 10.032 | 800964.0685 | 0.80096 | 10411.6968 | 0.00096353 | 47 | Commercial_2038_SC A_GWh_After Competition Groups_47 | Condensing Make Up Air Unit | 0.09635% | 0.80096 | 10.032 | Commercial_2038_SC A_GWh_After Competition Groups_Condensing Make Up Air Unit
Commercial | Com ¦ Suction Pipe Insulation Freezer/Refrigerator | 2038 | SC A | GWh | After Competition Groups | 8.9355 | 98757.6158 | 0.098758 | 10411.6968 | 0.00085821 | 48 | Commercial_2038_SC A_GWh_After Competition Groups_48 | Suction Pipe Insulation Freezer/Refrigerator | 0.08582% | 0.098758 | 8.9355 | Commercial_2038_SC A_GWh_After Competition Groups_Suction Pipe Insulation Freezer/Refrigerator
Commercial | Com ¦ ENERGY STAR Dishwasher | 2038 | SC A | GWh | After Competition Groups | 7.104 | 40131.4498 | 0.040131 | 10411.6968 | 0.00068231 | 49 | Commercial_2038_SC A_GWh_After Competition Groups_49 | ENERGY STAR Dishwasher | 0.06823% | 0.040131 | 7.104 | Commercial_2038_SC A_GWh_After Competition Groups_ENERGY STAR Dishwasher
Commercial | Com ¦ ENERGY STAR Steam Cookers | 2038 | SC A | GWh | After Competition Groups | 6.479 | 78356.6409 | 0.078357 | 10411.6968 | 0.00062228 | 50 | Commercial_2038_SC A_GWh_After Competition Groups_50 | ENERGY STAR Steam Cookers | 0.06223% | 0.078357 | 6.479 | Commercial_2038_SC A_GWh_After Competition Groups_ENERGY STAR Steam Cookers
Commercial | Com ¦ Ozone Laundry Treatment | 2038 | SC A | GWh | After Competition Groups | 4.0867 | 76665.6499 | 0.076666 | 10411.6968 | 0.00039251 | 51 | Commercial_2038_SC A_GWh_After Competition Groups_51 | Ozone Laundry Treatment | 0.03925% | 0.076666 | 4.0867 | Commercial_2038_SC A_GWh_After Competition Groups_Ozone Laundry Treatment
Commercial | Com ¦ Demand controlled Circulating Systems | 2038 | SC A | GWh | After Competition Groups | 2.9433 | 0 | 0 | 10411.6968 | 0.00028269 | 52 | Commercial_2038_SC A_GWh_After Competition Groups_52 | Demand controlled Circulating Systems | 0.02827% | 0 | 2.9433 | Commercial_2038_SC A_GWh_After Competition Groups_Demand controlled Circulating Systems
Commercial | Com ¦ Thermostat Setback | 2038 | SC A | GWh | After Competition Groups | 2.6238 | 0 | 0 | 10411.6968 | 0.00025201 | 53 | Commercial_2038_SC A_GWh_After Competition Groups_53 | Thermostat Setback | 0.0252% | 0 | 2.6238 | Commercial_2038_SC A_GWh_After Competition Groups_Thermostat Setback
Commercial | Com ¦ ECM MOTORS FOR HVAC APPLICATION (FAN-POWERED VAV BOX) | 2038 | SC A | GWh | After Competition Groups | 2.3176 | 34821.1842 | 0.034821 | 10411.6968 | 0.0002226 | 54 | Commercial_2038_SC A_GWh_After Competition Groups_54 | ECM MOTORS FOR HVAC APPLICATION (FAN-POWERED VAV BOX) | 0.02226% | 0.034821 | 2.3176 | Commercial_2038_SC A_GWh_After Competition Groups_ECM MOTORS FOR HVAC APPLICATION (FAN-POWERED VAV BOX)
Commercial | Com ¦ Solar Water Preheat (Pools/DHW) | 2038 | SC A | GWh | After Competition Groups | 1.8587 | 5098.1974 | 0.0050982 | 10411.6968 | 0.00017852 | 55 | Commercial_2038_SC A_GWh_After Competition Groups_55 | Solar Water Preheat (Pools/DHW) | 0.01785% | 0.0050982 | 1.8587 | Commercial_2038_SC A_GWh_After Competition Groups_Solar Water Preheat (Pools/DHW)
Commercial | Com ¦ Notched V belts for HVAC Systems | 2038 | SC A | GWh | After Competition Groups | 1.4138 | 16251.0144 | 0.016251 | 10411.6968 | 0.00013579 | 56 | Commercial_2038_SC A_GWh_After Competition Groups_56 | Notched V belts for HVAC Systems | 0.01358% | 0.016251 | 1.4138 | Commercial_2038_SC A_GWh_After Competition Groups_Notched V belts for HVAC Systems
Commercial | Com ¦ CEE Tier 2/Energy Star Clothes Washers | 2038 | SC A | GWh | After Competition Groups | 1.312 | 10057.6914 | 0.010058 | 10411.6968 | 0.00012602 | 57 | Commercial_2038_SC A_GWh_After Competition Groups_57 | CEE Tier 2/Energy Star Clothes Washers | 0.0126% | 0.010058 | 1.312 | Commercial_2038_SC A_GWh_After Competition Groups_CEE Tier 2/Energy Star Clothes Washers
Commercial | COM ¦ Ductless Mini-Split Heat Pumps | 2038 | SC A | GWh | After Competition Groups | 1.0324 | 248.436 | 0.00024844 | 10411.6968 | 9.9157e-05 | 58 | Commercial_2038_SC A_GWh_After Competition Groups_58 | Ductless Mini-Split Heat Pumps | 0.009916% | 0.00024844 | 1.0324 | Commercial_2038_SC A_GWh_After Competition Groups_Ductless Mini-Split Heat Pumps
Commercial | Com ¦ Auto Off Time Switch or Time Clock control | 2038 | SC A | GWh | After Competition Groups | 0.99671 | 80.586 | 8.0586e-05 | 10411.6968 | 9.5729e-05 | 59 | Commercial_2038_SC A_GWh_After Competition Groups_59 | Auto Off Time Switch or Time Clock control | 0.009573% | 8.0586e-05 | 0.99671 | Commercial_2038_SC A_GWh_After Competition Groups_Auto Off Time Switch or Time Clock control
Commercial | Com ¦ PTAC (12 EER/10,000 BTU) | 2038 | SC A | GWh | After Competition Groups | 0.90485 | 14308.5105 | 0.014309 | 10411.6968 | 8.6907e-05 | 60 | Commercial_2038_SC A_GWh_After Competition Groups_60 | PTAC (12 EER/10,000 BTU) | 0.008691% | 0.014309 | 0.90485 | Commercial_2038_SC A_GWh_After Competition Groups_PTAC (12 EER/10,000 BTU)
Commercial | Com ¦ LED RECESSED DOWNLIGHTS | 2038 | SC A | GWh | After Competition Groups | 0.76949 | 24264.7118 | 0.024265 | 10411.6968 | 7.3906e-05 | 61 | Commercial_2038_SC A_GWh_After Competition Groups_61 | LED RECESSED DOWNLIGHTS | 0.007391% | 0.024265 | 0.76949 | Commercial_2038_SC A_GWh_After Competition Groups_LED RECESSED DOWNLIGHTS
Commercial | Com ¦ Low Flow Pre-Rinse Spray Nozzle | 2038 | SC A | GWh | After Competition Groups | 0.60893 | 1334.4634 | 0.0013345 | 10411.6968 | 5.8485e-05 | 62 | Commercial_2038_SC A_GWh_After Competition Groups_62 | Low Flow Pre-Rinse Spray Nozzle | 0.005849% | 0.0013345 | 0.60893 | Commercial_2038_SC A_GWh_After Competition Groups_Low Flow Pre-Rinse Spray Nozzle
Commercial | Com ¦ High Efficiency Small Instantaneous Water Heater | 2038 | SC A | GWh | After Competition Groups | 0.58261 | 21846.3955 | 0.021846 | 10411.6968 | 5.5957e-05 | 63 | Commercial_2038_SC A_GWh_After Competition Groups_63 | High Efficiency Small Instantaneous Water Heater | 0.005596% | 0.021846 | 0.58261 | Commercial_2038_SC A_GWh_After Competition Groups_High Efficiency Small Instantaneous Water Heater
Commercial | Com ¦ Commercial Hot Food Holding Cabinets | 2038 | SC A | GWh | After Competition Groups | 0.45844 | 3757.9953 | 0.003758 | 10411.6968 | 4.4031e-05 | 64 | Commercial_2038_SC A_GWh_After Competition Groups_64 | Commercial Hot Food Holding Cabinets | 0.004403% | 0.003758 | 0.45844 | Commercial_2038_SC A_GWh_After Competition Groups_Commercial Hot Food Holding Cabinets
Commercial | Com ¦ HVAC Optimization | 2038 | SC A | GWh | After Competition Groups | 0.4163 | 198.8297 | 0.00019883 | 10411.6968 | 3.9984e-05 | 65 | Commercial_2038_SC A_GWh_After Competition Groups_65 | HVAC Optimization | 0.003998% | 0.00019883 | 0.4163 | Commercial_2038_SC A_GWh_After Competition Groups_HVAC Optimization
Commercial | Com ¦ Air Curtains | 2038 | SC A | GWh | After Competition Groups | 0.24061 | 4400.1762 | 0.0044002 | 10411.6968 | 2.3109e-05 | 66 | Commercial_2038_SC A_GWh_After Competition Groups_66 | Air Curtains | 0.002311% | 0.0044002 | 0.24061 | Commercial_2038_SC A_GWh_After Competition Groups_Air Curtains
Commercial | Com ¦ Efficient compressor motor | 2038 | SC A | GWh | After Competition Groups | 0.19203 | 13425.8734 | 0.013426 | 10411.6968 | 1.8444e-05 | 67 | Commercial_2038_SC A_GWh_After Competition Groups_67 | Efficient compressor motor | 0.001844% | 0.013426 | 0.19203 | Commercial_2038_SC A_GWh_After Competition Groups_Efficient compressor motor
Commercial | Com ¦ Energy Recovery Ventilation and Ventilation (Enhanced) | 2038 | SC A | GWh | After Competition Groups | 0.15691 | 0 | 0 | 10411.6968 | 1.5071e-05 | 68 | Commercial_2038_SC A_GWh_After Competition Groups_68 | Energy Recovery Ventilation and Ventilation (Enhanced) | 0.001507% | 0 | 0.15691 | Commercial_2038_SC A_GWh_After Competition Groups_Energy Recovery Ventilation and Ventilation (Enhanced)
Commercial | Com ¦ Wall Insulation | 2038 | SC A | GWh | After Competition Groups | 0.1351 | 218.0185 | 0.00021802 | 10411.6968 | 1.2976e-05 | 69 | Commercial_2038_SC A_GWh_After Competition Groups_69 | Wall Insulation | 0.001298% | 0.00021802 | 0.1351 | Commercial_2038_SC A_GWh_After Competition Groups_Wall Insulation
Commercial | Com ¦ Room AC (w/ louvered sides) 14 SEER from 12 SEER code | 2038 | SC A | GWh | After Competition Groups | 0.058242 | 1329.4744 | 0.0013295 | 10411.6968 | 5.5939e-06 | 70 | Commercial_2038_SC A_GWh_After Competition Groups_70 | Room AC (w/ louvered sides) 14 SEER from 12 SEER code | 0.0005594% | 0.0013295 | 0.058242 | Commercial_2038_SC A_GWh_After Competition Groups_Room AC (w/ louvered sides) 14 SEER from 12 SEER code
Commercial | Com ¦ EC Plug Fan for Data Center (under cabinet) | 2038 | SC A | GWh | After Competition Groups | 0.049566 | 1804.7821 | 0.0018048 | 10411.6968 | 4.7606e-06 | 71 | Commercial_2038_SC A_GWh_After Competition Groups_71 | EC Plug Fan for Data Center (under cabinet) | 0.0004761% | 0.0018048 | 0.049566 | Commercial_2038_SC A_GWh_After Competition Groups_EC Plug Fan for Data Center (under cabinet)
Commercial | Com ¦ Variable Refrigerant Flow Heat Pump | 2038 | SC A | GWh | After Competition Groups | 0.044082 | 22845.7136 | 0.022846 | 10411.6968 | 4.2339e-06 | 72 | Commercial_2038_SC A_GWh_After Competition Groups_72 | Variable Refrigerant Flow Heat Pump | 0.0004234% | 0.022846 | 0.044082 | Commercial_2038_SC A_GWh_After Competition Groups_Variable Refrigerant Flow Heat Pump
Commercial | Com ¦ VSD Air Compressor | 2038 | SC A | GWh | After Competition Groups | 0.044006 | 557.2665 | 0.00055727 | 10411.6968 | 4.2266e-06 | 73 | Commercial_2038_SC A_GWh_After Competition Groups_73 | VSD Air Compressor | 0.0004227% | 0.00055727 | 0.044006 | Commercial_2038_SC A_GWh_After Competition Groups_VSD Air Compressor
Commercial | Com ¦ LLLC - Low Impact Application | 2038 | SC A | GWh | After Competition Groups | 0.024487 | 0.037831 | 3.7831e-08 | 10411.6968 | 2.3519e-06 | 74 | Commercial_2038_SC A_GWh_After Competition Groups_74 | LLLC - Low Impact Application | 0.0002352% | 3.7831e-08 | 0.024487 | Commercial_2038_SC A_GWh_After Competition Groups_LLLC - Low Impact Application
Commercial | Com ¦ LLLC - High Impact Application | 2038 | SC A | GWh | After Competition Groups | 0.022963 | 0.0037725 | 3.7725e-09 | 10411.6968 | 2.2055e-06 | 75 | Commercial_2038_SC A_GWh_After Competition Groups_75 | LLLC - High Impact Application | 0.0002206% | 3.7725e-09 | 0.022963 | Commercial_2038_SC A_GWh_After Competition Groups_LLLC - High Impact Application
Commercial | Com ¦ Indoor Daylight Sensors/Photocell Dimming Control | 2038 | SC A | GWh | After Competition Groups | 0.013622 | 4936.7343 | 0.0049367 | 10411.6968 | 1.3083e-06 | 76 | Commercial_2038_SC A_GWh_After Competition Groups_76 | Indoor Daylight Sensors/Photocell Dimming Control | 0.0001308% | 0.0049367 | 0.013622 | Commercial_2038_SC A_GWh_After Competition Groups_Indoor Daylight Sensors/Photocell Dimming Control
Commercial | Com ¦ High Efficiency Chiller (avg of water and air cooled) | 2038 | SC A | GWh | After Competition Groups | 0.0061745 | 54.7267 | 5.4727e-05 | 10411.6968 | 5.9303e-07 | 77 | Commercial_2038_SC A_GWh_After Competition Groups_77 | High Efficiency Chiller (avg of water and air cooled) | 5.93e-05% | 5.4727e-05 | 0.0061745 | Commercial_2038_SC A_GWh_After Competition Groups_High Efficiency Chiller (avg of water and air cooled)
Commercial | Com ¦ Electric Convection Combination Ovens | 2038 | SC A | GWh | After Competition Groups | 0.003928 | 3.1517 | 3.1517e-06 | 10411.6968 | 3.7727e-07 | 78 | Commercial_2038_SC A_GWh_After Competition Groups_78 | Electric Convection Combination Ovens | 3.773e-05% | 3.1517e-06 | 0.003928 | Commercial_2038_SC A_GWh_After Competition Groups_Electric Convection Combination Ovens
Commercial | Com ¦ Networked/Connected - High Impact Application | 2038 | SC A | GWh | After Competition Groups | 0.00054829 | 1.7175e-05 | 1.7175e-11 | 10411.6968 | 5.2661e-08 | 79 | Commercial_2038_SC A_GWh_After Competition Groups_79 | Networked/Connected - High Impact Application | 5.266e-06% | 1.7175e-11 | 0.00054829 | Commercial_2038_SC A_GWh_After Competition Groups_Networked/Connected - High Impact Application
Commercial | Com ¦ Networked/Connected - Low Impact Application | 2038 | SC A | GWh | After Competition Groups | 2.5192e-05 | 3.7753e-06 | 3.7753e-12 | 10411.6968 | 2.4196e-09 | 80 | Commercial_2038_SC A_GWh_After Competition Groups_80 | Networked/Connected - Low Impact Application | 2.42e-07% | 3.7753e-12 | 2.5192e-05 | Commercial_2038_SC A_GWh_After Competition Groups_Networked/Connected - Low Impact Application
Commercial | Com ¦ Building Recommissioning, Operations and Maintenance (O&M) Improvements | 2038 | SC B | GWh | After Competition Groups | 1630.6818 | 3818797.6289 | 3.8188 | 13083.5857 | 0.12464 | 1 | Commercial_2038_SC B_GWh_After Competition Groups_1 | Building Recommissioning, Operations and Maintenance (O&M) Improvements | 12.46% | 3.8188 | 1630.6818 | Commercial_2038_SC B_GWh_After Competition Groups_Building Recommissioning, Operations and Maintenance (O&M) Improvements
Commercial | Com ¦ LED Low/High Bay | 2038 | SC B | GWh | After Competition Groups | 1219.789 | 17843181.5449 | 17.8432 | 13083.5857 | 0.09323 | 2 | Commercial_2038_SC B_GWh_After Competition Groups_2 | LED Low/High Bay | 9.323% | 17.8432 | 1219.789 | Commercial_2038_SC B_GWh_After Competition Groups_LED Low/High Bay
Commercial | Com ¦ LED Troffer/Surface/Suspended | 2038 | SC B | GWh | After Competition Groups | 1035.3579 | 7040644.2582 | 7.0406 | 13083.5857 | 0.079134 | 3 | Commercial_2038_SC B_GWh_After Competition Groups_3 | LED Troffer/Surface/Suspended | 7.913% | 7.0406 | 1035.3579 | Commercial_2038_SC B_GWh_After Competition Groups_LED Troffer/Surface/Suspended
Commercial | Com ¦ ENERGY STAR LED LAMPS (REFLECTOR LAMPs/MR16/PAR 16) | 2038 | SC B | GWh | After Competition Groups | 1004.5563 | 794185.3435 | 0.79419 | 13083.5857 | 0.07678 | 4 | Commercial_2038_SC B_GWh_After Competition Groups_4 | ENERGY STAR LED LAMPS (REFLECTOR LAMPs/MR16/PAR 16) | 7.678% | 0.79419 | 1004.5563 | Commercial_2038_SC B_GWh_After Competition Groups_ENERGY STAR LED LAMPS (REFLECTOR LAMPs/MR16/PAR 16)
Commercial | Com ¦ LED Replacement Lamp (Tube) | 2038 | SC B | GWh | After Competition Groups | 697.7879 | 0 | 0 | 13083.5857 | 0.053333 | 5 | Commercial_2038_SC B_GWh_After Competition Groups_5 | LED Replacement Lamp (Tube) | 5.333% | 0 | 697.7879 | Commercial_2038_SC B_GWh_After Competition Groups_LED Replacement Lamp (Tube)
Commercial | Com ¦ LED EXTERIOR AREA LIGHTS - LED fixture (200W) | 2038 | SC B | GWh | After Competition Groups | 664.7193 | 85379.9679 | 0.08538 | 13083.5857 | 0.050806 | 6 | Commercial_2038_SC B_GWh_After Competition Groups_6 | LED EXTERIOR AREA LIGHTS - LED fixture (200W) | 5.081% | 0.08538 | 664.7193 | Commercial_2038_SC B_GWh_After Competition Groups_LED EXTERIOR AREA LIGHTS - LED fixture (200W)
Commercial | Com ¦ LED parking lot fixture | 2038 | SC B | GWh | After Competition Groups | 633.2567 | 628279.626 | 0.62828 | 13083.5857 | 0.048401 | 7 | Commercial_2038_SC B_GWh_After Competition Groups_7 | LED parking lot fixture | 4.84% | 0.62828 | 633.2567 | Commercial_2038_SC B_GWh_After Competition Groups_LED parking lot fixture
Commercial | Com ¦ Education and Capacity Building/Energy Behavior | 2038 | SC B | GWh | After Competition Groups | 621.4997 | 7381845.293 | 7.3818 | 13083.5857 | 0.047502 | 8 | Commercial_2038_SC B_GWh_After Competition Groups_8 | Education and Capacity Building/Energy Behavior | 4.75% | 7.3818 | 621.4997 | Commercial_2038_SC B_GWh_After Competition Groups_Education and Capacity Building/Energy Behavior
Commercial | Com ¦ Furnace Tune-Up | 2038 | SC B | GWh | After Competition Groups | 594.7247 | 10027.2327 | 0.010027 | 13083.5857 | 0.045456 | 9 | Commercial_2038_SC B_GWh_After Competition Groups_9 | Furnace Tune-Up | 4.546% | 0.010027 | 594.7247 | Commercial_2038_SC B_GWh_After Competition Groups_Furnace Tune-Up
Commercial | Com ¦ LED street light fixture | 2038 | SC B | GWh | After Competition Groups | 403.0093 | 3190424.6767 | 3.1904 | 13083.5857 | 0.030803 | 10 | Commercial_2038_SC B_GWh_After Competition Groups_10 | LED street light fixture | 3.08% | 3.1904 | 403.0093 | Commercial_2038_SC B_GWh_After Competition Groups_LED street light fixture
Commercial | Com ¦ Refrigerated Display Case Doors | 2038 | SC B | GWh | After Competition Groups | 358.1901 | 12312614.3955 | 12.3126 | 13083.5857 | 0.027377 | 11 | Commercial_2038_SC B_GWh_After Competition Groups_11 | Refrigerated Display Case Doors | 2.738% | 12.3126 | 358.1901 | Commercial_2038_SC B_GWh_After Competition Groups_Refrigerated Display Case Doors
Commercial | Com ¦ High Efficiency Air Source Heat Pump | 2038 | SC B | GWh | After Competition Groups | 339.4269 | 1530670.4677 | 1.5307 | 13083.5857 | 0.025943 | 12 | Commercial_2038_SC B_GWh_After Competition Groups_12 | High Efficiency Air Source Heat Pump | 2.594% | 1.5307 | 339.4269 | Commercial_2038_SC B_GWh_After Competition Groups_High Efficiency Air Source Heat Pump
Commercial | Com ¦ Reach-in Shaded Pole to ECM/PSC Evaporator Fan Motor | 2038 | SC B | GWh | After Competition Groups | 309.2994 | 2144369.8345 | 2.1444 | 13083.5857 | 0.02364 | 13 | Commercial_2038_SC B_GWh_After Competition Groups_13 | Reach-in Shaded Pole to ECM/PSC Evaporator Fan Motor | 2.364% | 2.1444 | 309.2994 | Commercial_2038_SC B_GWh_After Competition Groups_Reach-in Shaded Pole to ECM/PSC Evaporator Fan Motor
Commercial | Com ¦ Demand Control Ventilation | 2038 | SC B | GWh | After Competition Groups | 303.0264 | 2247285.8898 | 2.2473 | 13083.5857 | 0.023161 | 14 | Commercial_2038_SC B_GWh_After Competition Groups_14 | Demand Control Ventilation | 2.316% | 2.2473 | 303.0264 | Commercial_2038_SC B_GWh_After Competition Groups_Demand Control Ventilation
Commercial | Com ¦ Advanced BAS/Controllers | 2038 | SC B | GWh | After Competition Groups | 298.4182 | 844535.022 | 0.84454 | 13083.5857 | 0.022809 | 15 | Commercial_2038_SC B_GWh_After Competition Groups_15 | Advanced BAS/Controllers | 2.281% | 0.84454 | 298.4182 | Commercial_2038_SC B_GWh_After Competition Groups_Advanced BAS/Controllers
Commercial | Com ¦ Strip Curtains | 2038 | SC B | GWh | After Competition Groups | 269.068 | 89434.637 | 0.089435 | 13083.5857 | 0.020565 | 16 | Commercial_2038_SC B_GWh_After Competition Groups_16 | Strip Curtains | 2.057% | 0.089435 | 269.068 | Commercial_2038_SC B_GWh_After Competition Groups_Strip Curtains
Commercial | Com ¦ Data Center Storage/Server Virtualization | 2038 | SC B | GWh | After Competition Groups | 250.697 | 0 | 0 | 13083.5857 | 0.019161 | 17 | Commercial_2038_SC B_GWh_After Competition Groups_17 | Data Center Storage/Server Virtualization | 1.916% | 0 | 250.697 | Commercial_2038_SC B_GWh_After Competition Groups_Data Center Storage/Server Virtualization
Commercial | Com ¦ Centrally controlled desktop PC/NETWORK PC POWER MANAGEMENT SOFTWARE | 2038 | SC B | GWh | After Competition Groups | 201.7678 | 375963.8888 | 0.37596 | 13083.5857 | 0.015421 | 18 | Commercial_2038_SC B_GWh_After Competition Groups_18 | Centrally controlled desktop PC/NETWORK PC POWER MANAGEMENT SOFTWARE | 1.542% | 0.37596 | 201.7678 | Commercial_2038_SC B_GWh_After Competition Groups_Centrally controlled desktop PC/NETWORK PC POWER MANAGEMENT SOFTWARE
Commercial | Com ¦ Variable Frequency Drive (VFD) | 2038 | SC B | GWh | After Competition Groups | 197.2759 | 165558.289 | 0.16556 | 13083.5857 | 0.015078 | 19 | Commercial_2038_SC B_GWh_After Competition Groups_19 | Variable Frequency Drive (VFD) | 1.508% | 0.16556 | 197.2759 | Commercial_2038_SC B_GWh_After Competition Groups_Variable Frequency Drive (VFD)
Commercial | Com ¦ VFD on Pumps | 2038 | SC B | GWh | After Competition Groups | 184.5682 | 168582.1123 | 0.16858 | 13083.5857 | 0.014107 | 20 | Commercial_2038_SC B_GWh_After Competition Groups_20 | VFD on Pumps | 1.411% | 0.16858 | 184.5682 | Commercial_2038_SC B_GWh_After Competition Groups_VFD on Pumps
Commercial | Com ¦ LED or Equivalent Sign Lighting | 2038 | SC B | GWh | After Competition Groups | 180.3972 | 1314081.9086 | 1.3141 | 13083.5857 | 0.013788 | 21 | Commercial_2038_SC B_GWh_After Competition Groups_21 | LED or Equivalent Sign Lighting | 1.379% | 1.3141 | 180.3972 | Commercial_2038_SC B_GWh_After Competition Groups_LED or Equivalent Sign Lighting
Commercial | Com ¦ Unitary Air-Conditioning Unit | 2038 | SC B | GWh | After Competition Groups | 159.6112 | 11521305.1589 | 11.5213 | 13083.5857 | 0.012199 | 22 | Commercial_2038_SC B_GWh_After Competition Groups_22 | Unitary Air-Conditioning Unit | 1.22% | 11.5213 | 159.6112 | Commercial_2038_SC B_GWh_After Competition Groups_Unitary Air-Conditioning Unit
Commercial | Com ¦ Adaptive Thermostats | 2038 | SC B | GWh | After Competition Groups | 156.188 | 1622761.3296 | 1.6228 | 13083.5857 | 0.011938 | 23 | Commercial_2038_SC B_GWh_After Competition Groups_23 | Adaptive Thermostats | 1.194% | 1.6228 | 156.188 | Commercial_2038_SC B_GWh_After Competition Groups_Adaptive Thermostats
Commercial | Com ¦ Air Handler with Dedicated Outdoor Air Systems | 2038 | SC B | GWh | After Competition Groups | 150.2484 | 0 | 0 | 13083.5857 | 0.011484 | 24 | Commercial_2038_SC B_GWh_After Competition Groups_24 | Air Handler with Dedicated Outdoor Air Systems | 1.148% | 0 | 150.2484 | Commercial_2038_SC B_GWh_After Competition Groups_Air Handler with Dedicated Outdoor Air Systems
Commercial | Com ¦ ENERGY STAR LED LAMPS (General Service Lamps) | 2038 | SC B | GWh | After Competition Groups | 119.4186 | 154546.5301 | 0.15455 | 13083.5857 | 0.0091274 | 25 | Commercial_2038_SC B_GWh_After Competition Groups_25 | ENERGY STAR LED LAMPS (General Service Lamps) | 0.9127% | 0.15455 | 119.4186 | Commercial_2038_SC B_GWh_After Competition Groups_ENERGY STAR LED LAMPS (General Service Lamps)
Commercial | Com ¦ Door Gasket Freezer/Refrigerator | 2038 | SC B | GWh | After Competition Groups | 107.0372 | 452952.7295 | 0.45295 | 13083.5857 | 0.008181 | 26 | Commercial_2038_SC B_GWh_After Competition Groups_26 | Door Gasket Freezer/Refrigerator | 0.8181% | 0.45295 | 107.0372 | Commercial_2038_SC B_GWh_After Competition Groups_Door Gasket Freezer/Refrigerator
Commercial | Com ¦ Demand Control Kitchen Ventilation | 2038 | SC B | GWh | After Competition Groups | 98.4118 | 252079.0013 | 0.25208 | 13083.5857 | 0.0075218 | 27 | Commercial_2038_SC B_GWh_After Competition Groups_27 | Demand Control Kitchen Ventilation | 0.7522% | 0.25208 | 98.4118 | Commercial_2038_SC B_GWh_After Competition Groups_Demand Control Kitchen Ventilation
Commercial | Com ¦ ECM MOTORS FOR EVAPORATOR FANS for refrigeration (WALK-IN) | 2038 | SC B | GWh | After Competition Groups | 93.2447 | 105146.7226 | 0.10515 | 13083.5857 | 0.0071268 | 28 | Commercial_2038_SC B_GWh_After Competition Groups_28 | ECM MOTORS FOR EVAPORATOR FANS for refrigeration (WALK-IN) | 0.7127% | 0.10515 | 93.2447 | Commercial_2038_SC B_GWh_After Competition Groups_ECM MOTORS FOR EVAPORATOR FANS for refrigeration (WALK-IN)
Commercial | Com ¦ Condensing Unit Heaters or other Efficient Unit Heating System | 2038 | SC B | GWh | After Competition Groups | 89.4889 | 3015.5552 | 0.0030156 | 13083.5857 | 0.0068398 | 29 | Commercial_2038_SC B_GWh_After Competition Groups_29 | Condensing Unit Heaters or other Efficient Unit Heating System | 0.684% | 0.0030156 | 89.4889 | Commercial_2038_SC B_GWh_After Competition Groups_Condensing Unit Heaters or other Efficient Unit Heating System
Commercial | Com ¦ Refrigerated Display Case LED | 2038 | SC B | GWh | After Competition Groups | 77.4485 | 657564.8081 | 0.65756 | 13083.5857 | 0.0059195 | 30 | Commercial_2038_SC B_GWh_After Competition Groups_30 | Refrigerated Display Case LED | 0.592% | 0.65756 | 77.4485 | Commercial_2038_SC B_GWh_After Competition Groups_Refrigerated Display Case LED
Commercial | Com ¦ Freezer Case Light Sensor | 2038 | SC B | GWh | After Competition Groups | 76.761 | 234826.5887 | 0.23483 | 13083.5857 | 0.005867 | 31 | Commercial_2038_SC B_GWh_After Competition Groups_31 | Freezer Case Light Sensor | 0.5867% | 0.23483 | 76.761 | Commercial_2038_SC B_GWh_After Competition Groups_Freezer Case Light Sensor
Commercial | Com ¦ Evaporator Fan Controls | 2038 | SC B | GWh | After Competition Groups | 74.8775 | 16728.092 | 0.016728 | 13083.5857 | 0.005723 | 32 | Commercial_2038_SC B_GWh_After Competition Groups_32 | Evaporator Fan Controls | 0.5723% | 0.016728 | 74.8775 | Commercial_2038_SC B_GWh_After Competition Groups_Evaporator Fan Controls
Commercial | Com ¦ Occupancy Sensors | 2038 | SC B | GWh | After Competition Groups | 43.8436 | 8689.7381 | 0.0086897 | 13083.5857 | 0.003351 | 33 | Commercial_2038_SC B_GWh_After Competition Groups_33 | Occupancy Sensors | 0.3351% | 0.0086897 | 43.8436 | Commercial_2038_SC B_GWh_After Competition Groups_Occupancy Sensors
Commercial | Com ¦ BEVERAGE VENDING MACHINE CONTROLS | 2038 | SC B | GWh | After Competition Groups | 39.7671 | 179199.9321 | 0.1792 | 13083.5857 | 0.0030395 | 34 | Commercial_2038_SC B_GWh_After Competition Groups_34 | BEVERAGE VENDING MACHINE CONTROLS | 0.3039% | 0.1792 | 39.7671 | Commercial_2038_SC B_GWh_After Competition Groups_BEVERAGE VENDING MACHINE CONTROLS
Commercial | Com ¦ Chilled Water Optimization | 2038 | SC B | GWh | After Competition Groups | 37.8567 | 1911450.1097 | 1.9115 | 13083.5857 | 0.0028934 | 35 | Commercial_2038_SC B_GWh_After Competition Groups_35 | Chilled Water Optimization | 0.2893% | 1.9115 | 37.8567 | Commercial_2038_SC B_GWh_After Competition Groups_Chilled Water Optimization
Commercial | Com ¦ ENERGY STAR Griddle (74% eff) | 2038 | SC B | GWh | After Competition Groups | 36.9872 | 218248.4191 | 0.21825 | 13083.5857 | 0.002827 | 36 | Commercial_2038_SC B_GWh_After Competition Groups_36 | ENERGY STAR Griddle (74% eff) | 0.2827% | 0.21825 | 36.9872 | Commercial_2038_SC B_GWh_After Competition Groups_ENERGY STAR Griddle (74% eff)
Commercial | Com ¦ Elec Storage WH 2.30 Et | 2038 | SC B | GWh | After Competition Groups | 36.7207 | 95733.161 | 0.095733 | 13083.5857 | 0.0028066 | 37 | Commercial_2038_SC B_GWh_After Competition Groups_37 | Elec Storage WH 2.30 Et | 0.2807% | 0.095733 | 36.7207 | Commercial_2038_SC B_GWh_After Competition Groups_Elec Storage WH 2.30 Et
Commercial | Com ¦ CO Sensors for parking garage exhaust fans | 2038 | SC B | GWh | After Competition Groups | 29.9023 | 441874.7809 | 0.44187 | 13083.5857 | 0.0022855 | 38 | Commercial_2038_SC B_GWh_After Competition Groups_38 | CO Sensors for parking garage exhaust fans | 0.2285% | 0.44187 | 29.9023 | Commercial_2038_SC B_GWh_After Competition Groups_CO Sensors for parking garage exhaust fans
Commercial | Com ¦ Water Source Heat Pump (4 ton) | 2038 | SC B | GWh | After Competition Groups | 29.0479 | 1412507.927 | 1.4125 | 13083.5857 | 0.0022202 | 39 | Commercial_2038_SC B_GWh_After Competition Groups_39 | Water Source Heat Pump (4 ton) | 0.222% | 1.4125 | 29.0479 | Commercial_2038_SC B_GWh_After Competition Groups_Water Source Heat Pump (4 ton)
Commercial | Com ¦ Temperature Adjustment in Commercial Freezers | 2038 | SC B | GWh | After Competition Groups | 28.6367 | 0 | 0 | 13083.5857 | 0.0021888 | 40 | Commercial_2038_SC B_GWh_After Competition Groups_40 | Temperature Adjustment in Commercial Freezers | 0.2189% | 0 | 28.6367 | Commercial_2038_SC B_GWh_After Competition Groups_Temperature Adjustment in Commercial Freezers
Commercial | Com ¦ Energy Efficient Laboratory Fume Hood | 2038 | SC B | GWh | After Competition Groups | 24.9638 | 53393.0561 | 0.053393 | 13083.5857 | 0.001908 | 41 | Commercial_2038_SC B_GWh_After Competition Groups_41 | Energy Efficient Laboratory Fume Hood | 0.1908% | 0.053393 | 24.9638 | Commercial_2038_SC B_GWh_After Competition Groups_Energy Efficient Laboratory Fume Hood
Commercial | Com ¦ Vertical Night Covers | 2038 | SC B | GWh | After Competition Groups | 22.2109 | 16226.8266 | 0.016227 | 13083.5857 | 0.0016976 | 42 | Commercial_2038_SC B_GWh_After Competition Groups_42 | Vertical Night Covers | 0.1698% | 0.016227 | 22.2109 | Commercial_2038_SC B_GWh_After Competition Groups_Vertical Night Covers
Commercial | Com ¦ Condensing Make Up Air Unit | 2038 | SC B | GWh | After Competition Groups | 20.369 | 5454035.6361 | 5.454 | 13083.5857 | 0.0015568 | 43 | Commercial_2038_SC B_GWh_After Competition Groups_43 | Condensing Make Up Air Unit | 0.1557% | 5.454 | 20.369 | Commercial_2038_SC B_GWh_After Competition Groups_Condensing Make Up Air Unit
Commercial | Com ¦ Duct Insulation, R8 | 2038 | SC B | GWh | After Competition Groups | 19.8262 | 30154.1727 | 0.030154 | 13083.5857 | 0.0015153 | 44 | Commercial_2038_SC B_GWh_After Competition Groups_44 | Duct Insulation, R8 | 0.1515% | 0.030154 | 19.8262 | Commercial_2038_SC B_GWh_After Competition Groups_Duct Insulation, R8
Commercial | Com ¦ Outside Air Economizer | 2038 | SC B | GWh | After Competition Groups | 19.2304 | 57901.2088 | 0.057901 | 13083.5857 | 0.0014698 | 45 | Commercial_2038_SC B_GWh_After Competition Groups_45 | Outside Air Economizer | 0.147% | 0.057901 | 19.2304 | Commercial_2038_SC B_GWh_After Competition Groups_Outside Air Economizer
Commercial | Com ¦ Water Heating (DHW) Pipe Insulation (Add 3/4\ Foam)" | 2038 | SC B | GWh | After Competition Groups | 19.1328 | 22216.2768 | 0.022216 | 13083.5857 | 0.0014623 | 46 | Commercial_2038_SC B_GWh_After Competition Groups_46 | Water Heating (DHW) Pipe Insulation (Add 3/4\ Foam)" | 0.1462% | 0.022216 | 19.1328 | Commercial_2038_SC B_GWh_After Competition Groups_Water Heating (DHW) Pipe Insulation (Add 3/4\ Foam)"
Commercial | Com ¦ ENERGY STAR Fryer (84% eff) | 2038 | SC B | GWh | After Competition Groups | 13.5931 | 151201.8393 | 0.1512 | 13083.5857 | 0.0010389 | 47 | Commercial_2038_SC B_GWh_After Competition Groups_47 | ENERGY STAR Fryer (84% eff) | 0.1039% | 0.1512 | 13.5931 | Commercial_2038_SC B_GWh_After Competition Groups_ENERGY STAR Fryer (84% eff)
Commercial | Com ¦ Suction Pipe Insulation Freezer/Refrigerator | 2038 | SC B | GWh | After Competition Groups | 12.1422 | 15911.9533 | 0.015912 | 13083.5857 | 0.00092805 | 48 | Commercial_2038_SC B_GWh_After Competition Groups_48 | Suction Pipe Insulation Freezer/Refrigerator | 0.09281% | 0.015912 | 12.1422 | Commercial_2038_SC B_GWh_After Competition Groups_Suction Pipe Insulation Freezer/Refrigerator
Commercial | Com ¦ ENERGY STAR Dishwasher | 2038 | SC B | GWh | After Competition Groups | 8.4995 | 40127.0767 | 0.040127 | 13083.5857 | 0.00064963 | 49 | Commercial_2038_SC B_GWh_After Competition Groups_49 | ENERGY STAR Dishwasher | 0.06496% | 0.040127 | 8.4995 | Commercial_2038_SC B_GWh_After Competition Groups_ENERGY STAR Dishwasher
Commercial | Com ¦ Ozone Laundry Treatment | 2038 | SC B | GWh | After Competition Groups | 6.647 | 108365.7241 | 0.10837 | 13083.5857 | 0.00050804 | 50 | Commercial_2038_SC B_GWh_After Competition Groups_50 | Ozone Laundry Treatment | 0.0508% | 0.10837 | 6.647 | Commercial_2038_SC B_GWh_After Competition Groups_Ozone Laundry Treatment
Commercial | Com ¦ ENERGY STAR Steam Cookers | 2038 | SC B | GWh | After Competition Groups | 6.4789 | 78347.985 | 0.078348 | 13083.5857 | 0.00049519 | 51 | Commercial_2038_SC B_GWh_After Competition Groups_51 | ENERGY STAR Steam Cookers | 0.04952% | 0.078348 | 6.4789 | Commercial_2038_SC B_GWh_After Competition Groups_ENERGY STAR Steam Cookers
Commercial | Com ¦ Demand controlled Circulating Systems | 2038 | SC B | GWh | After Competition Groups | 4.1109 | 0 | 0 | 13083.5857 | 0.0003142 | 52 | Commercial_2038_SC B_GWh_After Competition Groups_52 | Demand controlled Circulating Systems | 0.03142% | 0 | 4.1109 | Commercial_2038_SC B_GWh_After Competition Groups_Demand controlled Circulating Systems
Commercial | Com ¦ ECM MOTORS FOR HVAC APPLICATION (FAN-POWERED VAV BOX) | 2038 | SC B | GWh | After Competition Groups | 2.924 | 22665.1177 | 0.022665 | 13083.5857 | 0.00022348 | 53 | Commercial_2038_SC B_GWh_After Competition Groups_53 | ECM MOTORS FOR HVAC APPLICATION (FAN-POWERED VAV BOX) | 0.02235% | 0.022665 | 2.924 | Commercial_2038_SC B_GWh_After Competition Groups_ECM MOTORS FOR HVAC APPLICATION (FAN-POWERED VAV BOX)
Commercial | Com ¦ Solar Water Preheat (Pools/DHW) | 2038 | SC B | GWh | After Competition Groups | 2.888 | 4899.7581 | 0.0048998 | 13083.5857 | 0.00022074 | 54 | Commercial_2038_SC B_GWh_After Competition Groups_54 | Solar Water Preheat (Pools/DHW) | 0.02207% | 0.0048998 | 2.888 | Commercial_2038_SC B_GWh_After Competition Groups_Solar Water Preheat (Pools/DHW)
Commercial | Com ¦ Thermostat Setback | 2038 | SC B | GWh | After Competition Groups | 2.634 | 0 | 0 | 13083.5857 | 0.00020132 | 55 | Commercial_2038_SC B_GWh_After Competition Groups_55 | Thermostat Setback | 0.02013% | 0 | 2.634 | Commercial_2038_SC B_GWh_After Competition Groups_Thermostat Setback
Commercial | Com ¦ Notched V belts for HVAC Systems | 2038 | SC B | GWh | After Competition Groups | 1.8337 | 24200.5232 | 0.024201 | 13083.5857 | 0.00014015 | 56 | Commercial_2038_SC B_GWh_After Competition Groups_56 | Notched V belts for HVAC Systems | 0.01401% | 0.024201 | 1.8337 | Commercial_2038_SC B_GWh_After Competition Groups_Notched V belts for HVAC Systems
Commercial | Com ¦ Efficient compressor motor | 2038 | SC B | GWh | After Competition Groups | 1.5713 | 243261.4004 | 0.24326 | 13083.5857 | 0.0001201 | 57 | Commercial_2038_SC B_GWh_After Competition Groups_57 | Efficient compressor motor | 0.01201% | 0.24326 | 1.5713 | Commercial_2038_SC B_GWh_After Competition Groups_Efficient compressor motor
Commercial | Com ¦ PTAC (12 EER/10,000 BTU) | 2038 | SC B | GWh | After Competition Groups | 1.5134 | 22808.2262 | 0.022808 | 13083.5857 | 0.00011567 | 58 | Commercial_2038_SC B_GWh_After Competition Groups_58 | PTAC (12 EER/10,000 BTU) | 0.01157% | 0.022808 | 1.5134 | Commercial_2038_SC B_GWh_After Competition Groups_PTAC (12 EER/10,000 BTU)
Commercial | Com ¦ CEE Tier 2/Energy Star Clothes Washers | 2038 | SC B | GWh | After Competition Groups | 1.4453 | 13983.9378 | 0.013984 | 13083.5857 | 0.00011047 | 59 | Commercial_2038_SC B_GWh_After Competition Groups_59 | CEE Tier 2/Energy Star Clothes Washers | 0.01105% | 0.013984 | 1.4453 | Commercial_2038_SC B_GWh_After Competition Groups_CEE Tier 2/Energy Star Clothes Washers
Commercial | Com ¦ Auto Off Time Switch or Time Clock control | 2038 | SC B | GWh | After Competition Groups | 1.351 | 48.7547 | 4.8755e-05 | 13083.5857 | 0.00010326 | 60 | Commercial_2038_SC B_GWh_After Competition Groups_60 | Auto Off Time Switch or Time Clock control | 0.01033% | 4.8755e-05 | 1.351 | Commercial_2038_SC B_GWh_After Competition Groups_Auto Off Time Switch or Time Clock control
Commercial | Com ¦ Variable Refrigerant Flow Heat Pump | 2038 | SC B | GWh | After Competition Groups | 1.2894 | 2672624.9781 | 2.6726 | 13083.5857 | 9.855e-05 | 61 | Commercial_2038_SC B_GWh_After Competition Groups_61 | Variable Refrigerant Flow Heat Pump | 0.009855% | 2.6726 | 1.2894 | Commercial_2038_SC B_GWh_After Competition Groups_Variable Refrigerant Flow Heat Pump
Commercial | COM ¦ Ductless Mini-Split Heat Pumps | 2038 | SC B | GWh | After Competition Groups | 1.2309 | 229.6354 | 0.00022964 | 13083.5857 | 9.4076e-05 | 62 | Commercial_2038_SC B_GWh_After Competition Groups_62 | Ductless Mini-Split Heat Pumps | 0.009408% | 0.00022964 | 1.2309 | Commercial_2038_SC B_GWh_After Competition Groups_Ductless Mini-Split Heat Pumps
Commercial | Com ¦ High Efficiency Small Instantaneous Water Heater | 2038 | SC B | GWh | After Competition Groups | 1.032 | 43372.1817 | 0.043372 | 13083.5857 | 7.8877e-05 | 63 | Commercial_2038_SC B_GWh_After Competition Groups_63 | High Efficiency Small Instantaneous Water Heater | 0.007888% | 0.043372 | 1.032 | Commercial_2038_SC B_GWh_After Competition Groups_High Efficiency Small Instantaneous Water Heater
Commercial | Com ¦ LED RECESSED DOWNLIGHTS | 2038 | SC B | GWh | After Competition Groups | 0.86454 | 61840.6914 | 0.061841 | 13083.5857 | 6.6078e-05 | 64 | Commercial_2038_SC B_GWh_After Competition Groups_64 | LED RECESSED DOWNLIGHTS | 0.006608% | 0.061841 | 0.86454 | Commercial_2038_SC B_GWh_After Competition Groups_LED RECESSED DOWNLIGHTS
Commercial | Com ¦ Low Flow Pre-Rinse Spray Nozzle | 2038 | SC B | GWh | After Competition Groups | 0.67955 | 674.8075 | 0.00067481 | 13083.5857 | 5.1939e-05 | 65 | Commercial_2038_SC B_GWh_After Competition Groups_65 | Low Flow Pre-Rinse Spray Nozzle | 0.005194% | 0.00067481 | 0.67955 | Commercial_2038_SC B_GWh_After Competition Groups_Low Flow Pre-Rinse Spray Nozzle
Commercial | Com ¦ Commercial Hot Food Holding Cabinets | 2038 | SC B | GWh | After Competition Groups | 0.55183 | 3353.7207 | 0.0033537 | 13083.5857 | 4.2177e-05 | 66 | Commercial_2038_SC B_GWh_After Competition Groups_66 | Commercial Hot Food Holding Cabinets | 0.004218% | 0.0033537 | 0.55183 | Commercial_2038_SC B_GWh_After Competition Groups_Commercial Hot Food Holding Cabinets
Commercial | Com ¦ Energy Recovery Ventilation and Ventilation (Enhanced) | 2038 | SC B | GWh | After Competition Groups | 0.53198 | 0 | 0 | 13083.5857 | 4.066e-05 | 67 | Commercial_2038_SC B_GWh_After Competition Groups_67 | Energy Recovery Ventilation and Ventilation (Enhanced) | 0.004066% | 0 | 0.53198 | Commercial_2038_SC B_GWh_After Competition Groups_Energy Recovery Ventilation and Ventilation (Enhanced)
Commercial | Com ¦ HVAC Optimization | 2038 | SC B | GWh | After Competition Groups | 0.4163 | 198.8097 | 0.00019881 | 13083.5857 | 3.1819e-05 | 68 | Commercial_2038_SC B_GWh_After Competition Groups_68 | HVAC Optimization | 0.003182% | 0.00019881 | 0.4163 | Commercial_2038_SC B_GWh_After Competition Groups_HVAC Optimization
Commercial | Com ¦ Wall Insulation | 2038 | SC B | GWh | After Competition Groups | 0.2094 | 8766.7915 | 0.0087668 | 13083.5857 | 1.6005e-05 | 69 | Commercial_2038_SC B_GWh_After Competition Groups_69 | Wall Insulation | 0.001601% | 0.0087668 | 0.2094 | Commercial_2038_SC B_GWh_After Competition Groups_Wall Insulation
Commercial | Com ¦ Room AC (w/ louvered sides) 14 SEER from 12 SEER code | 2038 | SC B | GWh | After Competition Groups | 0.12168 | 5308.4419 | 0.0053084 | 13083.5857 | 9.2999e-06 | 70 | Commercial_2038_SC B_GWh_After Competition Groups_70 | Room AC (w/ louvered sides) 14 SEER from 12 SEER code | 0.00093% | 0.0053084 | 0.12168 | Commercial_2038_SC B_GWh_After Competition Groups_Room AC (w/ louvered sides) 14 SEER from 12 SEER code
Commercial | Com ¦ High Efficiency Chiller (avg of water and air cooled) | 2038 | SC B | GWh | After Competition Groups | 0.068037 | 9927.7044 | 0.0099277 | 13083.5857 | 5.2002e-06 | 71 | Commercial_2038_SC B_GWh_After Competition Groups_71 | High Efficiency Chiller (avg of water and air cooled) | 0.00052% | 0.0099277 | 0.068037 | Commercial_2038_SC B_GWh_After Competition Groups_High Efficiency Chiller (avg of water and air cooled)
Commercial | Com ¦ EC Plug Fan for Data Center (under cabinet) | 2038 | SC B | GWh | After Competition Groups | 0.067968 | 2543.4188 | 0.0025434 | 13083.5857 | 5.1949e-06 | 72 | Commercial_2038_SC B_GWh_After Competition Groups_72 | EC Plug Fan for Data Center (under cabinet) | 0.0005195% | 0.0025434 | 0.067968 | Commercial_2038_SC B_GWh_After Competition Groups_EC Plug Fan for Data Center (under cabinet)
Commercial | Com ¦ Air Curtains | 2038 | SC B | GWh | After Competition Groups | 0.061605 | 3839.2076 | 0.0038392 | 13083.5857 | 4.7086e-06 | 73 | Commercial_2038_SC B_GWh_After Competition Groups_73 | Air Curtains | 0.0004709% | 0.0038392 | 0.061605 | Commercial_2038_SC B_GWh_After Competition Groups_Air Curtains
Commercial | Com ¦ VSD Air Compressor | 2038 | SC B | GWh | After Competition Groups | 0.048269 | 514.822 | 0.00051482 | 13083.5857 | 3.6892e-06 | 74 | Commercial_2038_SC B_GWh_After Competition Groups_74 | VSD Air Compressor | 0.0003689% | 0.00051482 | 0.048269 | Commercial_2038_SC B_GWh_After Competition Groups_VSD Air Compressor
Commercial | Com ¦ Indoor Daylight Sensors/Photocell Dimming Control | 2038 | SC B | GWh | After Competition Groups | 0.026779 | 28525.2934 | 0.028525 | 13083.5857 | 2.0468e-06 | 75 | Commercial_2038_SC B_GWh_After Competition Groups_75 | Indoor Daylight Sensors/Photocell Dimming Control | 0.0002047% | 0.028525 | 0.026779 | Commercial_2038_SC B_GWh_After Competition Groups_Indoor Daylight Sensors/Photocell Dimming Control
Commercial | Com ¦ Electric Convection Combination Ovens | 2038 | SC B | GWh | After Competition Groups | 0.0041029 | 2.9746 | 2.9746e-06 | 13083.5857 | 3.1359e-07 | 76 | Commercial_2038_SC B_GWh_After Competition Groups_76 | Electric Convection Combination Ovens | 3.136e-05% | 2.9746e-06 | 0.0041029 | Commercial_2038_SC B_GWh_After Competition Groups_Electric Convection Combination Ovens
Commercial | Com ¦ LLLC - Low Impact Application | 2038 | SC B | GWh | After Competition Groups | 2.9914e-18 | 2.0198e-15 | 2.0198e-21 | 13083.5857 | 2.2864e-22 | 77 | Commercial_2038_SC B_GWh_After Competition Groups_77 | LLLC - Low Impact Application | 2.286e-20% | 2.0198e-21 | 2.9914e-18 | Commercial_2038_SC B_GWh_After Competition Groups_LLLC - Low Impact Application
Commercial | Com ¦ LLLC - High Impact Application | 2038 | SC B | GWh | After Competition Groups | 1.0975e-18 | 1.6184e-15 | 1.6184e-21 | 13083.5857 | 8.3886e-23 | 78 | Commercial_2038_SC B_GWh_After Competition Groups_78 | LLLC - High Impact Application | 8.389e-21% | 1.6184e-21 | 1.0975e-18 | Commercial_2038_SC B_GWh_After Competition Groups_LLLC - High Impact Application
Commercial | Com ¦ Networked/Connected - High Impact Application | 2038 | SC B | GWh | After Competition Groups | 1.4389e-20 | 4.7541e-17 | 4.7541e-23 | 13083.5857 | 1.0998e-24 | 79 | Commercial_2038_SC B_GWh_After Competition Groups_79 | Networked/Connected - High Impact Application | 1.1e-22% | 4.7541e-23 | 1.4389e-20 | Commercial_2038_SC B_GWh_After Competition Groups_Networked/Connected - High Impact Application
Commercial | Com ¦ Networked/Connected - Low Impact Application | 2038 | SC B | GWh | After Competition Groups | 8.2778e-21 | 2.1848e-17 | 2.1848e-23 | 13083.5857 | 6.3269e-25 | 80 | Commercial_2038_SC B_GWh_After Competition Groups_80 | Networked/Connected - Low Impact Application | 6.327e-23% | 2.1848e-23 | 8.2778e-21 | Commercial_2038_SC B_GWh_After Competition Groups_Networked/Connected - Low Impact Application
Commercial | Com ¦ LED Low/High Bay | 2038 | SC C | GWh | After Competition Groups | 1218.9537 | 17768912.9735 | 17.7689 | 10851.4082 | 0.11233 | 1 | Commercial_2038_SC C_GWh_After Competition Groups_1 | LED Low/High Bay | 11.23% | 17.7689 | 1218.9537 | Commercial_2038_SC C_GWh_After Competition Groups_LED Low/High Bay
Commercial | Com ¦ LED Troffer/Surface/Suspended | 2038 | SC C | GWh | After Competition Groups | 1034.59 | 7061844.4699 | 7.0618 | 10851.4082 | 0.095342 | 2 | Commercial_2038_SC C_GWh_After Competition Groups_2 | LED Troffer/Surface/Suspended | 9.534% | 7.0618 | 1034.59 | Commercial_2038_SC C_GWh_After Competition Groups_LED Troffer/Surface/Suspended
Commercial | Com ¦ ENERGY STAR LED LAMPS (REFLECTOR LAMPs/MR16/PAR 16) | 2038 | SC C | GWh | After Competition Groups | 1004.5563 | 794264.77 | 0.79426 | 10851.4082 | 0.092574 | 3 | Commercial_2038_SC C_GWh_After Competition Groups_3 | ENERGY STAR LED LAMPS (REFLECTOR LAMPs/MR16/PAR 16) | 9.257% | 0.79426 | 1004.5563 | Commercial_2038_SC C_GWh_After Competition Groups_ENERGY STAR LED LAMPS (REFLECTOR LAMPs/MR16/PAR 16)
Commercial | Com ¦ Building Recommissioning, Operations and Maintenance (O&M) Improvements | 2038 | SC C | GWh | After Competition Groups | 840.381 | 3000270.1809 | 3.0003 | 10851.4082 | 0.077444 | 4 | Commercial_2038_SC C_GWh_After Competition Groups_4 | Building Recommissioning, Operations and Maintenance (O&M) Improvements | 7.744% | 3.0003 | 840.381 | Commercial_2038_SC C_GWh_After Competition Groups_Building Recommissioning, Operations and Maintenance (O&M) Improvements
Commercial | Com ¦ LED Replacement Lamp (Tube) | 2038 | SC C | GWh | After Competition Groups | 697.7879 | 0 | 0 | 10851.4082 | 0.064304 | 5 | Commercial_2038_SC C_GWh_After Competition Groups_5 | LED Replacement Lamp (Tube) | 6.43% | 0 | 697.7879 | Commercial_2038_SC C_GWh_After Competition Groups_LED Replacement Lamp (Tube)
Commercial | Com ¦ LED EXTERIOR AREA LIGHTS - LED fixture (200W) | 2038 | SC C | GWh | After Competition Groups | 664.4706 | 0 | 0 | 10851.4082 | 0.061234 | 6 | Commercial_2038_SC C_GWh_After Competition Groups_6 | LED EXTERIOR AREA LIGHTS - LED fixture (200W) | 6.123% | 0 | 664.4706 | Commercial_2038_SC C_GWh_After Competition Groups_LED EXTERIOR AREA LIGHTS - LED fixture (200W)
Commercial | Com ¦ LED parking lot fixture | 2038 | SC C | GWh | After Competition Groups | 633.2567 | 628342.4603 | 0.62834 | 10851.4082 | 0.058357 | 7 | Commercial_2038_SC C_GWh_After Competition Groups_7 | LED parking lot fixture | 5.836% | 0.62834 | 633.2567 | Commercial_2038_SC C_GWh_After Competition Groups_LED parking lot fixture
Commercial | Com ¦ Furnace Tune-Up | 2038 | SC C | GWh | After Competition Groups | 450.9602 | 77008.2486 | 0.077008 | 10851.4082 | 0.041558 | 8 | Commercial_2038_SC C_GWh_After Competition Groups_8 | Furnace Tune-Up | 4.156% | 0.077008 | 450.9602 | Commercial_2038_SC C_GWh_After Competition Groups_Furnace Tune-Up
Commercial | Com ¦ LED street light fixture | 2038 | SC C | GWh | After Competition Groups | 403.0093 | 3190743.7511 | 3.1907 | 10851.4082 | 0.037139 | 9 | Commercial_2038_SC C_GWh_After Competition Groups_9 | LED street light fixture | 3.714% | 3.1907 | 403.0093 | Commercial_2038_SC C_GWh_After Competition Groups_LED street light fixture
Commercial | Com ¦ High Efficiency Air Source Heat Pump | 2038 | SC C | GWh | After Competition Groups | 339.4278 | 1530830.9626 | 1.5308 | 10851.4082 | 0.03128 | 10 | Commercial_2038_SC C_GWh_After Competition Groups_10 | High Efficiency Air Source Heat Pump | 3.128% | 1.5308 | 339.4278 | Commercial_2038_SC C_GWh_After Competition Groups_High Efficiency Air Source Heat Pump
Commercial | Com ¦ Refrigerated Display Case Doors | 2038 | SC C | GWh | After Competition Groups | 312.047 | 13577611.9555 | 13.5776 | 10851.4082 | 0.028756 | 11 | Commercial_2038_SC C_GWh_After Competition Groups_11 | Refrigerated Display Case Doors | 2.876% | 13.5776 | 312.047 | Commercial_2038_SC C_GWh_After Competition Groups_Refrigerated Display Case Doors
Commercial | Com ¦ Reach-in Shaded Pole to ECM/PSC Evaporator Fan Motor | 2038 | SC C | GWh | After Competition Groups | 295.0485 | 2242554.5129 | 2.2426 | 10851.4082 | 0.02719 | 12 | Commercial_2038_SC C_GWh_After Competition Groups_12 | Reach-in Shaded Pole to ECM/PSC Evaporator Fan Motor | 2.719% | 2.2426 | 295.0485 | Commercial_2038_SC C_GWh_After Competition Groups_Reach-in Shaded Pole to ECM/PSC Evaporator Fan Motor
Commercial | Com ¦ Data Center Storage/Server Virtualization | 2038 | SC C | GWh | After Competition Groups | 235.8654 | 0 | 0 | 10851.4082 | 0.021736 | 13 | Commercial_2038_SC C_GWh_After Competition Groups_13 | Data Center Storage/Server Virtualization | 2.174% | 0 | 235.8654 | Commercial_2038_SC C_GWh_After Competition Groups_Data Center Storage/Server Virtualization
Commercial | Com ¦ Strip Curtains | 2038 | SC C | GWh | After Competition Groups | 218.8931 | 156293.9873 | 0.15629 | 10851.4082 | 0.020172 | 14 | Commercial_2038_SC C_GWh_After Competition Groups_14 | Strip Curtains | 2.017% | 0.15629 | 218.8931 | Commercial_2038_SC C_GWh_After Competition Groups_Strip Curtains
Commercial | Com ¦ Demand Control Ventilation | 2038 | SC C | GWh | After Competition Groups | 216.3201 | 3060967.8264 | 3.061 | 10851.4082 | 0.019935 | 15 | Commercial_2038_SC C_GWh_After Competition Groups_15 | Demand Control Ventilation | 1.993% | 3.061 | 216.3201 | Commercial_2038_SC C_GWh_After Competition Groups_Demand Control Ventilation
Commercial | Com ¦ Advanced BAS/Controllers | 2038 | SC C | GWh | After Competition Groups | 183.6064 | 687657.305 | 0.68766 | 10851.4082 | 0.01692 | 16 | Commercial_2038_SC C_GWh_After Competition Groups_16 | Advanced BAS/Controllers | 1.692% | 0.68766 | 183.6064 | Commercial_2038_SC C_GWh_After Competition Groups_Advanced BAS/Controllers
Commercial | Com ¦ LED or Equivalent Sign Lighting | 2038 | SC C | GWh | After Competition Groups | 180.3972 | 1314213.3299 | 1.3142 | 10851.4082 | 0.016624 | 17 | Commercial_2038_SC C_GWh_After Competition Groups_17 | LED or Equivalent Sign Lighting | 1.662% | 1.3142 | 180.3972 | Commercial_2038_SC C_GWh_After Competition Groups_LED or Equivalent Sign Lighting
Commercial | Com ¦ Centrally controlled desktop PC/NETWORK PC POWER MANAGEMENT SOFTWARE | 2038 | SC C | GWh | After Competition Groups | 166.8361 | 686637.2349 | 0.68664 | 10851.4082 | 0.015375 | 18 | Commercial_2038_SC C_GWh_After Competition Groups_18 | Centrally controlled desktop PC/NETWORK PC POWER MANAGEMENT SOFTWARE | 1.537% | 0.68664 | 166.8361 | Commercial_2038_SC C_GWh_After Competition Groups_Centrally controlled desktop PC/NETWORK PC POWER MANAGEMENT SOFTWARE
Commercial | Com ¦ Variable Frequency Drive (VFD) | 2038 | SC C | GWh | After Competition Groups | 149.9575 | 1270969.1231 | 1.271 | 10851.4082 | 0.013819 | 19 | Commercial_2038_SC C_GWh_After Competition Groups_19 | Variable Frequency Drive (VFD) | 1.382% | 1.271 | 149.9575 | Commercial_2038_SC C_GWh_After Competition Groups_Variable Frequency Drive (VFD)
Commercial | Com ¦ VFD on Pumps | 2038 | SC C | GWh | After Competition Groups | 140.1513 | 1292456.629 | 1.2925 | 10851.4082 | 0.012915 | 20 | Commercial_2038_SC C_GWh_After Competition Groups_20 | VFD on Pumps | 1.292% | 1.2925 | 140.1513 | Commercial_2038_SC C_GWh_After Competition Groups_VFD on Pumps
Commercial | Com ¦ Unitary Air-Conditioning Unit | 2038 | SC C | GWh | After Competition Groups | 127.4669 | 12429120.4139 | 12.4291 | 10851.4082 | 0.011747 | 21 | Commercial_2038_SC C_GWh_After Competition Groups_21 | Unitary Air-Conditioning Unit | 1.175% | 12.4291 | 127.4669 | Commercial_2038_SC C_GWh_After Competition Groups_Unitary Air-Conditioning Unit
Commercial | Com ¦ Education and Capacity Building/Energy Behavior | 2038 | SC C | GWh | After Competition Groups | 124.2999 | 1476369.0586 | 1.4764 | 10851.4082 | 0.011455 | 22 | Commercial_2038_SC C_GWh_After Competition Groups_22 | Education and Capacity Building/Energy Behavior | 1.145% | 1.4764 | 124.2999 | Commercial_2038_SC C_GWh_After Competition Groups_Education and Capacity Building/Energy Behavior
Commercial | Com ¦ Adaptive Thermostats | 2038 | SC C | GWh | After Competition Groups | 122.3616 | 2973792.3948 | 2.9738 | 10851.4082 | 0.011276 | 23 | Commercial_2038_SC C_GWh_After Competition Groups_23 | Adaptive Thermostats | 1.128% | 2.9738 | 122.3616 | Commercial_2038_SC C_GWh_After Competition Groups_Adaptive Thermostats
Commercial | Com ¦ ENERGY STAR LED LAMPS (General Service Lamps) | 2038 | SC C | GWh | After Competition Groups | 119.4186 | 154561.9863 | 0.15456 | 10851.4082 | 0.011005 | 24 | Commercial_2038_SC C_GWh_After Competition Groups_24 | ENERGY STAR LED LAMPS (General Service Lamps) | 1.1% | 0.15456 | 119.4186 | Commercial_2038_SC C_GWh_After Competition Groups_ENERGY STAR LED LAMPS (General Service Lamps)
Commercial | Com ¦ Air Handler with Dedicated Outdoor Air Systems | 2038 | SC C | GWh | After Competition Groups | 87.6765 | 0 | 0 | 10851.4082 | 0.0080797 | 25 | Commercial_2038_SC C_GWh_After Competition Groups_25 | Air Handler with Dedicated Outdoor Air Systems | 0.808% | 0 | 87.6765 | Commercial_2038_SC C_GWh_After Competition Groups_Air Handler with Dedicated Outdoor Air Systems
Commercial | Com ¦ Door Gasket Freezer/Refrigerator | 2038 | SC C | GWh | After Competition Groups | 81.6204 | 1182978.9131 | 1.183 | 10851.4082 | 0.0075216 | 26 | Commercial_2038_SC C_GWh_After Competition Groups_26 | Door Gasket Freezer/Refrigerator | 0.7522% | 1.183 | 81.6204 | Commercial_2038_SC C_GWh_After Competition Groups_Door Gasket Freezer/Refrigerator
Commercial | Com ¦ Demand Control Kitchen Ventilation | 2038 | SC C | GWh | After Competition Groups | 76.8005 | 272023.1833 | 0.27202 | 10851.4082 | 0.0070775 | 27 | Commercial_2038_SC C_GWh_After Competition Groups_27 | Demand Control Kitchen Ventilation | 0.7077% | 0.27202 | 76.8005 | Commercial_2038_SC C_GWh_After Competition Groups_Demand Control Kitchen Ventilation
Commercial | Com ¦ ECM MOTORS FOR EVAPORATOR FANS for refrigeration (WALK-IN) | 2038 | SC C | GWh | After Competition Groups | 70.3458 | 783217.5057 | 0.78322 | 10851.4082 | 0.0064826 | 28 | Commercial_2038_SC C_GWh_After Competition Groups_28 | ECM MOTORS FOR EVAPORATOR FANS for refrigeration (WALK-IN) | 0.6483% | 0.78322 | 70.3458 | Commercial_2038_SC C_GWh_After Competition Groups_ECM MOTORS FOR EVAPORATOR FANS for refrigeration (WALK-IN)
Commercial | Com ¦ Condensing Unit Heaters or other Efficient Unit Heating System | 2038 | SC C | GWh | After Competition Groups | 67.8313 | 23132.6335 | 0.023133 | 10851.4082 | 0.0062509 | 29 | Commercial_2038_SC C_GWh_After Competition Groups_29 | Condensing Unit Heaters or other Efficient Unit Heating System | 0.6251% | 0.023133 | 67.8313 | Commercial_2038_SC C_GWh_After Competition Groups_Condensing Unit Heaters or other Efficient Unit Heating System
Commercial | Com ¦ Refrigerated Display Case LED | 2038 | SC C | GWh | After Competition Groups | 65.3227 | 1958471.9149 | 1.9585 | 10851.4082 | 0.0060197 | 30 | Commercial_2038_SC C_GWh_After Competition Groups_30 | Refrigerated Display Case LED | 0.602% | 1.9585 | 65.3227 | Commercial_2038_SC C_GWh_After Competition Groups_Refrigerated Display Case LED
Commercial | Com ¦ Freezer Case Light Sensor | 2038 | SC C | GWh | After Competition Groups | 57.8164 | 1732005.259 | 1.732 | 10851.4082 | 0.005328 | 31 | Commercial_2038_SC C_GWh_After Competition Groups_31 | Freezer Case Light Sensor | 0.5328% | 1.732 | 57.8164 | Commercial_2038_SC C_GWh_After Competition Groups_Freezer Case Light Sensor
Commercial | Com ¦ Evaporator Fan Controls | 2038 | SC C | GWh | After Competition Groups | 56.3974 | 123404.5585 | 0.1234 | 10851.4082 | 0.0051972 | 32 | Commercial_2038_SC C_GWh_After Competition Groups_32 | Evaporator Fan Controls | 0.5197% | 0.1234 | 56.3974 | Commercial_2038_SC C_GWh_After Competition Groups_Evaporator Fan Controls
Commercial | Com ¦ Occupancy Sensors | 2038 | SC C | GWh | After Competition Groups | 43.8436 | 8690.6087 | 0.0086906 | 10851.4082 | 0.0040404 | 33 | Commercial_2038_SC C_GWh_After Competition Groups_33 | Occupancy Sensors | 0.404% | 0.0086906 | 43.8436 | Commercial_2038_SC C_GWh_After Competition Groups_Occupancy Sensors
Commercial | Com ¦ Chilled Water Optimization | 2038 | SC C | GWh | After Competition Groups | 37.8578 | 1911704.5591 | 1.9117 | 10851.4082 | 0.0034887 | 34 | Commercial_2038_SC C_GWh_After Competition Groups_34 | Chilled Water Optimization | 0.3489% | 1.9117 | 37.8578 | Commercial_2038_SC C_GWh_After Competition Groups_Chilled Water Optimization
Commercial | Com ¦ ENERGY STAR Griddle (74% eff) | 2038 | SC C | GWh | After Competition Groups | 36.9874 | 218271.2695 | 0.21827 | 10851.4082 | 0.0034085 | 35 | Commercial_2038_SC C_GWh_After Competition Groups_35 | ENERGY STAR Griddle (74% eff) | 0.3409% | 0.21827 | 36.9874 | Commercial_2038_SC C_GWh_After Competition Groups_ENERGY STAR Griddle (74% eff)
Commercial | Com ¦ BEVERAGE VENDING MACHINE CONTROLS | 2038 | SC C | GWh | After Competition Groups | 29.6225 | 338913.5473 | 0.33891 | 10851.4082 | 0.0027298 | 36 | Commercial_2038_SC C_GWh_After Competition Groups_36 | BEVERAGE VENDING MACHINE CONTROLS | 0.273% | 0.33891 | 29.6225 | Commercial_2038_SC C_GWh_After Competition Groups_BEVERAGE VENDING MACHINE CONTROLS
Commercial | Com ¦ Elec Storage WH 2.30 Et | 2038 | SC C | GWh | After Competition Groups | 27.4928 | 486377.0478 | 0.48638 | 10851.4082 | 0.0025336 | 37 | Commercial_2038_SC C_GWh_After Competition Groups_37 | Elec Storage WH 2.30 Et | 0.2534% | 0.48638 | 27.4928 | Commercial_2038_SC C_GWh_After Competition Groups_Elec Storage WH 2.30 Et
Commercial | Com ¦ Water Source Heat Pump (4 ton) | 2038 | SC C | GWh | After Competition Groups | 23.198 | 1525034.7169 | 1.525 | 10851.4082 | 0.0021378 | 38 | Commercial_2038_SC C_GWh_After Competition Groups_38 | Water Source Heat Pump (4 ton) | 0.2138% | 1.525 | 23.198 | Commercial_2038_SC C_GWh_After Competition Groups_Water Source Heat Pump (4 ton)
Commercial | Com ¦ CO Sensors for parking garage exhaust fans | 2038 | SC C | GWh | After Competition Groups | 22.7546 | 723873.9507 | 0.72387 | 10851.4082 | 0.0020969 | 39 | Commercial_2038_SC C_GWh_After Competition Groups_39 | CO Sensors for parking garage exhaust fans | 0.2097% | 0.72387 | 22.7546 | Commercial_2038_SC C_GWh_After Competition Groups_CO Sensors for parking garage exhaust fans
Commercial | Com ¦ Temperature Adjustment in Commercial Freezers | 2038 | SC C | GWh | After Competition Groups | 21.5803 | 0 | 0 | 10851.4082 | 0.0019887 | 40 | Commercial_2038_SC C_GWh_After Competition Groups_40 | Temperature Adjustment in Commercial Freezers | 0.1989% | 0 | 21.5803 | Commercial_2038_SC C_GWh_After Competition Groups_Temperature Adjustment in Commercial Freezers
Commercial | Com ¦ Energy Efficient Laboratory Fume Hood | 2038 | SC C | GWh | After Competition Groups | 19.133 | 410136.5726 | 0.41014 | 10851.4082 | 0.0017632 | 41 | Commercial_2038_SC C_GWh_After Competition Groups_41 | Energy Efficient Laboratory Fume Hood | 0.1763% | 0.41014 | 19.133 | Commercial_2038_SC C_GWh_After Competition Groups_Energy Efficient Laboratory Fume Hood
Commercial | Com ¦ Condensing Make Up Air Unit | 2038 | SC C | GWh | After Competition Groups | 18.3389 | 5308929.3828 | 5.3089 | 10851.4082 | 0.00169 | 42 | Commercial_2038_SC C_GWh_After Competition Groups_42 | Condensing Make Up Air Unit | 0.169% | 5.3089 | 18.3389 | Commercial_2038_SC C_GWh_After Competition Groups_Condensing Make Up Air Unit
Commercial | Com ¦ Vertical Night Covers | 2038 | SC C | GWh | After Competition Groups | 16.7292 | 119703.0024 | 0.1197 | 10851.4082 | 0.0015417 | 43 | Commercial_2038_SC C_GWh_After Competition Groups_43 | Vertical Night Covers | 0.1542% | 0.1197 | 16.7292 | Commercial_2038_SC C_GWh_After Competition Groups_Vertical Night Covers
Commercial | Com ¦ Outside Air Economizer | 2038 | SC C | GWh | After Competition Groups | 15.796 | 100985.2015 | 0.10099 | 10851.4082 | 0.0014557 | 44 | Commercial_2038_SC C_GWh_After Competition Groups_44 | Outside Air Economizer | 0.1456% | 0.10099 | 15.796 | Commercial_2038_SC C_GWh_After Competition Groups_Outside Air Economizer
Commercial | Com ¦ Duct Insulation, R8 | 2038 | SC C | GWh | After Competition Groups | 15.0617 | 235252.8741 | 0.23525 | 10851.4082 | 0.001388 | 45 | Commercial_2038_SC C_GWh_After Competition Groups_45 | Duct Insulation, R8 | 0.1388% | 0.23525 | 15.0617 | Commercial_2038_SC C_GWh_After Competition Groups_Duct Insulation, R8
Commercial | Com ¦ Water Heating (DHW) Pipe Insulation (Add 3/4\ Foam)" | 2038 | SC C | GWh | After Competition Groups | 14.4505 | 166630.5598 | 0.16663 | 10851.4082 | 0.0013317 | 46 | Commercial_2038_SC C_GWh_After Competition Groups_46 | Water Heating (DHW) Pipe Insulation (Add 3/4\ Foam)" | 0.1332% | 0.16663 | 14.4505 | Commercial_2038_SC C_GWh_After Competition Groups_Water Heating (DHW) Pipe Insulation (Add 3/4\ Foam)"
Commercial | Com ¦ ENERGY STAR Fryer (84% eff) | 2038 | SC C | GWh | After Competition Groups | 13.5931 | 151217.7743 | 0.15122 | 10851.4082 | 0.0012527 | 47 | Commercial_2038_SC C_GWh_After Competition Groups_47 | ENERGY STAR Fryer (84% eff) | 0.1253% | 0.15122 | 13.5931 | Commercial_2038_SC C_GWh_After Competition Groups_ENERGY STAR Fryer (84% eff)
Commercial | Com ¦ Suction Pipe Insulation Freezer/Refrigerator | 2038 | SC C | GWh | After Competition Groups | 9.1534 | 117921.6742 | 0.11792 | 10851.4082 | 0.00084353 | 48 | Commercial_2038_SC C_GWh_After Competition Groups_48 | Suction Pipe Insulation Freezer/Refrigerator | 0.08435% | 0.11792 | 9.1534 | Commercial_2038_SC C_GWh_After Competition Groups_Suction Pipe Insulation Freezer/Refrigerator
Commercial | Com ¦ ENERGY STAR Dishwasher | 2038 | SC C | GWh | After Competition Groups | 7.8418 | 40131.4498 | 0.040131 | 10851.4082 | 0.00072266 | 49 | Commercial_2038_SC C_GWh_After Competition Groups_49 | ENERGY STAR Dishwasher | 0.07227% | 0.040131 | 7.8418 | Commercial_2038_SC C_GWh_After Competition Groups_ENERGY STAR Dishwasher
Commercial | Com ¦ ENERGY STAR Steam Cookers | 2038 | SC C | GWh | After Competition Groups | 6.479 | 78356.6409 | 0.078357 | 10851.4082 | 0.00059706 | 50 | Commercial_2038_SC C_GWh_After Competition Groups_50 | ENERGY STAR Steam Cookers | 0.05971% | 0.078357 | 6.479 | Commercial_2038_SC C_GWh_After Competition Groups_ENERGY STAR Steam Cookers
Commercial | Com ¦ Ozone Laundry Treatment | 2038 | SC C | GWh | After Competition Groups | 5.0257 | 188436.8529 | 0.18844 | 10851.4082 | 0.00046313 | 51 | Commercial_2038_SC C_GWh_After Competition Groups_51 | Ozone Laundry Treatment | 0.04631% | 0.18844 | 5.0257 | Commercial_2038_SC C_GWh_After Competition Groups_Ozone Laundry Treatment
Commercial | Com ¦ Demand controlled Circulating Systems | 2038 | SC C | GWh | After Competition Groups | 3.0732 | 0 | 0 | 10851.4082 | 0.0002832 | 52 | Commercial_2038_SC C_GWh_After Competition Groups_52 | Demand controlled Circulating Systems | 0.02832% | 0 | 3.0732 | Commercial_2038_SC C_GWh_After Competition Groups_Demand controlled Circulating Systems
Commercial | Com ¦ Thermostat Setback | 2038 | SC C | GWh | After Competition Groups | 2.6238 | 0 | 0 | 10851.4082 | 0.0002418 | 53 | Commercial_2038_SC C_GWh_After Competition Groups_53 | Thermostat Setback | 0.02418% | 0 | 2.6238 | Commercial_2038_SC C_GWh_After Competition Groups_Thermostat Setback
Commercial | Com ¦ ECM MOTORS FOR HVAC APPLICATION (FAN-POWERED VAV BOX) | 2038 | SC C | GWh | After Competition Groups | 2.3413 | 38661.7403 | 0.038662 | 10851.4082 | 0.00021576 | 54 | Commercial_2038_SC C_GWh_After Competition Groups_54 | ECM MOTORS FOR HVAC APPLICATION (FAN-POWERED VAV BOX) | 0.02158% | 0.038662 | 2.3413 | Commercial_2038_SC C_GWh_After Competition Groups_ECM MOTORS FOR HVAC APPLICATION (FAN-POWERED VAV BOX)
Commercial | Com ¦ Solar Water Preheat (Pools/DHW) | 2038 | SC C | GWh | After Competition Groups | 1.8587 | 5098.1974 | 0.0050982 | 10851.4082 | 0.00017129 | 55 | Commercial_2038_SC C_GWh_After Competition Groups_55 | Solar Water Preheat (Pools/DHW) | 0.01713% | 0.0050982 | 1.8587 | Commercial_2038_SC C_GWh_After Competition Groups_Solar Water Preheat (Pools/DHW)
Commercial | Com ¦ Notched V belts for HVAC Systems | 2038 | SC C | GWh | After Competition Groups | 1.4535 | 34597.3372 | 0.034597 | 10851.4082 | 0.00013395 | 56 | Commercial_2038_SC C_GWh_After Competition Groups_56 | Notched V belts for HVAC Systems | 0.01339% | 0.034597 | 1.4535 | Commercial_2038_SC C_GWh_After Competition Groups_Notched V belts for HVAC Systems
Commercial | Com ¦ CEE Tier 2/Energy Star Clothes Washers | 2038 | SC C | GWh | After Competition Groups | 1.3507 | 16232.8771 | 0.016233 | 10851.4082 | 0.00012447 | 57 | Commercial_2038_SC C_GWh_After Competition Groups_57 | CEE Tier 2/Energy Star Clothes Washers | 0.01245% | 0.016233 | 1.3507 | Commercial_2038_SC C_GWh_After Competition Groups_CEE Tier 2/Energy Star Clothes Washers
Commercial | Com ¦ Variable Refrigerant Flow Heat Pump | 2038 | SC C | GWh | After Competition Groups | 1.1983 | 2484129.7678 | 2.4841 | 10851.4082 | 0.00011043 | 58 | Commercial_2038_SC C_GWh_After Competition Groups_58 | Variable Refrigerant Flow Heat Pump | 0.01104% | 2.4841 | 1.1983 | Commercial_2038_SC C_GWh_After Competition Groups_Variable Refrigerant Flow Heat Pump
Commercial | COM ¦ Ductless Mini-Split Heat Pumps | 2038 | SC C | GWh | After Competition Groups | 1.0324 | 248.436 | 0.00024844 | 10851.4082 | 9.5139e-05 | 59 | Commercial_2038_SC C_GWh_After Competition Groups_59 | Ductless Mini-Split Heat Pumps | 0.009514% | 0.00024844 | 1.0324 | Commercial_2038_SC C_GWh_After Competition Groups_Ductless Mini-Split Heat Pumps
Commercial | Com ¦ Auto Off Time Switch or Time Clock control | 2038 | SC C | GWh | After Competition Groups | 0.99671 | 80.586 | 8.0586e-05 | 10851.4082 | 9.185e-05 | 60 | Commercial_2038_SC C_GWh_After Competition Groups_60 | Auto Off Time Switch or Time Clock control | 0.009185% | 8.0586e-05 | 0.99671 | Commercial_2038_SC C_GWh_After Competition Groups_Auto Off Time Switch or Time Clock control
Commercial | Com ¦ PTAC (12 EER/10,000 BTU) | 2038 | SC C | GWh | After Competition Groups | 0.98023 | 32339.1607 | 0.032339 | 10851.4082 | 9.0332e-05 | 61 | Commercial_2038_SC C_GWh_After Competition Groups_61 | PTAC (12 EER/10,000 BTU) | 0.009033% | 0.032339 | 0.98023 | Commercial_2038_SC C_GWh_After Competition Groups_PTAC (12 EER/10,000 BTU)
Commercial | Com ¦ LED RECESSED DOWNLIGHTS | 2038 | SC C | GWh | After Competition Groups | 0.86454 | 61846.8761 | 0.061847 | 10851.4082 | 7.9671e-05 | 62 | Commercial_2038_SC C_GWh_After Competition Groups_62 | LED RECESSED DOWNLIGHTS | 0.007967% | 0.061847 | 0.86454 | Commercial_2038_SC C_GWh_After Competition Groups_LED RECESSED DOWNLIGHTS
Commercial | Com ¦ Efficient compressor motor | 2038 | SC C | GWh | After Competition Groups | 0.7219 | 175280.9558 | 0.17528 | 10851.4082 | 6.6526e-05 | 63 | Commercial_2038_SC C_GWh_After Competition Groups_63 | Efficient compressor motor | 0.006653% | 0.17528 | 0.7219 | Commercial_2038_SC C_GWh_After Competition Groups_Efficient compressor motor
Commercial | Com ¦ LLLC - High Impact Application | 2038 | SC C | GWh | After Competition Groups | 0.65423 | 0.14786 | 1.4786e-07 | 10851.4082 | 6.029e-05 | 64 | Commercial_2038_SC C_GWh_After Competition Groups_64 | LLLC - High Impact Application | 0.006029% | 1.4786e-07 | 0.65423 | Commercial_2038_SC C_GWh_After Competition Groups_LLLC - High Impact Application
Commercial | Com ¦ High Efficiency Small Instantaneous Water Heater | 2038 | SC C | GWh | After Competition Groups | 0.64552 | 43626.6812 | 0.043627 | 10851.4082 | 5.9488e-05 | 65 | Commercial_2038_SC C_GWh_After Competition Groups_65 | High Efficiency Small Instantaneous Water Heater | 0.005949% | 0.043627 | 0.64552 | Commercial_2038_SC C_GWh_After Competition Groups_High Efficiency Small Instantaneous Water Heater
Commercial | Com ¦ Low Flow Pre-Rinse Spray Nozzle | 2038 | SC C | GWh | After Competition Groups | 0.60893 | 1334.4634 | 0.0013345 | 10851.4082 | 5.6115e-05 | 66 | Commercial_2038_SC C_GWh_After Competition Groups_66 | Low Flow Pre-Rinse Spray Nozzle | 0.005612% | 0.0013345 | 0.60893 | Commercial_2038_SC C_GWh_After Competition Groups_Low Flow Pre-Rinse Spray Nozzle
Commercial | Com ¦ Commercial Hot Food Holding Cabinets | 2038 | SC C | GWh | After Competition Groups | 0.45844 | 3757.9953 | 0.003758 | 10851.4082 | 4.2247e-05 | 67 | Commercial_2038_SC C_GWh_After Competition Groups_67 | Commercial Hot Food Holding Cabinets | 0.004225% | 0.003758 | 0.45844 | Commercial_2038_SC C_GWh_After Competition Groups_Commercial Hot Food Holding Cabinets
Commercial | Com ¦ HVAC Optimization | 2038 | SC C | GWh | After Competition Groups | 0.4163 | 198.8297 | 0.00019883 | 10851.4082 | 3.8364e-05 | 68 | Commercial_2038_SC C_GWh_After Competition Groups_68 | HVAC Optimization | 0.003836% | 0.00019883 | 0.4163 | Commercial_2038_SC C_GWh_After Competition Groups_HVAC Optimization
Commercial | Com ¦ LLLC - Low Impact Application | 2038 | SC C | GWh | After Competition Groups | 0.39841 | 0.61847 | 6.1847e-07 | 10851.4082 | 3.6715e-05 | 69 | Commercial_2038_SC C_GWh_After Competition Groups_69 | LLLC - Low Impact Application | 0.003672% | 6.1847e-07 | 0.39841 | Commercial_2038_SC C_GWh_After Competition Groups_LLLC - Low Impact Application
Commercial | Com ¦ Air Curtains | 2038 | SC C | GWh | After Competition Groups | 0.25301 | 6342.579 | 0.0063426 | 10851.4082 | 2.3316e-05 | 70 | Commercial_2038_SC C_GWh_After Competition Groups_70 | Air Curtains | 0.002332% | 0.0063426 | 0.25301 | Commercial_2038_SC C_GWh_After Competition Groups_Air Curtains
Commercial | Com ¦ Energy Recovery Ventilation and Ventilation (Enhanced) | 2038 | SC C | GWh | After Competition Groups | 0.23563 | 0 | 0 | 10851.4082 | 2.1714e-05 | 71 | Commercial_2038_SC C_GWh_After Competition Groups_71 | Energy Recovery Ventilation and Ventilation (Enhanced) | 0.002171% | 0 | 0.23563 | Commercial_2038_SC C_GWh_After Competition Groups_Energy Recovery Ventilation and Ventilation (Enhanced)
Commercial | Com ¦ Wall Insulation | 2038 | SC C | GWh | After Competition Groups | 0.14989 | 4694.8762 | 0.0046949 | 10851.4082 | 1.3813e-05 | 72 | Commercial_2038_SC C_GWh_After Competition Groups_72 | Wall Insulation | 0.001381% | 0.0046949 | 0.14989 | Commercial_2038_SC C_GWh_After Competition Groups_Wall Insulation
Commercial | Com ¦ Room AC (w/ louvered sides) 14 SEER from 12 SEER code | 2038 | SC C | GWh | After Competition Groups | 0.08217 | 6171.3845 | 0.0061714 | 10851.4082 | 7.5722e-06 | 73 | Commercial_2038_SC C_GWh_After Competition Groups_73 | Room AC (w/ louvered sides) 14 SEER from 12 SEER code | 0.0007572% | 0.0061714 | 0.08217 | Commercial_2038_SC C_GWh_After Competition Groups_Room AC (w/ louvered sides) 14 SEER from 12 SEER code
Commercial | Com ¦ High Efficiency Chiller (avg of water and air cooled) | 2038 | SC C | GWh | After Competition Groups | 0.068042 | 9929.754 | 0.0099298 | 10851.4082 | 6.2704e-06 | 74 | Commercial_2038_SC C_GWh_After Competition Groups_74 | High Efficiency Chiller (avg of water and air cooled) | 0.000627% | 0.0099298 | 0.068042 | Commercial_2038_SC C_GWh_After Competition Groups_High Efficiency Chiller (avg of water and air cooled)
Commercial | Com ¦ EC Plug Fan for Data Center (under cabinet) | 2038 | SC C | GWh | After Competition Groups | 0.051744 | 2325.1761 | 0.0023252 | 10851.4082 | 4.7684e-06 | 75 | Commercial_2038_SC C_GWh_After Competition Groups_75 | EC Plug Fan for Data Center (under cabinet) | 0.0004768% | 0.0023252 | 0.051744 | Commercial_2038_SC C_GWh_After Competition Groups_EC Plug Fan for Data Center (under cabinet)
Commercial | Com ¦ VSD Air Compressor | 2038 | SC C | GWh | After Competition Groups | 0.044006 | 557.2665 | 0.00055727 | 10851.4082 | 4.0553e-06 | 76 | Commercial_2038_SC C_GWh_After Competition Groups_76 | VSD Air Compressor | 0.0004055% | 0.00055727 | 0.044006 | Commercial_2038_SC C_GWh_After Competition Groups_VSD Air Compressor
Commercial | Com ¦ Indoor Daylight Sensors/Photocell Dimming Control | 2038 | SC C | GWh | After Competition Groups | 0.026781 | 28529.7876 | 0.02853 | 10851.4082 | 2.468e-06 | 77 | Commercial_2038_SC C_GWh_After Competition Groups_77 | Indoor Daylight Sensors/Photocell Dimming Control | 0.0002468% | 0.02853 | 0.026781 | Commercial_2038_SC C_GWh_After Competition Groups_Indoor Daylight Sensors/Photocell Dimming Control
Commercial | Com ¦ Electric Convection Combination Ovens | 2038 | SC C | GWh | After Competition Groups | 0.003928 | 3.1517 | 3.1517e-06 | 10851.4082 | 3.6198e-07 | 78 | Commercial_2038_SC C_GWh_After Competition Groups_78 | Electric Convection Combination Ovens | 3.62e-05% | 3.1517e-06 | 0.003928 | Commercial_2038_SC C_GWh_After Competition Groups_Electric Convection Combination Ovens
Commercial | Com ¦ Networked/Connected - High Impact Application | 2038 | SC C | GWh | After Competition Groups | 0.0021945 | 0.00068269 | 6.8269e-10 | 10851.4082 | 2.0223e-07 | 79 | Commercial_2038_SC C_GWh_After Competition Groups_79 | Networked/Connected - High Impact Application | 2.022e-05% | 6.8269e-10 | 0.0021945 | Commercial_2038_SC C_GWh_After Competition Groups_Networked/Connected - High Impact Application
Commercial | Com ¦ Networked/Connected - Low Impact Application | 2038 | SC C | GWh | After Competition Groups | 0.00010724 | 3.7052e-05 | 3.7052e-11 | 10851.4082 | 9.8825e-09 | 80 | Commercial_2038_SC C_GWh_After Competition Groups_80 | Networked/Connected - Low Impact Application | 9.883e-07% | 3.7052e-11 | 0.00010724 | Commercial_2038_SC C_GWh_After Competition Groups_Networked/Connected - Low Impact Application
Commercial | Com ¦ LED Low/High Bay | 2038 | SC D | GWh | After Competition Groups | 1066.3243 | 0 | 0 | 10220.2737 | 0.10433 | 1 | Commercial_2038_SC D_GWh_After Competition Groups_1 | LED Low/High Bay | 10.43% | 0 | 1066.3243 | Commercial_2038_SC D_GWh_After Competition Groups_LED Low/High Bay
Commercial | Com ¦ ENERGY STAR LED LAMPS (REFLECTOR LAMPs/MR16/PAR 16) | 2038 | SC D | GWh | After Competition Groups | 1004.5495 | 0 | 0 | 10220.2737 | 0.09829 | 2 | Commercial_2038_SC D_GWh_After Competition Groups_2 | ENERGY STAR LED LAMPS (REFLECTOR LAMPs/MR16/PAR 16) | 9.829% | 0 | 1004.5495 | Commercial_2038_SC D_GWh_After Competition Groups_ENERGY STAR LED LAMPS (REFLECTOR LAMPs/MR16/PAR 16)
Commercial | Com ¦ LED Troffer/Surface/Suspended | 2038 | SC D | GWh | After Competition Groups | 957.1074 | 0 | 0 | 10220.2737 | 0.093648 | 3 | Commercial_2038_SC D_GWh_After Competition Groups_3 | LED Troffer/Surface/Suspended | 9.365% | 0 | 957.1074 | Commercial_2038_SC D_GWh_After Competition Groups_LED Troffer/Surface/Suspended
Commercial | Com ¦ Building Recommissioning, Operations and Maintenance (O&M) Improvements | 2038 | SC D | GWh | After Competition Groups | 835.1499 | 0 | 0 | 10220.2737 | 0.081715 | 4 | Commercial_2038_SC D_GWh_After Competition Groups_4 | Building Recommissioning, Operations and Maintenance (O&M) Improvements | 8.172% | 0 | 835.1499 | Commercial_2038_SC D_GWh_After Competition Groups_Building Recommissioning, Operations and Maintenance (O&M) Improvements
Commercial | Com ¦ LED Replacement Lamp (Tube) | 2038 | SC D | GWh | After Competition Groups | 697.7879 | 0 | 0 | 10220.2737 | 0.068275 | 5 | Commercial_2038_SC D_GWh_After Competition Groups_5 | LED Replacement Lamp (Tube) | 6.827% | 0 | 697.7879 | Commercial_2038_SC D_GWh_After Competition Groups_LED Replacement Lamp (Tube)
Commercial | Com ¦ LED EXTERIOR AREA LIGHTS - LED fixture (200W) | 2038 | SC D | GWh | After Competition Groups | 661.3472 | 0 | 0 | 10220.2737 | 0.064709 | 6 | Commercial_2038_SC D_GWh_After Competition Groups_6 | LED EXTERIOR AREA LIGHTS - LED fixture (200W) | 6.471% | 0 | 661.3472 | Commercial_2038_SC D_GWh_After Competition Groups_LED EXTERIOR AREA LIGHTS - LED fixture (200W)
Commercial | Com ¦ LED parking lot fixture | 2038 | SC D | GWh | After Competition Groups | 633.2567 | 0 | 0 | 10220.2737 | 0.061961 | 7 | Commercial_2038_SC D_GWh_After Competition Groups_7 | LED parking lot fixture | 6.196% | 0 | 633.2567 | Commercial_2038_SC D_GWh_After Competition Groups_LED parking lot fixture
Commercial | Com ¦ Furnace Tune-Up | 2038 | SC D | GWh | After Competition Groups | 450.9088 | 0 | 0 | 10220.2737 | 0.044119 | 8 | Commercial_2038_SC D_GWh_After Competition Groups_8 | Furnace Tune-Up | 4.412% | 0 | 450.9088 | Commercial_2038_SC D_GWh_After Competition Groups_Furnace Tune-Up
Commercial | Com ¦ High Efficiency Air Source Heat Pump | 2038 | SC D | GWh | After Competition Groups | 339.4278 | 0 | 0 | 10220.2737 | 0.033211 | 9 | Commercial_2038_SC D_GWh_After Competition Groups_9 | High Efficiency Air Source Heat Pump | 3.321% | 0 | 339.4278 | Commercial_2038_SC D_GWh_After Competition Groups_High Efficiency Air Source Heat Pump
Commercial | Com ¦ LED street light fixture | 2038 | SC D | GWh | After Competition Groups | 327.6951 | 0 | 0 | 10220.2737 | 0.032063 | 10 | Commercial_2038_SC D_GWh_After Competition Groups_10 | LED street light fixture | 3.206% | 0 | 327.6951 | Commercial_2038_SC D_GWh_After Competition Groups_LED street light fixture
Commercial | Com ¦ Reach-in Shaded Pole to ECM/PSC Evaporator Fan Motor | 2038 | SC D | GWh | After Competition Groups | 295.0485 | 0 | 0 | 10220.2737 | 0.028869 | 11 | Commercial_2038_SC D_GWh_After Competition Groups_11 | Reach-in Shaded Pole to ECM/PSC Evaporator Fan Motor | 2.887% | 0 | 295.0485 | Commercial_2038_SC D_GWh_After Competition Groups_Reach-in Shaded Pole to ECM/PSC Evaporator Fan Motor
Commercial | Com ¦ Data Center Storage/Server Virtualization | 2038 | SC D | GWh | After Competition Groups | 235.8654 | 0 | 0 | 10220.2737 | 0.023078 | 12 | Commercial_2038_SC D_GWh_After Competition Groups_12 | Data Center Storage/Server Virtualization | 2.308% | 0 | 235.8654 | Commercial_2038_SC D_GWh_After Competition Groups_Data Center Storage/Server Virtualization
Commercial | Com ¦ Refrigerated Display Case Doors | 2038 | SC D | GWh | After Competition Groups | 222.4453 | 0 | 0 | 10220.2737 | 0.021765 | 13 | Commercial_2038_SC D_GWh_After Competition Groups_13 | Refrigerated Display Case Doors | 2.177% | 0 | 222.4453 | Commercial_2038_SC D_GWh_After Competition Groups_Refrigerated Display Case Doors
Commercial | Com ¦ Strip Curtains | 2038 | SC D | GWh | After Competition Groups | 218.8074 | 0 | 0 | 10220.2737 | 0.021409 | 14 | Commercial_2038_SC D_GWh_After Competition Groups_14 | Strip Curtains | 2.141% | 0 | 218.8074 | Commercial_2038_SC D_GWh_After Competition Groups_Strip Curtains
Commercial | Com ¦ Advanced BAS/Controllers | 2038 | SC D | GWh | After Competition Groups | 195.573 | 0 | 0 | 10220.2737 | 0.019136 | 15 | Commercial_2038_SC D_GWh_After Competition Groups_15 | Advanced BAS/Controllers | 1.914% | 0 | 195.573 | Commercial_2038_SC D_GWh_After Competition Groups_Advanced BAS/Controllers
Commercial | Com ¦ Demand Control Ventilation | 2038 | SC D | GWh | After Competition Groups | 168.3161 | 0 | 0 | 10220.2737 | 0.016469 | 16 | Commercial_2038_SC D_GWh_After Competition Groups_16 | Demand Control Ventilation | 1.647% | 0 | 168.3161 | Commercial_2038_SC D_GWh_After Competition Groups_Demand Control Ventilation
Commercial | Com ¦ Centrally controlled desktop PC/NETWORK PC POWER MANAGEMENT SOFTWARE | 2038 | SC D | GWh | After Competition Groups | 166.6735 | 0 | 0 | 10220.2737 | 0.016308 | 17 | Commercial_2038_SC D_GWh_After Competition Groups_17 | Centrally controlled desktop PC/NETWORK PC POWER MANAGEMENT SOFTWARE | 1.631% | 0 | 166.6735 | Commercial_2038_SC D_GWh_After Competition Groups_Centrally controlled desktop PC/NETWORK PC POWER MANAGEMENT SOFTWARE
Commercial | Com ¦ Variable Frequency Drive (VFD) | 2038 | SC D | GWh | After Competition Groups | 146.729 | 0 | 0 | 10220.2737 | 0.014357 | 18 | Commercial_2038_SC D_GWh_After Competition Groups_18 | Variable Frequency Drive (VFD) | 1.436% | 0 | 146.729 | Commercial_2038_SC D_GWh_After Competition Groups_Variable Frequency Drive (VFD)
Commercial | Com ¦ VFD on Pumps | 2038 | SC D | GWh | After Competition Groups | 136.3879 | 0 | 0 | 10220.2737 | 0.013345 | 19 | Commercial_2038_SC D_GWh_After Competition Groups_19 | VFD on Pumps | 1.334% | 0 | 136.3879 | Commercial_2038_SC D_GWh_After Competition Groups_VFD on Pumps
Commercial | Com ¦ Education and Capacity Building/Energy Behavior | 2038 | SC D | GWh | After Competition Groups | 124.2999 | 0 | 0 | 10220.2737 | 0.012162 | 20 | Commercial_2038_SC D_GWh_After Competition Groups_20 | Education and Capacity Building/Energy Behavior | 1.216% | 0 | 124.2999 | Commercial_2038_SC D_GWh_After Competition Groups_Education and Capacity Building/Energy Behavior
Commercial | Com ¦ LED or Equivalent Sign Lighting | 2038 | SC D | GWh | After Competition Groups | 120.5565 | 0 | 0 | 10220.2737 | 0.011796 | 21 | Commercial_2038_SC D_GWh_After Competition Groups_21 | LED or Equivalent Sign Lighting | 1.18% | 0 | 120.5565 | Commercial_2038_SC D_GWh_After Competition Groups_LED or Equivalent Sign Lighting
Commercial | Com ¦ ENERGY STAR LED LAMPS (General Service Lamps) | 2038 | SC D | GWh | After Competition Groups | 119.4119 | 0 | 0 | 10220.2737 | 0.011684 | 22 | Commercial_2038_SC D_GWh_After Competition Groups_22 | ENERGY STAR LED LAMPS (General Service Lamps) | 1.168% | 0 | 119.4119 | Commercial_2038_SC D_GWh_After Competition Groups_ENERGY STAR LED LAMPS (General Service Lamps)
Commercial | Com ¦ Adaptive Thermostats | 2038 | SC D | GWh | After Competition Groups | 118.0128 | 0 | 0 | 10220.2737 | 0.011547 | 23 | Commercial_2038_SC D_GWh_After Competition Groups_23 | Adaptive Thermostats | 1.155% | 0 | 118.0128 | Commercial_2038_SC D_GWh_After Competition Groups_Adaptive Thermostats
Commercial | Com ¦ Unitary Air-Conditioning Unit | 2038 | SC D | GWh | After Competition Groups | 108.267 | 0 | 0 | 10220.2737 | 0.010593 | 24 | Commercial_2038_SC D_GWh_After Competition Groups_24 | Unitary Air-Conditioning Unit | 1.059% | 0 | 108.267 | Commercial_2038_SC D_GWh_After Competition Groups_Unitary Air-Conditioning Unit
Commercial | Com ¦ Door Gasket Freezer/Refrigerator | 2038 | SC D | GWh | After Competition Groups | 73.9632 | 0 | 0 | 10220.2737 | 0.0072369 | 25 | Commercial_2038_SC D_GWh_After Competition Groups_25 | Door Gasket Freezer/Refrigerator | 0.7237% | 0 | 73.9632 | Commercial_2038_SC D_GWh_After Competition Groups_Door Gasket Freezer/Refrigerator
Commercial | Com ¦ Demand Control Kitchen Ventilation | 2038 | SC D | GWh | After Competition Groups | 72.6835 | 0 | 0 | 10220.2737 | 0.0071117 | 26 | Commercial_2038_SC D_GWh_After Competition Groups_26 | Demand Control Kitchen Ventilation | 0.7112% | 0 | 72.6835 | Commercial_2038_SC D_GWh_After Competition Groups_Demand Control Kitchen Ventilation
Commercial | Com ¦ ECM MOTORS FOR EVAPORATOR FANS for refrigeration (WALK-IN) | 2038 | SC D | GWh | After Competition Groups | 69.7629 | 0 | 0 | 10220.2737 | 0.0068259 | 27 | Commercial_2038_SC D_GWh_After Competition Groups_27 | ECM MOTORS FOR EVAPORATOR FANS for refrigeration (WALK-IN) | 0.6826% | 0 | 69.7629 | Commercial_2038_SC D_GWh_After Competition Groups_ECM MOTORS FOR EVAPORATOR FANS for refrigeration (WALK-IN)
Commercial | Com ¦ Condensing Unit Heaters or other Efficient Unit Heating System | 2038 | SC D | GWh | After Competition Groups | 67.6294 | 0 | 0 | 10220.2737 | 0.0066172 | 28 | Commercial_2038_SC D_GWh_After Competition Groups_28 | Condensing Unit Heaters or other Efficient Unit Heating System | 0.6617% | 0 | 67.6294 | Commercial_2038_SC D_GWh_After Competition Groups_Condensing Unit Heaters or other Efficient Unit Heating System
Commercial | Com ¦ Air Handler with Dedicated Outdoor Air Systems | 2038 | SC D | GWh | After Competition Groups | 65.9975 | 0 | 0 | 10220.2737 | 0.0064575 | 29 | Commercial_2038_SC D_GWh_After Competition Groups_29 | Air Handler with Dedicated Outdoor Air Systems | 0.6458% | 0 | 65.9975 | Commercial_2038_SC D_GWh_After Competition Groups_Air Handler with Dedicated Outdoor Air Systems
Commercial | Com ¦ Evaporator Fan Controls | 2038 | SC D | GWh | After Competition Groups | 56.3974 | 0 | 0 | 10220.2737 | 0.0055182 | 30 | Commercial_2038_SC D_GWh_After Competition Groups_30 | Evaporator Fan Controls | 0.5518% | 0 | 56.3974 | Commercial_2038_SC D_GWh_After Competition Groups_Evaporator Fan Controls
Commercial | Com ¦ Refrigerated Display Case LED | 2038 | SC D | GWh | After Competition Groups | 52.3284 | 0 | 0 | 10220.2737 | 0.0051201 | 31 | Commercial_2038_SC D_GWh_After Competition Groups_31 | Refrigerated Display Case LED | 0.512% | 0 | 52.3284 | Commercial_2038_SC D_GWh_After Competition Groups_Refrigerated Display Case LED
Commercial | Com ¦ Occupancy Sensors | 2038 | SC D | GWh | After Competition Groups | 43.8436 | 0 | 0 | 10220.2737 | 0.0042899 | 32 | Commercial_2038_SC D_GWh_After Competition Groups_32 | Occupancy Sensors | 0.429% | 0 | 43.8436 | Commercial_2038_SC D_GWh_After Competition Groups_Occupancy Sensors
Commercial | Com ¦ Freezer Case Light Sensor | 2038 | SC D | GWh | After Competition Groups | 41.0953 | 0 | 0 | 10220.2737 | 0.004021 | 33 | Commercial_2038_SC D_GWh_After Competition Groups_33 | Freezer Case Light Sensor | 0.4021% | 0 | 41.0953 | Commercial_2038_SC D_GWh_After Competition Groups_Freezer Case Light Sensor
Commercial | Com ¦ Chilled Water Optimization | 2038 | SC D | GWh | After Competition Groups | 37.8578 | 0 | 0 | 10220.2737 | 0.0037042 | 34 | Commercial_2038_SC D_GWh_After Competition Groups_34 | Chilled Water Optimization | 0.3704% | 0 | 37.8578 | Commercial_2038_SC D_GWh_After Competition Groups_Chilled Water Optimization
Commercial | Com ¦ ENERGY STAR Griddle (74% eff) | 2038 | SC D | GWh | After Competition Groups | 36.9874 | 0 | 0 | 10220.2737 | 0.003619 | 35 | Commercial_2038_SC D_GWh_After Competition Groups_35 | ENERGY STAR Griddle (74% eff) | 0.3619% | 0 | 36.9874 | Commercial_2038_SC D_GWh_After Competition Groups_ENERGY STAR Griddle (74% eff)
Commercial | Com ¦ BEVERAGE VENDING MACHINE CONTROLS | 2038 | SC D | GWh | After Competition Groups | 28.5833 | 0 | 0 | 10220.2737 | 0.0027967 | 36 | Commercial_2038_SC D_GWh_After Competition Groups_36 | BEVERAGE VENDING MACHINE CONTROLS | 0.2797% | 0 | 28.5833 | Commercial_2038_SC D_GWh_After Competition Groups_BEVERAGE VENDING MACHINE CONTROLS
Commercial | Com ¦ Elec Storage WH 2.30 Et | 2038 | SC D | GWh | After Competition Groups | 25.2764 | 0 | 0 | 10220.2737 | 0.0024732 | 37 | Commercial_2038_SC D_GWh_After Competition Groups_37 | Elec Storage WH 2.30 Et | 0.2473% | 0 | 25.2764 | Commercial_2038_SC D_GWh_After Competition Groups_Elec Storage WH 2.30 Et
Commercial | Com ¦ Temperature Adjustment in Commercial Freezers | 2038 | SC D | GWh | After Competition Groups | 21.5803 | 0 | 0 | 10220.2737 | 0.0021115 | 38 | Commercial_2038_SC D_GWh_After Competition Groups_38 | Temperature Adjustment in Commercial Freezers | 0.2112% | 0 | 21.5803 | Commercial_2038_SC D_GWh_After Competition Groups_Temperature Adjustment in Commercial Freezers
Commercial | Com ¦ Water Source Heat Pump (4 ton) | 2038 | SC D | GWh | After Competition Groups | 18.8959 | 0 | 0 | 10220.2737 | 0.0018489 | 39 | Commercial_2038_SC D_GWh_After Competition Groups_39 | Water Source Heat Pump (4 ton) | 0.1849% | 0 | 18.8959 | Commercial_2038_SC D_GWh_After Competition Groups_Water Source Heat Pump (4 ton)
Commercial | Com ¦ CO Sensors for parking garage exhaust fans | 2038 | SC D | GWh | After Competition Groups | 18.3128 | 0 | 0 | 10220.2737 | 0.0017918 | 40 | Commercial_2038_SC D_GWh_After Competition Groups_40 | CO Sensors for parking garage exhaust fans | 0.1792% | 0 | 18.3128 | Commercial_2038_SC D_GWh_After Competition Groups_CO Sensors for parking garage exhaust fans
Commercial | Com ¦ Energy Efficient Laboratory Fume Hood | 2038 | SC D | GWh | After Competition Groups | 16.1969 | 0 | 0 | 10220.2737 | 0.0015848 | 41 | Commercial_2038_SC D_GWh_After Competition Groups_41 | Energy Efficient Laboratory Fume Hood | 0.1585% | 0 | 16.1969 | Commercial_2038_SC D_GWh_After Competition Groups_Energy Efficient Laboratory Fume Hood
Commercial | Com ¦ Vertical Night Covers | 2038 | SC D | GWh | After Competition Groups | 16.1384 | 0 | 0 | 10220.2737 | 0.0015791 | 42 | Commercial_2038_SC D_GWh_After Competition Groups_42 | Vertical Night Covers | 0.1579% | 0 | 16.1384 | Commercial_2038_SC D_GWh_After Competition Groups_Vertical Night Covers
Commercial | Com ¦ Outside Air Economizer | 2038 | SC D | GWh | After Competition Groups | 15.796 | 0 | 0 | 10220.2737 | 0.0015456 | 43 | Commercial_2038_SC D_GWh_After Competition Groups_43 | Outside Air Economizer | 0.1546% | 0 | 15.796 | Commercial_2038_SC D_GWh_After Competition Groups_Outside Air Economizer
Commercial | Com ¦ Duct Insulation, R8 | 2038 | SC D | GWh | After Competition Groups | 14.9936 | 0 | 0 | 10220.2737 | 0.001467 | 44 | Commercial_2038_SC D_GWh_After Competition Groups_44 | Duct Insulation, R8 | 0.1467% | 0 | 14.9936 | Commercial_2038_SC D_GWh_After Competition Groups_Duct Insulation, R8
Commercial | Com ¦ Water Heating (DHW) Pipe Insulation (Add 3/4\ Foam)" | 2038 | SC D | GWh | After Competition Groups | 13.8787 | 0 | 0 | 10220.2737 | 0.001358 | 45 | Commercial_2038_SC D_GWh_After Competition Groups_45 | Water Heating (DHW) Pipe Insulation (Add 3/4\ Foam)" | 0.1358% | 0 | 13.8787 | Commercial_2038_SC D_GWh_After Competition Groups_Water Heating (DHW) Pipe Insulation (Add 3/4\ Foam)"
Commercial | Com ¦ ENERGY STAR Fryer (84% eff) | 2038 | SC D | GWh | After Competition Groups | 13.4735 | 0 | 0 | 10220.2737 | 0.0013183 | 46 | Commercial_2038_SC D_GWh_After Competition Groups_46 | ENERGY STAR Fryer (84% eff) | 0.1318% | 0 | 13.4735 | Commercial_2038_SC D_GWh_After Competition Groups_ENERGY STAR Fryer (84% eff)
Commercial | Com ¦ Suction Pipe Insulation Freezer/Refrigerator | 2038 | SC D | GWh | After Competition Groups | 8.5921 | 0 | 0 | 10220.2737 | 0.0008407 | 47 | Commercial_2038_SC D_GWh_After Competition Groups_47 | Suction Pipe Insulation Freezer/Refrigerator | 0.08407% | 0 | 8.5921 | Commercial_2038_SC D_GWh_After Competition Groups_Suction Pipe Insulation Freezer/Refrigerator
Commercial | Com ¦ ENERGY STAR Dishwasher | 2038 | SC D | GWh | After Competition Groups | 6.924 | 0 | 0 | 10220.2737 | 0.00067747 | 48 | Commercial_2038_SC D_GWh_After Competition Groups_48 | ENERGY STAR Dishwasher | 0.06775% | 0 | 6.924 | Commercial_2038_SC D_GWh_After Competition Groups_ENERGY STAR Dishwasher
Commercial | Com ¦ ENERGY STAR Steam Cookers | 2038 | SC D | GWh | After Competition Groups | 6.4367 | 0 | 0 | 10220.2737 | 0.0006298 | 49 | Commercial_2038_SC D_GWh_After Competition Groups_49 | ENERGY STAR Steam Cookers | 0.06298% | 0 | 6.4367 | Commercial_2038_SC D_GWh_After Competition Groups_ENERGY STAR Steam Cookers
Commercial | Com ¦ Condensing Make Up Air Unit | 2038 | SC D | GWh | After Competition Groups | 6.3428 | 0 | 0 | 10220.2737 | 0.00062061 | 50 | Commercial_2038_SC D_GWh_After Competition Groups_50 | Condensing Make Up Air Unit | 0.06206% | 0 | 6.3428 | Commercial_2038_SC D_GWh_After Competition Groups_Condensing Make Up Air Unit
Commercial | Com ¦ Ozone Laundry Treatment | 2038 | SC D | GWh | After Competition Groups | 3.6009 | 0 | 0 | 10220.2737 | 0.00035233 | 51 | Commercial_2038_SC D_GWh_After Competition Groups_51 | Ozone Laundry Treatment | 0.03523% | 0 | 3.6009 | Commercial_2038_SC D_GWh_After Competition Groups_Ozone Laundry Treatment
Commercial | Com ¦ Thermostat Setback | 2038 | SC D | GWh | After Competition Groups | 2.6238 | 0 | 0 | 10220.2737 | 0.00025673 | 52 | Commercial_2038_SC D_GWh_After Competition Groups_52 | Thermostat Setback | 0.02567% | 0 | 2.6238 | Commercial_2038_SC D_GWh_After Competition Groups_Thermostat Setback
Commercial | Com ¦ ECM MOTORS FOR HVAC APPLICATION (FAN-POWERED VAV BOX) | 2038 | SC D | GWh | After Competition Groups | 2.217 | 0 | 0 | 10220.2737 | 0.00021692 | 53 | Commercial_2038_SC D_GWh_After Competition Groups_53 | ECM MOTORS FOR HVAC APPLICATION (FAN-POWERED VAV BOX) | 0.02169% | 0 | 2.217 | Commercial_2038_SC D_GWh_After Competition Groups_ECM MOTORS FOR HVAC APPLICATION (FAN-POWERED VAV BOX)
Commercial | Com ¦ Solar Water Preheat (Pools/DHW) | 2038 | SC D | GWh | After Competition Groups | 1.8587 | 0 | 0 | 10220.2737 | 0.00018187 | 54 | Commercial_2038_SC D_GWh_After Competition Groups_54 | Solar Water Preheat (Pools/DHW) | 0.01819% | 0 | 1.8587 | Commercial_2038_SC D_GWh_After Competition Groups_Solar Water Preheat (Pools/DHW)
Commercial | Com ¦ Notched V belts for HVAC Systems | 2038 | SC D | GWh | After Competition Groups | 1.2918 | 0 | 0 | 10220.2737 | 0.0001264 | 55 | Commercial_2038_SC D_GWh_After Competition Groups_55 | Notched V belts for HVAC Systems | 0.01264% | 0 | 1.2918 | Commercial_2038_SC D_GWh_After Competition Groups_Notched V belts for HVAC Systems
Commercial | Com ¦ CEE Tier 2/Energy Star Clothes Washers | 2038 | SC D | GWh | After Competition Groups | 1.2825 | 0 | 0 | 10220.2737 | 0.00012549 | 56 | Commercial_2038_SC D_GWh_After Competition Groups_56 | CEE Tier 2/Energy Star Clothes Washers | 0.01255% | 0 | 1.2825 | Commercial_2038_SC D_GWh_After Competition Groups_CEE Tier 2/Energy Star Clothes Washers
Commercial | COM ¦ Ductless Mini-Split Heat Pumps | 2038 | SC D | GWh | After Competition Groups | 1.0324 | 0 | 0 | 10220.2737 | 0.00010101 | 57 | Commercial_2038_SC D_GWh_After Competition Groups_57 | Ductless Mini-Split Heat Pumps | 0.0101% | 0 | 1.0324 | Commercial_2038_SC D_GWh_After Competition Groups_Ductless Mini-Split Heat Pumps
Commercial | Com ¦ Auto Off Time Switch or Time Clock control | 2038 | SC D | GWh | After Competition Groups | 0.99671 | 0 | 0 | 10220.2737 | 9.7522e-05 | 58 | Commercial_2038_SC D_GWh_After Competition Groups_58 | Auto Off Time Switch or Time Clock control | 0.009752% | 0 | 0.99671 | Commercial_2038_SC D_GWh_After Competition Groups_Auto Off Time Switch or Time Clock control
Commercial | Com ¦ PTAC (12 EER/10,000 BTU) | 2038 | SC D | GWh | After Competition Groups | 0.94057 | 0 | 0 | 10220.2737 | 9.203e-05 | 59 | Commercial_2038_SC D_GWh_After Competition Groups_59 | PTAC (12 EER/10,000 BTU) | 0.009203% | 0 | 0.94057 | Commercial_2038_SC D_GWh_After Competition Groups_PTAC (12 EER/10,000 BTU)
Commercial | Com ¦ Demand controlled Circulating Systems | 2038 | SC D | GWh | After Competition Groups | 0.91774 | 0 | 0 | 10220.2737 | 8.9796e-05 | 60 | Commercial_2038_SC D_GWh_After Competition Groups_60 | Demand controlled Circulating Systems | 0.00898% | 0 | 0.91774 | Commercial_2038_SC D_GWh_After Competition Groups_Demand controlled Circulating Systems
Commercial | Com ¦ LED RECESSED DOWNLIGHTS | 2038 | SC D | GWh | After Competition Groups | 0.70086 | 0 | 0 | 10220.2737 | 6.8576e-05 | 61 | Commercial_2038_SC D_GWh_After Competition Groups_61 | LED RECESSED DOWNLIGHTS | 0.006858% | 0 | 0.70086 | Commercial_2038_SC D_GWh_After Competition Groups_LED RECESSED DOWNLIGHTS
Commercial | Com ¦ Low Flow Pre-Rinse Spray Nozzle | 2038 | SC D | GWh | After Competition Groups | 0.60674 | 0 | 0 | 10220.2737 | 5.9366e-05 | 62 | Commercial_2038_SC D_GWh_After Competition Groups_62 | Low Flow Pre-Rinse Spray Nozzle | 0.005937% | 0 | 0.60674 | Commercial_2038_SC D_GWh_After Competition Groups_Low Flow Pre-Rinse Spray Nozzle
Commercial | Com ¦ High Efficiency Small Instantaneous Water Heater | 2038 | SC D | GWh | After Competition Groups | 0.53372 | 0 | 0 | 10220.2737 | 5.2222e-05 | 63 | Commercial_2038_SC D_GWh_After Competition Groups_63 | High Efficiency Small Instantaneous Water Heater | 0.005222% | 0 | 0.53372 | Commercial_2038_SC D_GWh_After Competition Groups_High Efficiency Small Instantaneous Water Heater
Commercial | Com ¦ Commercial Hot Food Holding Cabinets | 2038 | SC D | GWh | After Competition Groups | 0.45844 | 0 | 0 | 10220.2737 | 4.4856e-05 | 64 | Commercial_2038_SC D_GWh_After Competition Groups_64 | Commercial Hot Food Holding Cabinets | 0.004486% | 0 | 0.45844 | Commercial_2038_SC D_GWh_After Competition Groups_Commercial Hot Food Holding Cabinets
Commercial | Com ¦ HVAC Optimization | 2038 | SC D | GWh | After Competition Groups | 0.4163 | 0 | 0 | 10220.2737 | 4.0733e-05 | 65 | Commercial_2038_SC D_GWh_After Competition Groups_65 | HVAC Optimization | 0.004073% | 0 | 0.4163 | Commercial_2038_SC D_GWh_After Competition Groups_HVAC Optimization
Commercial | Com ¦ Air Curtains | 2038 | SC D | GWh | After Competition Groups | 0.22476 | 0 | 0 | 10220.2737 | 2.1992e-05 | 66 | Commercial_2038_SC D_GWh_After Competition Groups_66 | Air Curtains | 0.002199% | 0 | 0.22476 | Commercial_2038_SC D_GWh_After Competition Groups_Air Curtains
Commercial | Com ¦ Energy Recovery Ventilation and Ventilation (Enhanced) | 2038 | SC D | GWh | After Competition Groups | 0.15006 | 0 | 0 | 10220.2737 | 1.4682e-05 | 67 | Commercial_2038_SC D_GWh_After Competition Groups_67 | Energy Recovery Ventilation and Ventilation (Enhanced) | 0.001468% | 0 | 0.15006 | Commercial_2038_SC D_GWh_After Competition Groups_Energy Recovery Ventilation and Ventilation (Enhanced)
Commercial | Com ¦ Wall Insulation | 2038 | SC D | GWh | After Competition Groups | 0.13106 | 0 | 0 | 10220.2737 | 1.2823e-05 | 68 | Commercial_2038_SC D_GWh_After Competition Groups_68 | Wall Insulation | 0.001282% | 0 | 0.13106 | Commercial_2038_SC D_GWh_After Competition Groups_Wall Insulation
Commercial | Com ¦ Efficient compressor motor | 2038 | SC D | GWh | After Competition Groups | 0.085642 | 0 | 0 | 10220.2737 | 8.3796e-06 | 69 | Commercial_2038_SC D_GWh_After Competition Groups_69 | Efficient compressor motor | 0.000838% | 0 | 0.085642 | Commercial_2038_SC D_GWh_After Competition Groups_Efficient compressor motor
Commercial | Com ¦ Room AC (w/ louvered sides) 14 SEER from 12 SEER code | 2038 | SC D | GWh | After Competition Groups | 0.082086 | 0 | 0 | 10220.2737 | 8.0316e-06 | 70 | Commercial_2038_SC D_GWh_After Competition Groups_70 | Room AC (w/ louvered sides) 14 SEER from 12 SEER code | 0.0008032% | 0 | 0.082086 | Commercial_2038_SC D_GWh_After Competition Groups_Room AC (w/ louvered sides) 14 SEER from 12 SEER code
Commercial | Com ¦ Variable Refrigerant Flow Heat Pump | 2038 | SC D | GWh | After Competition Groups | 0.064265 | 0 | 0 | 10220.2737 | 6.288e-06 | 71 | Commercial_2038_SC D_GWh_After Competition Groups_71 | Variable Refrigerant Flow Heat Pump | 0.0006288% | 0 | 0.064265 | Commercial_2038_SC D_GWh_After Competition Groups_Variable Refrigerant Flow Heat Pump
Commercial | Com ¦ EC Plug Fan for Data Center (under cabinet) | 2038 | SC D | GWh | After Competition Groups | 0.045605 | 0 | 0 | 10220.2737 | 4.4622e-06 | 72 | Commercial_2038_SC D_GWh_After Competition Groups_72 | EC Plug Fan for Data Center (under cabinet) | 0.0004462% | 0 | 0.045605 | Commercial_2038_SC D_GWh_After Competition Groups_EC Plug Fan for Data Center (under cabinet)
Commercial | Com ¦ VSD Air Compressor | 2038 | SC D | GWh | After Competition Groups | 0.044006 | 0 | 0 | 10220.2737 | 4.3057e-06 | 73 | Commercial_2038_SC D_GWh_After Competition Groups_73 | VSD Air Compressor | 0.0004306% | 0 | 0.044006 | Commercial_2038_SC D_GWh_After Competition Groups_VSD Air Compressor
Commercial | Com ¦ High Efficiency Chiller (avg of water and air cooled) | 2038 | SC D | GWh | After Competition Groups | 0.029124 | 0 | 0 | 10220.2737 | 2.8496e-06 | 74 | Commercial_2038_SC D_GWh_After Competition Groups_74 | High Efficiency Chiller (avg of water and air cooled) | 0.000285% | 0 | 0.029124 | Commercial_2038_SC D_GWh_After Competition Groups_High Efficiency Chiller (avg of water and air cooled)
Commercial | Com ¦ Indoor Daylight Sensors/Photocell Dimming Control | 2038 | SC D | GWh | After Competition Groups | 0.011618 | 0 | 0 | 10220.2737 | 1.1368e-06 | 75 | Commercial_2038_SC D_GWh_After Competition Groups_75 | Indoor Daylight Sensors/Photocell Dimming Control | 0.0001137% | 0 | 0.011618 | Commercial_2038_SC D_GWh_After Competition Groups_Indoor Daylight Sensors/Photocell Dimming Control
Commercial | Com ¦ LLLC - High Impact Application | 2038 | SC D | GWh | After Competition Groups | 0.0059799 | 0 | 0 | 10220.2737 | 5.851e-07 | 76 | Commercial_2038_SC D_GWh_After Competition Groups_76 | LLLC - High Impact Application | 5.851e-05% | 0 | 0.0059799 | Commercial_2038_SC D_GWh_After Competition Groups_LLLC - High Impact Application
Commercial | Com ¦ Electric Convection Combination Ovens | 2038 | SC D | GWh | After Competition Groups | 0.003928 | 0 | 0 | 10220.2737 | 3.8433e-07 | 77 | Commercial_2038_SC D_GWh_After Competition Groups_77 | Electric Convection Combination Ovens | 3.843e-05% | 0 | 0.003928 | Commercial_2038_SC D_GWh_After Competition Groups_Electric Convection Combination Ovens
Commercial | Com ¦ LLLC - Low Impact Application | 2038 | SC D | GWh | After Competition Groups | 0.00056006 | 0 | 0 | 10220.2737 | 5.4799e-08 | 78 | Commercial_2038_SC D_GWh_After Competition Groups_78 | LLLC - Low Impact Application | 5.48e-06% | 0 | 0.00056006 | Commercial_2038_SC D_GWh_After Competition Groups_LLLC - Low Impact Application
Commercial | Com ¦ Networked/Connected - Low Impact Application | 2038 | SC D | GWh | After Competition Groups | 1.7141e-07 | 0 | 0 | 10220.2737 | 1.6771e-11 | 79 | Commercial_2038_SC D_GWh_After Competition Groups_79 | Networked/Connected - Low Impact Application | 1.677e-09% | 0 | 1.7141e-07 | Commercial_2038_SC D_GWh_After Competition Groups_Networked/Connected - Low Impact Application
Commercial | Com ¦ Networked/Connected - High Impact Application | 2038 | SC D | GWh | After Competition Groups | 2.5718e-08 | 0 | 0 | 10220.2737 | 2.5164e-12 | 80 | Commercial_2038_SC D_GWh_After Competition Groups_80 | Networked/Connected - High Impact Application | 2.516e-10% | 0 | 2.5718e-08 | Commercial_2038_SC D_GWh_After Competition Groups_Networked/Connected - High Impact Application
Commercial | Com ¦ Central Lighting Control System | 2038 | Technical | GWh | After Competition Groups | 2154.7704 | 0 | 0 | 18553.4316 | 0.11614 | 1 | Commercial_2038_Technical_GWh_After Competition Groups_1 | Central Lighting Control System | 11.61% | 0 | 2154.7704 | Commercial_2038_Technical_GWh_After Competition Groups_Central Lighting Control System
Commercial | Com ¦ Building Recommissioning, Operations and Maintenance (O&M) Improvements | 2038 | Technical | GWh | After Competition Groups | 1732.1727 | 0 | 0 | 18553.4316 | 0.093361 | 2 | Commercial_2038_Technical_GWh_After Competition Groups_2 | Building Recommissioning, Operations and Maintenance (O&M) Improvements | 9.336% | 0 | 1732.1727 | Commercial_2038_Technical_GWh_After Competition Groups_Building Recommissioning, Operations and Maintenance (O&M) Improvements
Commercial | Com ¦ ENERGY STAR LED LAMPS (REFLECTOR LAMPs/MR16/PAR 16) | 2038 | Technical | GWh | After Competition Groups | 1065.9757 | 0 | 0 | 18553.4316 | 0.057454 | 3 | Commercial_2038_Technical_GWh_After Competition Groups_3 | ENERGY STAR LED LAMPS (REFLECTOR LAMPs/MR16/PAR 16) | 5.745% | 0 | 1065.9757 | Commercial_2038_Technical_GWh_After Competition Groups_ENERGY STAR LED LAMPS (REFLECTOR LAMPs/MR16/PAR 16)
Commercial | Com ¦ LED Low/High Bay | 2038 | Technical | GWh | After Competition Groups | 1061.9624 | 0 | 0 | 18553.4316 | 0.057238 | 4 | Commercial_2038_Technical_GWh_After Competition Groups_4 | LED Low/High Bay | 5.724% | 0 | 1061.9624 | Commercial_2038_Technical_GWh_After Competition Groups_LED Low/High Bay
Commercial | Com ¦ LED Troffer/Surface/Suspended | 2038 | Technical | GWh | After Competition Groups | 865.0942 | 0 | 0 | 18553.4316 | 0.046627 | 5 | Commercial_2038_Technical_GWh_After Competition Groups_5 | LED Troffer/Surface/Suspended | 4.663% | 0 | 865.0942 | Commercial_2038_Technical_GWh_After Competition Groups_LED Troffer/Surface/Suspended
Commercial | Com ¦ LED Replacement Lamp (Tube) | 2038 | Technical | GWh | After Competition Groups | 829.8574 | 0 | 0 | 18553.4316 | 0.044728 | 6 | Commercial_2038_Technical_GWh_After Competition Groups_6 | LED Replacement Lamp (Tube) | 4.473% | 0 | 829.8574 | Commercial_2038_Technical_GWh_After Competition Groups_LED Replacement Lamp (Tube)
Commercial | Com ¦ High Efficiency Air Source Heat Pump | 2038 | Technical | GWh | After Competition Groups | 780.2434 | 0 | 0 | 18553.4316 | 0.042054 | 7 | Commercial_2038_Technical_GWh_After Competition Groups_7 | High Efficiency Air Source Heat Pump | 4.205% | 0 | 780.2434 | Commercial_2038_Technical_GWh_After Competition Groups_High Efficiency Air Source Heat Pump
Commercial | Com ¦ Smart Strip Plug Outlets | 2038 | Technical | GWh | After Competition Groups | 673.138 | 0 | 0 | 18553.4316 | 0.036281 | 8 | Commercial_2038_Technical_GWh_After Competition Groups_8 | Smart Strip Plug Outlets | 3.628% | 0 | 673.138 | Commercial_2038_Technical_GWh_After Competition Groups_Smart Strip Plug Outlets
Commercial | Com ¦ LED EXTERIOR AREA LIGHTS - LED fixture (200W) | 2038 | Technical | GWh | After Competition Groups | 668.969 | 0 | 0 | 18553.4316 | 0.036056 | 9 | Commercial_2038_Technical_GWh_After Competition Groups_9 | LED EXTERIOR AREA LIGHTS - LED fixture (200W) | 3.606% | 0 | 668.969 | Commercial_2038_Technical_GWh_After Competition Groups_LED EXTERIOR AREA LIGHTS - LED fixture (200W)
Commercial | Com ¦ Education and Capacity Building/Energy Behavior | 2038 | Technical | GWh | After Competition Groups | 651.507 | 0 | 0 | 18553.4316 | 0.035115 | 10 | Commercial_2038_Technical_GWh_After Competition Groups_10 | Education and Capacity Building/Energy Behavior | 3.512% | 0 | 651.507 | Commercial_2038_Technical_GWh_After Competition Groups_Education and Capacity Building/Energy Behavior
Commercial | Com ¦ LED parking lot fixture | 2038 | Technical | GWh | After Competition Groups | 634.2181 | 0 | 0 | 18553.4316 | 0.034183 | 11 | Commercial_2038_Technical_GWh_After Competition Groups_11 | LED parking lot fixture | 3.418% | 0 | 634.2181 | Commercial_2038_Technical_GWh_After Competition Groups_LED parking lot fixture
Commercial | Com ¦ Variable Refrigerant Flow Heat Pump | 2038 | Technical | GWh | After Competition Groups | 541.0954 | 0 | 0 | 18553.4316 | 0.029164 | 12 | Commercial_2038_Technical_GWh_After Competition Groups_12 | Variable Refrigerant Flow Heat Pump | 2.916% | 0 | 541.0954 | Commercial_2038_Technical_GWh_After Competition Groups_Variable Refrigerant Flow Heat Pump
Commercial | Com ¦ Refrigerated Display Case Doors | 2038 | Technical | GWh | After Competition Groups | 512.8936 | 0 | 0 | 18553.4316 | 0.027644 | 13 | Commercial_2038_Technical_GWh_After Competition Groups_13 | Refrigerated Display Case Doors | 2.764% | 0 | 512.8936 | Commercial_2038_Technical_GWh_After Competition Groups_Refrigerated Display Case Doors
Commercial | Com ¦ Furnace Tune-Up | 2038 | Technical | GWh | After Competition Groups | 475.6436 | 0 | 0 | 18553.4316 | 0.025636 | 14 | Commercial_2038_Technical_GWh_After Competition Groups_14 | Furnace Tune-Up | 2.564% | 0 | 475.6436 | Commercial_2038_Technical_GWh_After Competition Groups_Furnace Tune-Up
Commercial | Com ¦ LED street light fixture | 2038 | Technical | GWh | After Competition Groups | 408.7407 | 0 | 0 | 18553.4316 | 0.02203 | 15 | Commercial_2038_Technical_GWh_After Competition Groups_15 | LED street light fixture | 2.203% | 0 | 408.7407 | Commercial_2038_Technical_GWh_After Competition Groups_LED street light fixture
Commercial | Com ¦ Reach-in Shaded Pole to ECM/PSC Evaporator Fan Motor | 2038 | Technical | GWh | After Competition Groups | 387.5869 | 0 | 0 | 18553.4316 | 0.02089 | 16 | Commercial_2038_Technical_GWh_After Competition Groups_16 | Reach-in Shaded Pole to ECM/PSC Evaporator Fan Motor | 2.089% | 0 | 387.5869 | Commercial_2038_Technical_GWh_After Competition Groups_Reach-in Shaded Pole to ECM/PSC Evaporator Fan Motor
Commercial | Com ¦ Demand Control Ventilation | 2038 | Technical | GWh | After Competition Groups | 346.5012 | 0 | 0 | 18553.4316 | 0.018676 | 17 | Commercial_2038_Technical_GWh_After Competition Groups_17 | Demand Control Ventilation | 1.868% | 0 | 346.5012 | Commercial_2038_Technical_GWh_After Competition Groups_Demand Control Ventilation
Commercial | Com ¦ Advanced BAS/Controllers | 2038 | Technical | GWh | After Competition Groups | 340.3136 | 0 | 0 | 18553.4316 | 0.018342 | 18 | Commercial_2038_Technical_GWh_After Competition Groups_18 | Advanced BAS/Controllers | 1.834% | 0 | 340.3136 | Commercial_2038_Technical_GWh_After Competition Groups_Advanced BAS/Controllers
Commercial | Com ¦ Data Center Storage/Server Virtualization | 2038 | Technical | GWh | After Competition Groups | 311.0672 | 0 | 0 | 18553.4316 | 0.016766 | 19 | Commercial_2038_Technical_GWh_After Competition Groups_19 | Data Center Storage/Server Virtualization | 1.677% | 0 | 311.0672 | Commercial_2038_Technical_GWh_After Competition Groups_Data Center Storage/Server Virtualization
Commercial | Com ¦ Strip Curtains | 2038 | Technical | GWh | After Competition Groups | 257.9387 | 0 | 0 | 18553.4316 | 0.013902 | 20 | Commercial_2038_Technical_GWh_After Competition Groups_20 | Strip Curtains | 1.39% | 0 | 257.9387 | Commercial_2038_Technical_GWh_After Competition Groups_Strip Curtains
Commercial | Com ¦ Unitary Air-Conditioning Unit | 2038 | Technical | GWh | After Competition Groups | 231.7242 | 0 | 0 | 18553.4316 | 0.01249 | 21 | Commercial_2038_Technical_GWh_After Competition Groups_21 | Unitary Air-Conditioning Unit | 1.249% | 0 | 231.7242 | Commercial_2038_Technical_GWh_After Competition Groups_Unitary Air-Conditioning Unit
Commercial | Com ¦ Centrally controlled desktop PC/NETWORK PC POWER MANAGEMENT SOFTWARE | 2038 | Technical | GWh | After Competition Groups | 213.4143 | 0 | 0 | 18553.4316 | 0.011503 | 22 | Commercial_2038_Technical_GWh_After Competition Groups_22 | Centrally controlled desktop PC/NETWORK PC POWER MANAGEMENT SOFTWARE | 1.15% | 0 | 213.4143 | Commercial_2038_Technical_GWh_After Competition Groups_Centrally controlled desktop PC/NETWORK PC POWER MANAGEMENT SOFTWARE
Commercial | Com ¦ Door Gasket Freezer/Refrigerator | 2038 | Technical | GWh | After Competition Groups | 205.2852 | 0 | 0 | 18553.4316 | 0.011065 | 23 | Commercial_2038_Technical_GWh_After Competition Groups_23 | Door Gasket Freezer/Refrigerator | 1.106% | 0 | 205.2852 | Commercial_2038_Technical_GWh_After Competition Groups_Door Gasket Freezer/Refrigerator
Commercial | Com ¦ Refrigeration Optimization | 2038 | Technical | GWh | After Competition Groups | 184.2631 | 0 | 0 | 18553.4316 | 0.0099315 | 24 | Commercial_2038_Technical_GWh_After Competition Groups_24 | Refrigeration Optimization | 0.9931% | 0 | 184.2631 | Commercial_2038_Technical_GWh_After Competition Groups_Refrigeration Optimization
Commercial | Com ¦ LED or Equivalent Sign Lighting | 2038 | Technical | GWh | After Competition Groups | 182.8692 | 0 | 0 | 18553.4316 | 0.0098564 | 25 | Commercial_2038_Technical_GWh_After Competition Groups_25 | LED or Equivalent Sign Lighting | 0.9856% | 0 | 182.8692 | Commercial_2038_Technical_GWh_After Competition Groups_LED or Equivalent Sign Lighting
Commercial | Com ¦ Variable Frequency Drive (VFD) | 2038 | Technical | GWh | After Competition Groups | 157.6589 | 0 | 0 | 18553.4316 | 0.0084976 | 26 | Commercial_2038_Technical_GWh_After Competition Groups_26 | Variable Frequency Drive (VFD) | 0.8498% | 0 | 157.6589 | Commercial_2038_Technical_GWh_After Competition Groups_Variable Frequency Drive (VFD)
Commercial | Com ¦ Condensing Make Up Air Unit | 2038 | Technical | GWh | After Competition Groups | 155.2261 | 0 | 0 | 18553.4316 | 0.0083664 | 27 | Commercial_2038_Technical_GWh_After Competition Groups_27 | Condensing Make Up Air Unit | 0.8366% | 0 | 155.2261 | Commercial_2038_Technical_GWh_After Competition Groups_Condensing Make Up Air Unit
Commercial | Com ¦ Adaptive Thermostats | 2038 | Technical | GWh | After Competition Groups | 154.1615 | 0 | 0 | 18553.4316 | 0.0083091 | 28 | Commercial_2038_Technical_GWh_After Competition Groups_28 | Adaptive Thermostats | 0.8309% | 0 | 154.1615 | Commercial_2038_Technical_GWh_After Competition Groups_Adaptive Thermostats
Commercial | Com ¦ VFD on Pumps | 2038 | Technical | GWh | After Competition Groups | 147.55 | 0 | 0 | 18553.4316 | 0.0079527 | 29 | Commercial_2038_Technical_GWh_After Competition Groups_29 | VFD on Pumps | 0.7953% | 0 | 147.55 | Commercial_2038_Technical_GWh_After Competition Groups_VFD on Pumps
Commercial | Com ¦ ENERGY STAR FREEZER | 2038 | Technical | GWh | After Competition Groups | 138.1509 | 0 | 0 | 18553.4316 | 0.0074461 | 30 | Commercial_2038_Technical_GWh_After Competition Groups_30 | ENERGY STAR FREEZER | 0.7446% | 0 | 138.1509 | Commercial_2038_Technical_GWh_After Competition Groups_ENERGY STAR FREEZER
Commercial | Com ¦ Super-High Efficiency Furnaces (Emerging Tech) | 2038 | Technical | GWh | After Competition Groups | 136.8911 | 0 | 0 | 18553.4316 | 0.0073782 | 31 | Commercial_2038_Technical_GWh_After Competition Groups_31 | Super-High Efficiency Furnaces (Emerging Tech) | 0.7378% | 0 | 136.8911 | Commercial_2038_Technical_GWh_After Competition Groups_Super-High Efficiency Furnaces (Emerging Tech)
Commercial | Com ¦ ENERGY STAR ICE MACHINES - Ice Making Head | 2038 | Technical | GWh | After Competition Groups | 126.1264 | 0 | 0 | 18553.4316 | 0.006798 | 32 | Commercial_2038_Technical_GWh_After Competition Groups_32 | ENERGY STAR ICE MACHINES - Ice Making Head | 0.6798% | 0 | 126.1264 | Commercial_2038_Technical_GWh_After Competition Groups_ENERGY STAR ICE MACHINES - Ice Making Head
Commercial | Com ¦ ENERGY STAR LED LAMPS (General Service Lamps) | 2038 | Technical | GWh | After Competition Groups | 125.8061 | 0 | 0 | 18553.4316 | 0.0067807 | 33 | Commercial_2038_Technical_GWh_After Competition Groups_33 | ENERGY STAR LED LAMPS (General Service Lamps) | 0.6781% | 0 | 125.8061 | Commercial_2038_Technical_GWh_After Competition Groups_ENERGY STAR LED LAMPS (General Service Lamps)
Commercial | Com ¦ Demand Control Kitchen Ventilation | 2038 | Technical | GWh | After Competition Groups | 120.9078 | 0 | 0 | 18553.4316 | 0.0065167 | 34 | Commercial_2038_Technical_GWh_After Competition Groups_34 | Demand Control Kitchen Ventilation | 0.6517% | 0 | 120.9078 | Commercial_2038_Technical_GWh_After Competition Groups_Demand Control Kitchen Ventilation
Commercial | Com ¦ Air Handler with Dedicated Outdoor Air Systems | 2038 | Technical | GWh | After Competition Groups | 120.3312 | 0 | 0 | 18553.4316 | 0.0064857 | 35 | Commercial_2038_Technical_GWh_After Competition Groups_35 | Air Handler with Dedicated Outdoor Air Systems | 0.6486% | 0 | 120.3312 | Commercial_2038_Technical_GWh_After Competition Groups_Air Handler with Dedicated Outdoor Air Systems
Commercial | Com ¦ Indoor Daylight Sensors/Photocell Dimming Control | 2038 | Technical | GWh | After Competition Groups | 105.2993 | 0 | 0 | 18553.4316 | 0.0056755 | 36 | Commercial_2038_Technical_GWh_After Competition Groups_36 | Indoor Daylight Sensors/Photocell Dimming Control | 0.5675% | 0 | 105.2993 | Commercial_2038_Technical_GWh_After Competition Groups_Indoor Daylight Sensors/Photocell Dimming Control
Commercial | Com ¦ Refrigerated Display Case LED | 2038 | Technical | GWh | After Competition Groups | 100.5924 | 0 | 0 | 18553.4316 | 0.0054218 | 37 | Commercial_2038_Technical_GWh_After Competition Groups_37 | Refrigerated Display Case LED | 0.5422% | 0 | 100.5924 | Commercial_2038_Technical_GWh_After Competition Groups_Refrigerated Display Case LED
Commercial | Com ¦ Adding reflective (White) roof treatment or a green roof | 2038 | Technical | GWh | After Competition Groups | 91.8375 | 0 | 0 | 18553.4316 | 0.0049499 | 38 | Commercial_2038_Technical_GWh_After Competition Groups_38 | Adding reflective (White) roof treatment or a green roof | 0.495% | 0 | 91.8375 | Commercial_2038_Technical_GWh_After Competition Groups_Adding reflective (White) roof treatment or a green roof
Commercial | Com ¦ Occupancy Sensors | 2038 | Technical | GWh | After Competition Groups | 80.0283 | 0 | 0 | 18553.4316 | 0.0043134 | 39 | Commercial_2038_Technical_GWh_After Competition Groups_39 | Occupancy Sensors | 0.4313% | 0 | 80.0283 | Commercial_2038_Technical_GWh_After Competition Groups_Occupancy Sensors
Commercial | Com ¦ ECM MOTORS FOR EVAPORATOR FANS for refrigeration (WALK-IN) | 2038 | Technical | GWh | After Competition Groups | 74.6862 | 0 | 0 | 18553.4316 | 0.0040255 | 40 | Commercial_2038_Technical_GWh_After Competition Groups_40 | ECM MOTORS FOR EVAPORATOR FANS for refrigeration (WALK-IN) | 0.4025% | 0 | 74.6862 | Commercial_2038_Technical_GWh_After Competition Groups_ECM MOTORS FOR EVAPORATOR FANS for refrigeration (WALK-IN)
Commercial | Com ¦ Condensing Unit Heaters or other Efficient Unit Heating System | 2038 | Technical | GWh | After Competition Groups | 71.5775 | 0 | 0 | 18553.4316 | 0.0038579 | 41 | Commercial_2038_Technical_GWh_After Competition Groups_41 | Condensing Unit Heaters or other Efficient Unit Heating System | 0.3858% | 0 | 71.5775 | Commercial_2038_Technical_GWh_After Competition Groups_Condensing Unit Heaters or other Efficient Unit Heating System
Commercial | Com ¦ HOTEL OCCUPANCY CONTROLS (HVAC + LIGHTING) | 2038 | Technical | GWh | After Competition Groups | 68.8286 | 0 | 0 | 18553.4316 | 0.0037097 | 42 | Commercial_2038_Technical_GWh_After Competition Groups_42 | HOTEL OCCUPANCY CONTROLS (HVAC + LIGHTING) | 0.371% | 0 | 68.8286 | Commercial_2038_Technical_GWh_After Competition Groups_HOTEL OCCUPANCY CONTROLS (HVAC + LIGHTING)
Commercial | Com ¦ ENERGY STAR Refrigerator | 2038 | Technical | GWh | After Competition Groups | 68.5405 | 0 | 0 | 18553.4316 | 0.0036942 | 43 | Commercial_2038_Technical_GWh_After Competition Groups_43 | ENERGY STAR Refrigerator | 0.3694% | 0 | 68.5405 | Commercial_2038_Technical_GWh_After Competition Groups_ENERGY STAR Refrigerator
Commercial | Com ¦ High R-Value Glass Doors/no-heat glass door | 2038 | Technical | GWh | After Competition Groups | 66.1026 | 0 | 0 | 18553.4316 | 0.0035628 | 44 | Commercial_2038_Technical_GWh_After Competition Groups_44 | High R-Value Glass Doors/no-heat glass door | 0.3563% | 0 | 66.1026 | Commercial_2038_Technical_GWh_After Competition Groups_High R-Value Glass Doors/no-heat glass door
Commercial | Com ¦ Freezer Case Light Sensor | 2038 | Technical | GWh | After Competition Groups | 61.5129 | 0 | 0 | 18553.4316 | 0.0033154 | 45 | Commercial_2038_Technical_GWh_After Competition Groups_45 | Freezer Case Light Sensor | 0.3315% | 0 | 61.5129 | Commercial_2038_Technical_GWh_After Competition Groups_Freezer Case Light Sensor
Commercial | Com ¦ Evaporator Fan Controls | 2038 | Technical | GWh | After Competition Groups | 60.0032 | 0 | 0 | 18553.4316 | 0.0032341 | 46 | Commercial_2038_Technical_GWh_After Competition Groups_46 | Evaporator Fan Controls | 0.3234% | 0 | 60.0032 | Commercial_2038_Technical_GWh_After Competition Groups_Evaporator Fan Controls
Commercial | Com ¦ Chilled Water Optimization | 2038 | Technical | GWh | After Competition Groups | 57.7692 | 0 | 0 | 18553.4316 | 0.0031137 | 47 | Commercial_2038_Technical_GWh_After Competition Groups_47 | Chilled Water Optimization | 0.3114% | 0 | 57.7692 | Commercial_2038_Technical_GWh_After Competition Groups_Chilled Water Optimization
Commercial | Com ¦ ENERGY STAR Griddle (74% eff) | 2038 | Technical | GWh | After Competition Groups | 51.1774 | 0 | 0 | 18553.4316 | 0.0027584 | 48 | Commercial_2038_Technical_GWh_After Competition Groups_48 | ENERGY STAR Griddle (74% eff) | 0.2758% | 0 | 51.1774 | Commercial_2038_Technical_GWh_After Competition Groups_ENERGY STAR Griddle (74% eff)
Commercial | Com ¦ Elec Storage WH 2.30 Et | 2038 | Technical | GWh | After Competition Groups | 51.0206 | 0 | 0 | 18553.4316 | 0.0027499 | 49 | Commercial_2038_Technical_GWh_After Competition Groups_49 | Elec Storage WH 2.30 Et | 0.275% | 0 | 51.0206 | Commercial_2038_Technical_GWh_After Competition Groups_Elec Storage WH 2.30 Et
Commercial | Com ¦ BEVERAGE VENDING MACHINE CONTROLS | 2038 | Technical | GWh | After Competition Groups | 43.3752 | 0 | 0 | 18553.4316 | 0.0023379 | 50 | Commercial_2038_Technical_GWh_After Competition Groups_50 | BEVERAGE VENDING MACHINE CONTROLS | 0.2338% | 0 | 43.3752 | Commercial_2038_Technical_GWh_After Competition Groups_BEVERAGE VENDING MACHINE CONTROLS
Commercial | Com ¦ Water Source Heat Pump (4 ton) | 2038 | Technical | GWh | After Competition Groups | 41.997 | 0 | 0 | 18553.4316 | 0.0022636 | 51 | Commercial_2038_Technical_GWh_After Competition Groups_51 | Water Source Heat Pump (4 ton) | 0.2264% | 0 | 41.997 | Commercial_2038_Technical_GWh_After Competition Groups_Water Source Heat Pump (4 ton)
Commercial | Com ¦ Refrigeration Commissioning | 2038 | Technical | GWh | After Competition Groups | 41.1536 | 0 | 0 | 18553.4316 | 0.0022181 | 52 | Commercial_2038_Technical_GWh_After Competition Groups_52 | Refrigeration Commissioning | 0.2218% | 0 | 41.1536 | Commercial_2038_Technical_GWh_After Competition Groups_Refrigeration Commissioning
Commercial | Com ¦ CO Sensors for parking garage exhaust fans | 2038 | Technical | GWh | After Competition Groups | 31.436 | 0 | 0 | 18553.4316 | 0.0016943 | 53 | Commercial_2038_Technical_GWh_After Competition Groups_53 | CO Sensors for parking garage exhaust fans | 0.1694% | 0 | 31.436 | Commercial_2038_Technical_GWh_After Competition Groups_CO Sensors for parking garage exhaust fans
Commercial | Com ¦ Anti-sweat heat (ASH) controls - Cooler/Freezer | 2038 | Technical | GWh | After Competition Groups | 26.3233 | 0 | 0 | 18553.4316 | 0.0014188 | 54 | Commercial_2038_Technical_GWh_After Competition Groups_54 | Anti-sweat heat (ASH) controls - Cooler/Freezer | 0.1419% | 0 | 26.3233 | Commercial_2038_Technical_GWh_After Competition Groups_Anti-sweat heat (ASH) controls - Cooler/Freezer
Commercial | Com ¦ Temperature Adjustment in Commercial Freezers | 2038 | Technical | GWh | After Competition Groups | 22.9445 | 0 | 0 | 18553.4316 | 0.0012367 | 55 | Commercial_2038_Technical_GWh_After Competition Groups_55 | Temperature Adjustment in Commercial Freezers | 0.1237% | 0 | 22.9445 | Commercial_2038_Technical_GWh_After Competition Groups_Temperature Adjustment in Commercial Freezers
Commercial | Com ¦ Energy Efficient Laboratory Fume Hood | 2038 | Technical | GWh | After Competition Groups | 20.4355 | 0 | 0 | 18553.4316 | 0.0011014 | 56 | Commercial_2038_Technical_GWh_After Competition Groups_56 | Energy Efficient Laboratory Fume Hood | 0.1101% | 0 | 20.4355 | Commercial_2038_Technical_GWh_After Competition Groups_Energy Efficient Laboratory Fume Hood
Commercial | Com ¦ ENERGY STAR Fryer (84% eff) | 2038 | Technical | GWh | After Competition Groups | 18.3775 | 0 | 0 | 18553.4316 | 0.00099052 | 57 | Commercial_2038_Technical_GWh_After Competition Groups_57 | ENERGY STAR Fryer (84% eff) | 0.09905% | 0 | 18.3775 | Commercial_2038_Technical_GWh_After Competition Groups_ENERGY STAR Fryer (84% eff)
Commercial | Com ¦ Outside Air Economizer | 2038 | Technical | GWh | After Competition Groups | 18.2792 | 0 | 0 | 18553.4316 | 0.00098522 | 58 | Commercial_2038_Technical_GWh_After Competition Groups_58 | Outside Air Economizer | 0.09852% | 0 | 18.2792 | Commercial_2038_Technical_GWh_After Competition Groups_Outside Air Economizer
Commercial | Com ¦ Vertical Night Covers | 2038 | Technical | GWh | After Competition Groups | 17.7987 | 0 | 0 | 18553.4316 | 0.00095932 | 59 | Commercial_2038_Technical_GWh_After Competition Groups_59 | Vertical Night Covers | 0.09593% | 0 | 17.7987 | Commercial_2038_Technical_GWh_After Competition Groups_Vertical Night Covers
Commercial | Com ¦ Duct Insulation, R8 | 2038 | Technical | GWh | After Competition Groups | 15.8457 | 0 | 0 | 18553.4316 | 0.00085406 | 60 | Commercial_2038_Technical_GWh_After Competition Groups_60 | Duct Insulation, R8 | 0.08541% | 0 | 15.8457 | Commercial_2038_Technical_GWh_After Competition Groups_Duct Insulation, R8
Commercial | Com ¦ Water Heating (DHW) Pipe Insulation (Add 3/4\ Foam)" | 2038 | Technical | GWh | After Competition Groups | 15.3196 | 0 | 0 | 18553.4316 | 0.0008257 | 61 | Commercial_2038_Technical_GWh_After Competition Groups_61 | Water Heating (DHW) Pipe Insulation (Add 3/4\ Foam)" | 0.08257% | 0 | 15.3196 | Commercial_2038_Technical_GWh_After Competition Groups_Water Heating (DHW) Pipe Insulation (Add 3/4\ Foam)"
Commercial | Com ¦ Roof Insulation/Ceiling Insulation (R25 Code to R35) | 2038 | Technical | GWh | After Competition Groups | 14.7575 | 0 | 0 | 18553.4316 | 0.00079541 | 62 | Commercial_2038_Technical_GWh_After Competition Groups_62 | Roof Insulation/Ceiling Insulation (R25 Code to R35) | 0.07954% | 0 | 14.7575 | Commercial_2038_Technical_GWh_After Competition Groups_Roof Insulation/Ceiling Insulation (R25 Code to R35)
Commercial | Com ¦ ENERGY STAR Dishwasher | 2038 | Technical | GWh | After Competition Groups | 13.3612 | 0 | 0 | 18553.4316 | 0.00072015 | 63 | Commercial_2038_Technical_GWh_After Competition Groups_63 | ENERGY STAR Dishwasher | 0.07201% | 0 | 13.3612 | Commercial_2038_Technical_GWh_After Competition Groups_ENERGY STAR Dishwasher
Commercial | Com ¦ LED RECESSED DOWNLIGHTS | 2038 | Technical | GWh | After Competition Groups | 11.1277 | 0 | 0 | 18553.4316 | 0.00059977 | 64 | Commercial_2038_Technical_GWh_After Competition Groups_64 | LED RECESSED DOWNLIGHTS | 0.05998% | 0 | 11.1277 | Commercial_2038_Technical_GWh_After Competition Groups_LED RECESSED DOWNLIGHTS
Commercial | Com ¦ Ground Source Heat Pump | 2038 | Technical | GWh | After Competition Groups | 10.9738 | 0 | 0 | 18553.4316 | 0.00059147 | 65 | Commercial_2038_Technical_GWh_After Competition Groups_65 | Ground Source Heat Pump | 0.05915% | 0 | 10.9738 | Commercial_2038_Technical_GWh_After Competition Groups_Ground Source Heat Pump
Commercial | Com ¦ Suction Pipe Insulation Freezer/Refrigerator | 2038 | Technical | GWh | After Competition Groups | 9.7277 | 0 | 0 | 18553.4316 | 0.00052431 | 66 | Commercial_2038_Technical_GWh_After Competition Groups_66 | Suction Pipe Insulation Freezer/Refrigerator | 0.05243% | 0 | 9.7277 | Commercial_2038_Technical_GWh_After Competition Groups_Suction Pipe Insulation Freezer/Refrigerator
Commercial | Com ¦ ENERGY STAR Steam Cookers | 2038 | Technical | GWh | After Competition Groups | 8.9698 | 0 | 0 | 18553.4316 | 0.00048346 | 67 | Commercial_2038_Technical_GWh_After Competition Groups_67 | ENERGY STAR Steam Cookers | 0.04835% | 0 | 8.9698 | Commercial_2038_Technical_GWh_After Competition Groups_ENERGY STAR Steam Cookers
Commercial | Com ¦ Evaporator Coil Defrost (Cooler) | 2038 | Technical | GWh | After Competition Groups | 8.0166 | 0 | 0 | 18553.4316 | 0.00043208 | 68 | Commercial_2038_Technical_GWh_After Competition Groups_68 | Evaporator Coil Defrost (Cooler) | 0.04321% | 0 | 8.0166 | Commercial_2038_Technical_GWh_After Competition Groups_Evaporator Coil Defrost (Cooler)
Commercial | Com ¦ SYNCHRONOUS BELT | 2038 | Technical | GWh | After Competition Groups | 6.838 | 0 | 0 | 18553.4316 | 0.00036856 | 69 | Commercial_2038_Technical_GWh_After Competition Groups_69 | SYNCHRONOUS BELT | 0.03686% | 0 | 6.838 | Commercial_2038_Technical_GWh_After Competition Groups_SYNCHRONOUS BELT
Commercial | Com ¦ Ozone Laundry Treatment | 2038 | Technical | GWh | After Competition Groups | 6.7185 | 0 | 0 | 18553.4316 | 0.00036212 | 70 | Commercial_2038_Technical_GWh_After Competition Groups_70 | Ozone Laundry Treatment | 0.03621% | 0 | 6.7185 | Commercial_2038_Technical_GWh_After Competition Groups_Ozone Laundry Treatment
Commercial | Com ¦ Solar Water Preheat (Pools/DHW) | 2038 | Technical | GWh | After Competition Groups | 4.498 | 0 | 0 | 18553.4316 | 0.00024244 | 71 | Commercial_2038_Technical_GWh_After Competition Groups_71 | Solar Water Preheat (Pools/DHW) | 0.02424% | 0 | 4.498 | Commercial_2038_Technical_GWh_After Competition Groups_Solar Water Preheat (Pools/DHW)
Commercial | Com ¦ Efficient compressor motor | 2038 | Technical | GWh | After Competition Groups | 3.7607 | 0 | 0 | 18553.4316 | 0.0002027 | 72 | Commercial_2038_Technical_GWh_After Competition Groups_72 | Efficient compressor motor | 0.02027% | 0 | 3.7607 | Commercial_2038_Technical_GWh_After Competition Groups_Efficient compressor motor
Commercial | Com ¦ Demand controlled Circulating Systems | 2038 | Technical | GWh | After Competition Groups | 3.2829 | 0 | 0 | 18553.4316 | 0.00017694 | 73 | Commercial_2038_Technical_GWh_After Competition Groups_73 | Demand controlled Circulating Systems | 0.01769% | 0 | 3.2829 | Commercial_2038_Technical_GWh_After Competition Groups_Demand controlled Circulating Systems
Commercial | Com ¦ Room AC (w/ louvered sides) 14 SEER from 12 SEER code | 2038 | Technical | GWh | After Competition Groups | 3.0842 | 0 | 0 | 18553.4316 | 0.00016623 | 74 | Commercial_2038_Technical_GWh_After Competition Groups_74 | Room AC (w/ louvered sides) 14 SEER from 12 SEER code | 0.01662% | 0 | 3.0842 | Commercial_2038_Technical_GWh_After Competition Groups_Room AC (w/ louvered sides) 14 SEER from 12 SEER code
Commercial | Com ¦ Thermostat Setback | 2038 | Technical | GWh | After Competition Groups | 2.928 | 0 | 0 | 18553.4316 | 0.00015781 | 75 | Commercial_2038_Technical_GWh_After Competition Groups_75 | Thermostat Setback | 0.01578% | 0 | 2.928 | Commercial_2038_Technical_GWh_After Competition Groups_Thermostat Setback
Commercial | Com ¦ ECM MOTORS FOR HVAC APPLICATION (FAN-POWERED VAV BOX) | 2038 | Technical | GWh | After Competition Groups | 2.9136 | 0 | 0 | 18553.4316 | 0.00015704 | 76 | Commercial_2038_Technical_GWh_After Competition Groups_76 | ECM MOTORS FOR HVAC APPLICATION (FAN-POWERED VAV BOX) | 0.0157% | 0 | 2.9136 | Commercial_2038_Technical_GWh_After Competition Groups_ECM MOTORS FOR HVAC APPLICATION (FAN-POWERED VAV BOX)
Commercial | Com ¦ Commercial Hot Food Holding Cabinets | 2038 | Technical | GWh | After Competition Groups | 2.5804 | 0 | 0 | 18553.4316 | 0.00013908 | 77 | Commercial_2038_Technical_GWh_After Competition Groups_77 | Commercial Hot Food Holding Cabinets | 0.01391% | 0 | 2.5804 | Commercial_2038_Technical_GWh_After Competition Groups_Commercial Hot Food Holding Cabinets
Commercial | Com ¦ PTAC (12 EER/10,000 BTU) | 2038 | Technical | GWh | After Competition Groups | 2.3873 | 0 | 0 | 18553.4316 | 0.00012867 | 78 | Commercial_2038_Technical_GWh_After Competition Groups_78 | PTAC (12 EER/10,000 BTU) | 0.01287% | 0 | 2.3873 | Commercial_2038_Technical_GWh_After Competition Groups_PTAC (12 EER/10,000 BTU)
Commercial | Com ¦ Energy Recovery Ventilation and Ventilation (Enhanced) | 2038 | Technical | GWh | After Competition Groups | 2.012 | 0 | 0 | 18553.4316 | 0.00010844 | 79 | Commercial_2038_Technical_GWh_After Competition Groups_79 | Energy Recovery Ventilation and Ventilation (Enhanced) | 0.01084% | 0 | 2.012 | Commercial_2038_Technical_GWh_After Competition Groups_Energy Recovery Ventilation and Ventilation (Enhanced)
Commercial | Com ¦ Wall Insulation | 2038 | Technical | GWh | After Competition Groups | 1.9066 | 0 | 0 | 18553.4316 | 0.00010276 | 80 | Commercial_2038_Technical_GWh_After Competition Groups_80 | Wall Insulation | 0.01028% | 0 | 1.9066 | Commercial_2038_Technical_GWh_After Competition Groups_Wall Insulation
Commercial | Com ¦ Solar Preheat Make up Air | 2038 | Technical | GWh | After Competition Groups | 1.8829 | 0 | 0 | 18553.4316 | 0.00010148 | 81 | Commercial_2038_Technical_GWh_After Competition Groups_81 | Solar Preheat Make up Air | 0.01015% | 0 | 1.8829 | Commercial_2038_Technical_GWh_After Competition Groups_Solar Preheat Make up Air
Commercial | Com ¦ CEE Tier 2/Energy Star Clothes Washers | 2038 | Technical | GWh | After Competition Groups | 1.7476 | 0 | 0 | 18553.4316 | 9.4193e-05 | 82 | Commercial_2038_Technical_GWh_After Competition Groups_82 | CEE Tier 2/Energy Star Clothes Washers | 0.009419% | 0 | 1.7476 | Commercial_2038_Technical_GWh_After Competition Groups_CEE Tier 2/Energy Star Clothes Washers
Commercial | COM ¦ Ductless Mini-Split Heat Pumps | 2038 | Technical | GWh | After Competition Groups | 1.7188 | 0 | 0 | 18553.4316 | 9.2639e-05 | 83 | Commercial_2038_Technical_GWh_After Competition Groups_83 | Ductless Mini-Split Heat Pumps | 0.009264% | 0 | 1.7188 | Commercial_2038_Technical_GWh_After Competition Groups_Ductless Mini-Split Heat Pumps
Commercial | Com ¦ Auto Off Time Switch or Time Clock control | 2038 | Technical | GWh | After Competition Groups | 1.4278 | 0 | 0 | 18553.4316 | 7.6958e-05 | 84 | Commercial_2038_Technical_GWh_After Competition Groups_84 | Auto Off Time Switch or Time Clock control | 0.007696% | 0 | 1.4278 | Commercial_2038_Technical_GWh_After Competition Groups_Auto Off Time Switch or Time Clock control
Commercial | Com ¦ Heat Pump Water Heater (50 Gallons) | 2038 | Technical | GWh | After Competition Groups | 1.1336 | 0 | 0 | 18553.4316 | 6.1097e-05 | 85 | Commercial_2038_Technical_GWh_After Competition Groups_85 | Heat Pump Water Heater (50 Gallons) | 0.00611% | 0 | 1.1336 | Commercial_2038_Technical_GWh_After Competition Groups_Heat Pump Water Heater (50 Gallons)
Commercial | Com ¦ HVAC Optimization | 2038 | Technical | GWh | After Competition Groups | 0.92584 | 0 | 0 | 18553.4316 | 4.9901e-05 | 86 | Commercial_2038_Technical_GWh_After Competition Groups_86 | HVAC Optimization | 0.00499% | 0 | 0.92584 | Commercial_2038_Technical_GWh_After Competition Groups_HVAC Optimization
Commercial | Com ¦ Low Flow Pre-Rinse Spray Nozzle | 2038 | Technical | GWh | After Competition Groups | 0.88238 | 0 | 0 | 18553.4316 | 4.7559e-05 | 87 | Commercial_2038_Technical_GWh_After Competition Groups_87 | Low Flow Pre-Rinse Spray Nozzle | 0.004756% | 0 | 0.88238 | Commercial_2038_Technical_GWh_After Competition Groups_Low Flow Pre-Rinse Spray Nozzle
Commercial | Com ¦ High Efficiency Chiller (avg of water and air cooled) | 2038 | Technical | GWh | After Competition Groups | 0.81333 | 0 | 0 | 18553.4316 | 4.3837e-05 | 88 | Commercial_2038_Technical_GWh_After Competition Groups_88 | High Efficiency Chiller (avg of water and air cooled) | 0.004384% | 0 | 0.81333 | Commercial_2038_Technical_GWh_After Competition Groups_High Efficiency Chiller (avg of water and air cooled)
Commercial | Com ¦ eCube | 2038 | Technical | GWh | After Competition Groups | 0.3228 | 0 | 0 | 18553.4316 | 1.7398e-05 | 89 | Commercial_2038_Technical_GWh_After Competition Groups_89 | eCube | 0.00174% | 0 | 0.3228 | Commercial_2038_Technical_GWh_After Competition Groups_eCube
Commercial | Com ¦ EC Plug Fan for Data Center (under cabinet) | 2038 | Technical | GWh | After Competition Groups | 0.21897 | 0 | 0 | 18553.4316 | 1.1802e-05 | 90 | Commercial_2038_Technical_GWh_After Competition Groups_90 | EC Plug Fan for Data Center (under cabinet) | 0.00118% | 0 | 0.21897 | Commercial_2038_Technical_GWh_After Competition Groups_EC Plug Fan for Data Center (under cabinet)
Commercial | Com ¦ Air Curtains | 2038 | Technical | GWh | After Competition Groups | 0.063954 | 0 | 0 | 18553.4316 | 3.447e-06 | 91 | Commercial_2038_Technical_GWh_After Competition Groups_91 | Air Curtains | 0.0003447% | 0 | 0.063954 | Commercial_2038_Technical_GWh_After Competition Groups_Air Curtains
Commercial | Com ¦ VSD Air Compressor | 2038 | Technical | GWh | After Competition Groups | 0.062796 | 0 | 0 | 18553.4316 | 3.3846e-06 | 92 | Commercial_2038_Technical_GWh_After Competition Groups_92 | VSD Air Compressor | 0.0003385% | 0 | 0.062796 | Commercial_2038_Technical_GWh_After Competition Groups_VSD Air Compressor
Commercial | Com ¦ Exterior Photocell | 2038 | Technical | GWh | After Competition Groups | 0.054458 | 0 | 0 | 18553.4316 | 2.9352e-06 | 93 | Commercial_2038_Technical_GWh_After Competition Groups_93 | Exterior Photocell | 0.0002935% | 0 | 0.054458 | Commercial_2038_Technical_GWh_After Competition Groups_Exterior Photocell
Commercial | Com ¦ High Efficiency Induction Cooking | 2038 | Technical | GWh | After Competition Groups | 0.0092944 | 0 | 0 | 18553.4316 | 5.0095e-07 | 94 | Commercial_2038_Technical_GWh_After Competition Groups_94 | High Efficiency Induction Cooking | 5.01e-05% | 0 | 0.0092944 | Commercial_2038_Technical_GWh_After Competition Groups_High Efficiency Induction Cooking
Commercial | Com ¦ Electric Convection Combination Ovens | 2038 | Technical | GWh | After Competition Groups | 0.0048815 | 0 | 0 | 18553.4316 | 2.631e-07 | 95 | Commercial_2038_Technical_GWh_After Competition Groups_95 | Electric Convection Combination Ovens | 2.631e-05% | 0 | 0.0048815 | Commercial_2038_Technical_GWh_After Competition Groups_Electric Convection Combination Ovens
Commercial | Com ¦ Building Recommissioning, Operations and Maintenance (O&M) Improvements | 2019 | Economic | million_m3 | After Competition Groups | 295.0325 | 0 | 0 | 1272.7092 | 0.23181 | 1 | Commercial_2019_Economic_million_m3_After Competition Groups_1 | Building Recommissioning, Operations and Maintenance (O&M) Improvements | 23.18% | 0 | 295.0325 | Commercial_2019_Economic_million_m3_After Competition Groups_Building Recommissioning, Operations and Maintenance (O&M) Improvements
Commercial | Com ¦ Adaptive Thermostats | 2019 | Economic | million_m3 | After Competition Groups | 129.9168 | 0 | 0 | 1272.7092 | 0.10208 | 2 | Commercial_2019_Economic_million_m3_After Competition Groups_2 | Adaptive Thermostats | 10.21% | 0 | 129.9168 | Commercial_2019_Economic_million_m3_After Competition Groups_Adaptive Thermostats
Commercial | Com ¦ Boilers - Advanced Controls (Steam Systems) | 2019 | Economic | million_m3 | After Competition Groups | 127.9543 | 0 | 0 | 1272.7092 | 0.10054 | 3 | Commercial_2019_Economic_million_m3_After Competition Groups_3 | Boilers - Advanced Controls (Steam Systems) | 10.05% | 0 | 127.9543 | Commercial_2019_Economic_million_m3_After Competition Groups_Boilers - Advanced Controls (Steam Systems)
Commercial | Com ¦ Demand Control Ventilation | 2019 | Economic | million_m3 | After Competition Groups | 120.322 | 0 | 0 | 1272.7092 | 0.09454 | 4 | Commercial_2019_Economic_million_m3_After Competition Groups_4 | Demand Control Ventilation | 9.454% | 0 | 120.322 | Commercial_2019_Economic_million_m3_After Competition Groups_Demand Control Ventilation
Commercial | Com ¦ Air Handler with Dedicated Outdoor Air Systems | 2019 | Economic | million_m3 | After Competition Groups | 109.7635 | 0 | 0 | 1272.7092 | 0.086244 | 5 | Commercial_2019_Economic_million_m3_After Competition Groups_5 | Air Handler with Dedicated Outdoor Air Systems | 8.624% | 0 | 109.7635 | Commercial_2019_Economic_million_m3_After Competition Groups_Air Handler with Dedicated Outdoor Air Systems
Commercial | Com ¦ Advanced BAS/Controllers | 2019 | Economic | million_m3 | After Competition Groups | 66.6881 | 0 | 0 | 1272.7092 | 0.052399 | 6 | Commercial_2019_Economic_million_m3_After Competition Groups_6 | Advanced BAS/Controllers | 5.24% | 0 | 66.6881 | Commercial_2019_Economic_million_m3_After Competition Groups_Advanced BAS/Controllers
Commercial | Com ¦ Destratification | 2019 | Economic | million_m3 | After Competition Groups | 59.2573 | 0 | 0 | 1272.7092 | 0.04656 | 7 | Commercial_2019_Economic_million_m3_After Competition Groups_7 | Destratification | 4.656% | 0 | 59.2573 | Commercial_2019_Economic_million_m3_After Competition Groups_Destratification
Commercial | Com ¦ Steam System Optimization | 2019 | Economic | million_m3 | After Competition Groups | 59.218 | 0 | 0 | 1272.7092 | 0.046529 | 8 | Commercial_2019_Economic_million_m3_After Competition Groups_8 | Steam System Optimization | 4.653% | 0 | 59.218 | Commercial_2019_Economic_million_m3_After Competition Groups_Steam System Optimization
Commercial | Com ¦ Furnace Tune-Up | 2019 | Economic | million_m3 | After Competition Groups | 55.75 | 0 | 0 | 1272.7092 | 0.043804 | 9 | Commercial_2019_Economic_million_m3_After Competition Groups_9 | Furnace Tune-Up | 4.38% | 0 | 55.75 | Commercial_2019_Economic_million_m3_After Competition Groups_Furnace Tune-Up
Commercial | Com ¦ Education and Capacity Building/Energy Behavior | 2019 | Economic | million_m3 | After Competition Groups | 45.9164 | 0 | 0 | 1272.7092 | 0.036078 | 10 | Commercial_2019_Economic_million_m3_After Competition Groups_10 | Education and Capacity Building/Energy Behavior | 3.608% | 0 | 45.9164 | Commercial_2019_Economic_million_m3_After Competition Groups_Education and Capacity Building/Energy Behavior
Commercial | Com ¦ Demand Control Kitchen Ventilation | 2019 | Economic | million_m3 | After Competition Groups | 41.731 | 0 | 0 | 1272.7092 | 0.032789 | 11 | Commercial_2019_Economic_million_m3_After Competition Groups_11 | Demand Control Kitchen Ventilation | 3.279% | 0 | 41.731 | Commercial_2019_Economic_million_m3_After Competition Groups_Demand Control Kitchen Ventilation
Commercial | Com ¦ Wall Insulation | 2019 | Economic | million_m3 | After Competition Groups | 31.1778 | 0 | 0 | 1272.7092 | 0.024497 | 12 | Commercial_2019_Economic_million_m3_After Competition Groups_12 | Wall Insulation | 2.45% | 0 | 31.1778 | Commercial_2019_Economic_million_m3_After Competition Groups_Wall Insulation
Commercial | Com ¦ Condensing Boiler ¦ Std | 2019 | Economic | million_m3 | After Competition Groups | 25.4702 | 0 | 0 | 1272.7092 | 0.020013 | 13 | Commercial_2019_Economic_million_m3_After Competition Groups_13 | Condensing Boiler ¦ Std | 2.001% | 0 | 25.4702 | Commercial_2019_Economic_million_m3_After Competition Groups_Condensing Boiler ¦ Std
Commercial | Com ¦ Gas Fired Rooftop Units | 2019 | Economic | million_m3 | After Competition Groups | 19.4119 | 0 | 0 | 1272.7092 | 0.015252 | 14 | Commercial_2019_Economic_million_m3_After Competition Groups_14 | Gas Fired Rooftop Units | 1.525% | 0 | 19.4119 | Commercial_2019_Economic_million_m3_After Competition Groups_Gas Fired Rooftop Units
Commercial | Com ¦ Energy Efficient Laboratory Fume Hood | 2019 | Economic | million_m3 | After Competition Groups | 17.7688 | 0 | 0 | 1272.7092 | 0.013961 | 15 | Commercial_2019_Economic_million_m3_After Competition Groups_15 | Energy Efficient Laboratory Fume Hood | 1.396% | 0 | 17.7688 | Commercial_2019_Economic_million_m3_After Competition Groups_Energy Efficient Laboratory Fume Hood
Commercial | Com ¦ Demand controlled Circulating Systems | 2019 | Economic | million_m3 | After Competition Groups | 16.3847 | 0 | 0 | 1272.7092 | 0.012874 | 16 | Commercial_2019_Economic_million_m3_After Competition Groups_16 | Demand controlled Circulating Systems | 1.287% | 0 | 16.3847 | Commercial_2019_Economic_million_m3_After Competition Groups_Demand controlled Circulating Systems
Commercial | Com ¦ Duct Insulation, R8 | 2019 | Economic | million_m3 | After Competition Groups | 12.8001 | 0 | 0 | 1272.7092 | 0.010057 | 17 | Commercial_2019_Economic_million_m3_After Competition Groups_17 | Duct Insulation, R8 | 1.006% | 0 | 12.8001 | Commercial_2019_Economic_million_m3_After Competition Groups_Duct Insulation, R8
Commercial | Com ¦ Condensing Make Up Air Unit | 2019 | Economic | million_m3 | After Competition Groups | 8.7566 | 0 | 0 | 1272.7092 | 0.0068803 | 18 | Commercial_2019_Economic_million_m3_After Competition Groups_18 | Condensing Make Up Air Unit | 0.688% | 0 | 8.7566 | Commercial_2019_Economic_million_m3_After Competition Groups_Condensing Make Up Air Unit
Commercial | Com ¦ Gas Fired Heat Pump | 2019 | Economic | million_m3 | After Competition Groups | 7.5357 | 0 | 0 | 1272.7092 | 0.005921 | 19 | Commercial_2019_Economic_million_m3_After Competition Groups_19 | Gas Fired Heat Pump | 0.5921% | 0 | 7.5357 | Commercial_2019_Economic_million_m3_After Competition Groups_Gas Fired Heat Pump
Commercial | Com ¦ Ozone Laundry Treatment | 2019 | Economic | million_m3 | After Competition Groups | 7.002 | 0 | 0 | 1272.7092 | 0.0055016 | 20 | Commercial_2019_Economic_million_m3_After Competition Groups_20 | Ozone Laundry Treatment | 0.5502% | 0 | 7.002 | Commercial_2019_Economic_million_m3_After Competition Groups_Ozone Laundry Treatment
Commercial | Com ¦ Condensing Unit Heaters or other Efficient Unit Heating System | 2019 | Economic | million_m3 | After Competition Groups | 5.2908 | 0 | 0 | 1272.7092 | 0.0041571 | 21 | Commercial_2019_Economic_million_m3_After Competition Groups_21 | Condensing Unit Heaters or other Efficient Unit Heating System | 0.4157% | 0 | 5.2908 | Commercial_2019_Economic_million_m3_After Competition Groups_Condensing Unit Heaters or other Efficient Unit Heating System
Commercial | Com ¦ ENERGY STAR Dishwasher | 2019 | Economic | million_m3 | After Competition Groups | 2.3462 | 0 | 0 | 1272.7092 | 0.0018435 | 22 | Commercial_2019_Economic_million_m3_After Competition Groups_22 | ENERGY STAR Dishwasher | 0.1843% | 0 | 2.3462 | Commercial_2019_Economic_million_m3_After Competition Groups_ENERGY STAR Dishwasher
Commercial | Com ¦ Energy Recovery Ventilation and Ventilation (Enhanced) | 2019 | Economic | million_m3 | After Competition Groups | 1.3639 | 0 | 0 | 1272.7092 | 0.0010716 | 23 | Commercial_2019_Economic_million_m3_After Competition Groups_23 | Energy Recovery Ventilation and Ventilation (Enhanced) | 0.1072% | 0 | 1.3639 | Commercial_2019_Economic_million_m3_After Competition Groups_Energy Recovery Ventilation and Ventilation (Enhanced)
Commercial | Com ¦ Drain Water Heat Recovery (DWHR) ¦ Retro | 2019 | Economic | million_m3 | After Competition Groups | 1.3541 | 0 | 0 | 1272.7092 | 0.001064 | 24 | Commercial_2019_Economic_million_m3_After Competition Groups_24 | Drain Water Heat Recovery (DWHR) ¦ Retro | 0.1064% | 0 | 1.3541 | Commercial_2019_Economic_million_m3_After Competition Groups_Drain Water Heat Recovery (DWHR) ¦ Retro
Commercial | Com ¦ ENERGY STAR Fryer (84% eff) | 2019 | Economic | million_m3 | After Competition Groups | 0.91254 | 0 | 0 | 1272.7092 | 0.00071701 | 25 | Commercial_2019_Economic_million_m3_After Competition Groups_25 | ENERGY STAR Fryer (84% eff) | 0.0717% | 0 | 0.91254 | Commercial_2019_Economic_million_m3_After Competition Groups_ENERGY STAR Fryer (84% eff)
Commercial | Com ¦ Infrared Heaters | 2019 | Economic | million_m3 | After Competition Groups | 0.84201 | 0 | 0 | 1272.7092 | 0.00066159 | 26 | Commercial_2019_Economic_million_m3_After Competition Groups_26 | Infrared Heaters | 0.06616% | 0 | 0.84201 | Commercial_2019_Economic_million_m3_After Competition Groups_Infrared Heaters
Commercial | Com ¦ Heat Recovery Ventilator | 2019 | Economic | million_m3 | After Competition Groups | 0.7881 | 0 | 0 | 1272.7092 | 0.00061923 | 27 | Commercial_2019_Economic_million_m3_After Competition Groups_27 | Heat Recovery Ventilator | 0.06192% | 0 | 0.7881 | Commercial_2019_Economic_million_m3_After Competition Groups_Heat Recovery Ventilator
Commercial | Com ¦ High Efficiency Underfired Broilers | 2019 | Economic | million_m3 | After Competition Groups | 0.77389 | 0 | 0 | 1272.7092 | 0.00060807 | 28 | Commercial_2019_Economic_million_m3_After Competition Groups_28 | High Efficiency Underfired Broilers | 0.06081% | 0 | 0.77389 | Commercial_2019_Economic_million_m3_After Competition Groups_High Efficiency Underfired Broilers
Commercial | Com ¦ ENERGY STAR Griddle (74% eff) | 2019 | Economic | million_m3 | After Competition Groups | 0.59203 | 0 | 0 | 1272.7092 | 0.00046517 | 29 | Commercial_2019_Economic_million_m3_After Competition Groups_29 | ENERGY STAR Griddle (74% eff) | 0.04652% | 0 | 0.59203 | Commercial_2019_Economic_million_m3_After Competition Groups_ENERGY STAR Griddle (74% eff)
Commercial | Com ¦ CEE Tier 2/Energy Star Clothes Washers | 2019 | Economic | million_m3 | After Competition Groups | 0.17612 | 0 | 0 | 1272.7092 | 0.00013838 | 30 | Commercial_2019_Economic_million_m3_After Competition Groups_30 | CEE Tier 2/Energy Star Clothes Washers | 0.01384% | 0 | 0.17612 | Commercial_2019_Economic_million_m3_After Competition Groups_CEE Tier 2/Energy Star Clothes Washers
Commercial | Com ¦ Low Flow Pre-Rinse Spray Nozzle | 2019 | Economic | million_m3 | After Competition Groups | 0.14595 | 0 | 0 | 1272.7092 | 0.00011468 | 31 | Commercial_2019_Economic_million_m3_After Competition Groups_31 | Low Flow Pre-Rinse Spray Nozzle | 0.01147% | 0 | 0.14595 | Commercial_2019_Economic_million_m3_After Competition Groups_Low Flow Pre-Rinse Spray Nozzle
Commercial | Com ¦ Air Curtains | 2019 | Economic | million_m3 | After Competition Groups | 0.12744 | 0 | 0 | 1272.7092 | 0.00010013 | 32 | Commercial_2019_Economic_million_m3_After Competition Groups_32 | Air Curtains | 0.01001% | 0 | 0.12744 | Commercial_2019_Economic_million_m3_After Competition Groups_Air Curtains
Commercial | Com ¦ ENERGY STAR Steam Cooker | 2019 | Economic | million_m3 | After Competition Groups | 0.065286 | 0 | 0 | 1272.7092 | 5.1297e-05 | 33 | Commercial_2019_Economic_million_m3_After Competition Groups_33 | ENERGY STAR Steam Cooker | 0.00513% | 0 | 0.065286 | Commercial_2019_Economic_million_m3_After Competition Groups_ENERGY STAR Steam Cooker
Commercial | Com ¦ Drain Water Heat Recovery (DWHR) ¦New | 2019 | Economic | million_m3 | After Competition Groups | 0.045637 | 0 | 0 | 1272.7092 | 3.5858e-05 | 34 | Commercial_2019_Economic_million_m3_After Competition Groups_34 | Drain Water Heat Recovery (DWHR) ¦New | 0.003586% | 0 | 0.045637 | Commercial_2019_Economic_million_m3_After Competition Groups_Drain Water Heat Recovery (DWHR) ¦New
Commercial | Com ¦ Solar Water Preheat (Pools/DHW) | 2019 | Economic | million_m3 | After Competition Groups | 0.027418 | 0 | 0 | 1272.7092 | 2.1543e-05 | 35 | Commercial_2019_Economic_million_m3_After Competition Groups_35 | Solar Water Preheat (Pools/DHW) | 0.002154% | 0 | 0.027418 | Commercial_2019_Economic_million_m3_After Competition Groups_Solar Water Preheat (Pools/DHW)
Commercial | Com ¦ Gas Heat Pump Water Heater | 2019 | Economic | million_m3 | After Competition Groups | 0 | 0 | 0 | 1272.7092 | 0 | 36 | Commercial_2019_Economic_million_m3_After Competition Groups_36 | Gas Heat Pump Water Heater | 0% | 0 | 0 | Commercial_2019_Economic_million_m3_After Competition Groups_Gas Heat Pump Water Heater
Commercial | Com ¦ Boilers - Advanced Controls (Steam Systems) | 2019 | SC A | million_m3 | After Competition Groups | 4.7141 | 2310633.7275 | 2.3106 | 28.9398 | 0.16289 | 1 | Commercial_2019_SC A_million_m3_After Competition Groups_1 | Boilers - Advanced Controls (Steam Systems) | 16.29% | 2.3106 | 4.7141 | Commercial_2019_SC A_million_m3_After Competition Groups_Boilers - Advanced Controls (Steam Systems)
Commercial | Com ¦ Adaptive Thermostats | 2019 | SC A | million_m3 | After Competition Groups | 3.598 | 1147523.8864 | 1.1475 | 28.9398 | 0.12433 | 2 | Commercial_2019_SC A_million_m3_After Competition Groups_2 | Adaptive Thermostats | 12.43% | 1.1475 | 3.598 | Commercial_2019_SC A_million_m3_After Competition Groups_Adaptive Thermostats
Commercial | Com ¦ Demand Control Ventilation | 2019 | SC A | million_m3 | After Competition Groups | 2.7948 | 1702957.986 | 1.703 | 28.9398 | 0.096574 | 3 | Commercial_2019_SC A_million_m3_After Competition Groups_3 | Demand Control Ventilation | 9.657% | 1.703 | 2.7948 | Commercial_2019_SC A_million_m3_After Competition Groups_Demand Control Ventilation
Commercial | Com ¦ Building Recommissioning, Operations and Maintenance (O&M) Improvements | 2019 | SC A | million_m3 | After Competition Groups | 2.621 | 1210696.3626 | 1.2107 | 28.9398 | 0.090568 | 4 | Commercial_2019_SC A_million_m3_After Competition Groups_4 | Building Recommissioning, Operations and Maintenance (O&M) Improvements | 9.057% | 1.2107 | 2.621 | Commercial_2019_SC A_million_m3_After Competition Groups_Building Recommissioning, Operations and Maintenance (O&M) Improvements
Commercial | Com ¦ Air Handler with Dedicated Outdoor Air Systems | 2019 | SC A | million_m3 | After Competition Groups | 1.5934 | 1167881.7725 | 1.1679 | 28.9398 | 0.05506 | 5 | Commercial_2019_SC A_million_m3_After Competition Groups_5 | Air Handler with Dedicated Outdoor Air Systems | 5.506% | 1.1679 | 1.5934 | Commercial_2019_SC A_million_m3_After Competition Groups_Air Handler with Dedicated Outdoor Air Systems
Commercial | Com ¦ Advanced BAS/Controllers | 2019 | SC A | million_m3 | After Competition Groups | 1.5768 | 1057812.3802 | 1.0578 | 28.9398 | 0.054485 | 6 | Commercial_2019_SC A_million_m3_After Competition Groups_6 | Advanced BAS/Controllers | 5.449% | 1.0578 | 1.5768 | Commercial_2019_SC A_million_m3_After Competition Groups_Advanced BAS/Controllers
Commercial | Com ¦ Condensing Boiler ¦ Std | 2019 | SC A | million_m3 | After Competition Groups | 1.513 | 1482728.5682 | 1.4827 | 28.9398 | 0.05228 | 7 | Commercial_2019_SC A_million_m3_After Competition Groups_7 | Condensing Boiler ¦ Std | 5.228% | 1.4827 | 1.513 | Commercial_2019_SC A_million_m3_After Competition Groups_Condensing Boiler ¦ Std
Commercial | Com ¦ Condensing Make Up Air Unit | 2019 | SC A | million_m3 | After Competition Groups | 1.3438 | 1088819.5198 | 1.0888 | 28.9398 | 0.046434 | 8 | Commercial_2019_SC A_million_m3_After Competition Groups_8 | Condensing Make Up Air Unit | 4.643% | 1.0888 | 1.3438 | Commercial_2019_SC A_million_m3_After Competition Groups_Condensing Make Up Air Unit
Commercial | Com ¦ Gas Fired Heat Pump | 2019 | SC A | million_m3 | After Competition Groups | 1.3314 | 778420.475 | 0.77842 | 28.9398 | 0.046005 | 9 | Commercial_2019_SC A_million_m3_After Competition Groups_9 | Gas Fired Heat Pump | 4.6% | 0.77842 | 1.3314 | Commercial_2019_SC A_million_m3_After Competition Groups_Gas Fired Heat Pump
Commercial | Com ¦ Steam System Optimization | 2019 | SC A | million_m3 | After Competition Groups | 1.1386 | 92286.7392 | 0.092287 | 28.9398 | 0.039345 | 10 | Commercial_2019_SC A_million_m3_After Competition Groups_10 | Steam System Optimization | 3.935% | 0.092287 | 1.1386 | Commercial_2019_SC A_million_m3_After Competition Groups_Steam System Optimization
Commercial | Com ¦ Destratification | 2019 | SC A | million_m3 | After Competition Groups | 1.1218 | 754796.6985 | 0.7548 | 28.9398 | 0.038763 | 11 | Commercial_2019_SC A_million_m3_After Competition Groups_11 | Destratification | 3.876% | 0.7548 | 1.1218 | Commercial_2019_SC A_million_m3_After Competition Groups_Destratification
Commercial | Com ¦ Demand Control Kitchen Ventilation | 2019 | SC A | million_m3 | After Competition Groups | 1.0928 | 695886.8162 | 0.69589 | 28.9398 | 0.03776 | 12 | Commercial_2019_SC A_million_m3_After Competition Groups_12 | Demand Control Kitchen Ventilation | 3.776% | 0.69589 | 1.0928 | Commercial_2019_SC A_million_m3_After Competition Groups_Demand Control Kitchen Ventilation
Commercial | Com ¦ Furnace Tune-Up | 2019 | SC A | million_m3 | After Competition Groups | 1.0617 | 41466.4537 | 0.041466 | 28.9398 | 0.036688 | 13 | Commercial_2019_SC A_million_m3_After Competition Groups_13 | Furnace Tune-Up | 3.669% | 0.041466 | 1.0617 | Commercial_2019_SC A_million_m3_After Competition Groups_Furnace Tune-Up
Commercial | Com ¦ Wall Insulation | 2019 | SC A | million_m3 | After Competition Groups | 0.60051 | 263334.8293 | 0.26333 | 28.9398 | 0.02075 | 14 | Commercial_2019_SC A_million_m3_After Competition Groups_14 | Wall Insulation | 2.075% | 0.26333 | 0.60051 | Commercial_2019_SC A_million_m3_After Competition Groups_Wall Insulation
Commercial | Com ¦ Education and Capacity Building/Energy Behavior | 2019 | SC A | million_m3 | After Competition Groups | 0.52032 | 729346.3005 | 0.72935 | 28.9398 | 0.017979 | 15 | Commercial_2019_SC A_million_m3_After Competition Groups_15 | Education and Capacity Building/Energy Behavior | 1.798% | 0.72935 | 0.52032 | Commercial_2019_SC A_million_m3_After Competition Groups_Education and Capacity Building/Energy Behavior
Commercial | Com ¦ Condensing Unit Heaters or other Efficient Unit Heating System | 2019 | SC A | million_m3 | After Competition Groups | 0.39836 | 331196.3907 | 0.3312 | 28.9398 | 0.013765 | 16 | Commercial_2019_SC A_million_m3_After Competition Groups_16 | Condensing Unit Heaters or other Efficient Unit Heating System | 1.377% | 0.3312 | 0.39836 | Commercial_2019_SC A_million_m3_After Competition Groups_Condensing Unit Heaters or other Efficient Unit Heating System
Commercial | Com ¦ Demand controlled Circulating Systems | 2019 | SC A | million_m3 | After Competition Groups | 0.30059 | 136435.3339 | 0.13644 | 28.9398 | 0.010387 | 17 | Commercial_2019_SC A_million_m3_After Competition Groups_17 | Demand controlled Circulating Systems | 1.039% | 0.13644 | 0.30059 | Commercial_2019_SC A_million_m3_After Competition Groups_Demand controlled Circulating Systems
Commercial | Com ¦ ENERGY STAR Fryer (84% eff) | 2019 | SC A | million_m3 | After Competition Groups | 0.2808 | 181054.0104 | 0.18105 | 28.9398 | 0.0097027 | 18 | Commercial_2019_SC A_million_m3_After Competition Groups_18 | ENERGY STAR Fryer (84% eff) | 0.9703% | 0.18105 | 0.2808 | Commercial_2019_SC A_million_m3_After Competition Groups_ENERGY STAR Fryer (84% eff)
Commercial | Com ¦ High Efficiency Underfired Broilers | 2019 | SC A | million_m3 | After Competition Groups | 0.26006 | 127687.806 | 0.12769 | 28.9398 | 0.0089862 | 19 | Commercial_2019_SC A_million_m3_After Competition Groups_19 | High Efficiency Underfired Broilers | 0.8986% | 0.12769 | 0.26006 | Commercial_2019_SC A_million_m3_After Competition Groups_High Efficiency Underfired Broilers
Commercial | Com ¦ Gas Fired Rooftop Units | 2019 | SC A | million_m3 | After Competition Groups | 0.24344 | 85516.3969 | 0.085516 | 28.9398 | 0.0084119 | 20 | Commercial_2019_SC A_million_m3_After Competition Groups_20 | Gas Fired Rooftop Units | 0.8412% | 0.085516 | 0.24344 | Commercial_2019_SC A_million_m3_After Competition Groups_Gas Fired Rooftop Units
Commercial | Com ¦ Duct Insulation, R8 | 2019 | SC A | million_m3 | After Competition Groups | 0.21299 | 177075.2514 | 0.17708 | 28.9398 | 0.0073597 | 21 | Commercial_2019_SC A_million_m3_After Competition Groups_21 | Duct Insulation, R8 | 0.736% | 0.17708 | 0.21299 | Commercial_2019_SC A_million_m3_After Competition Groups_Duct Insulation, R8
Commercial | Com ¦ Energy Efficient Laboratory Fume Hood | 2019 | SC A | million_m3 | After Competition Groups | 0.14342 | 126252.3139 | 0.12625 | 28.9398 | 0.0049559 | 22 | Commercial_2019_SC A_million_m3_After Competition Groups_22 | Energy Efficient Laboratory Fume Hood | 0.4956% | 0.12625 | 0.14342 | Commercial_2019_SC A_million_m3_After Competition Groups_Energy Efficient Laboratory Fume Hood
Commercial | Com ¦ Ozone Laundry Treatment | 2019 | SC A | million_m3 | After Competition Groups | 0.10431 | 78069.7709 | 0.07807 | 28.9398 | 0.0036043 | 23 | Commercial_2019_SC A_million_m3_After Competition Groups_23 | Ozone Laundry Treatment | 0.3604% | 0.07807 | 0.10431 | Commercial_2019_SC A_million_m3_After Competition Groups_Ozone Laundry Treatment
Commercial | Com ¦ ENERGY STAR Griddle (74% eff) | 2019 | SC A | million_m3 | After Competition Groups | 0.097868 | 63107.0233 | 0.063107 | 28.9398 | 0.0033818 | 24 | Commercial_2019_SC A_million_m3_After Competition Groups_24 | ENERGY STAR Griddle (74% eff) | 0.3382% | 0.063107 | 0.097868 | Commercial_2019_SC A_million_m3_After Competition Groups_ENERGY STAR Griddle (74% eff)
Commercial | Com ¦ ENERGY STAR Dishwasher | 2019 | SC A | million_m3 | After Competition Groups | 0.09558 | 74125.6543 | 0.074126 | 28.9398 | 0.0033027 | 25 | Commercial_2019_SC A_million_m3_After Competition Groups_25 | ENERGY STAR Dishwasher | 0.3303% | 0.074126 | 0.09558 | Commercial_2019_SC A_million_m3_After Competition Groups_ENERGY STAR Dishwasher
Commercial | Com ¦ CEE Tier 2/Energy Star Clothes Washers | 2019 | SC A | million_m3 | After Competition Groups | 0.048786 | 21212.5864 | 0.021213 | 28.9398 | 0.0016858 | 26 | Commercial_2019_SC A_million_m3_After Competition Groups_26 | CEE Tier 2/Energy Star Clothes Washers | 0.1686% | 0.021213 | 0.048786 | Commercial_2019_SC A_million_m3_After Competition Groups_CEE Tier 2/Energy Star Clothes Washers
Commercial | Com ¦ Infrared Heaters | 2019 | SC A | million_m3 | After Competition Groups | 0.031678 | 26020.1389 | 0.02602 | 28.9398 | 0.0010946 | 27 | Commercial_2019_SC A_million_m3_After Competition Groups_27 | Infrared Heaters | 0.1095% | 0.02602 | 0.031678 | Commercial_2019_SC A_million_m3_After Competition Groups_Infrared Heaters
Commercial | Com ¦ ENERGY STAR Steam Cooker | 2019 | SC A | million_m3 | After Competition Groups | 0.030026 | 13105.7605 | 0.013106 | 28.9398 | 0.0010375 | 28 | Commercial_2019_SC A_million_m3_After Competition Groups_28 | ENERGY STAR Steam Cooker | 0.1038% | 0.013106 | 0.030026 | Commercial_2019_SC A_million_m3_After Competition Groups_ENERGY STAR Steam Cooker
Commercial | Com ¦ Low Flow Pre-Rinse Spray Nozzle | 2019 | SC A | million_m3 | After Competition Groups | 0.028345 | 9243.4409 | 0.0092434 | 28.9398 | 0.00097946 | 29 | Commercial_2019_SC A_million_m3_After Competition Groups_29 | Low Flow Pre-Rinse Spray Nozzle | 0.09795% | 0.0092434 | 0.028345 | Commercial_2019_SC A_million_m3_After Competition Groups_Low Flow Pre-Rinse Spray Nozzle
Commercial | Com ¦ Drain Water Heat Recovery (DWHR) ¦ Retro | 2019 | SC A | million_m3 | After Competition Groups | 0.026917 | 12591.9639 | 0.012592 | 28.9398 | 0.0009301 | 30 | Commercial_2019_SC A_million_m3_After Competition Groups_30 | Drain Water Heat Recovery (DWHR) ¦ Retro | 0.09301% | 0.012592 | 0.026917 | Commercial_2019_SC A_million_m3_After Competition Groups_Drain Water Heat Recovery (DWHR) ¦ Retro
Commercial | Com ¦ Energy Recovery Ventilation and Ventilation (Enhanced) | 2019 | SC A | million_m3 | After Competition Groups | 0.0083462 | 6010.3743 | 0.0060104 | 28.9398 | 0.0002884 | 31 | Commercial_2019_SC A_million_m3_After Competition Groups_31 | Energy Recovery Ventilation and Ventilation (Enhanced) | 0.02884% | 0.0060104 | 0.0083462 | Commercial_2019_SC A_million_m3_After Competition Groups_Energy Recovery Ventilation and Ventilation (Enhanced)
Commercial | Com ¦ Drain Water Heat Recovery (DWHR) ¦New | 2019 | SC A | million_m3 | After Competition Groups | 0.0045849 | 2095.4519 | 0.0020955 | 28.9398 | 0.00015843 | 32 | Commercial_2019_SC A_million_m3_After Competition Groups_32 | Drain Water Heat Recovery (DWHR) ¦New | 0.01584% | 0.0020955 | 0.0045849 | Commercial_2019_SC A_million_m3_After Competition Groups_Drain Water Heat Recovery (DWHR) ¦New
Commercial | Com ¦ Heat Recovery Ventilator | 2019 | SC A | million_m3 | After Competition Groups | 0.0016965 | 1692.9772 | 0.001693 | 28.9398 | 5.8622e-05 | 33 | Commercial_2019_SC A_million_m3_After Competition Groups_33 | Heat Recovery Ventilator | 0.005862% | 0.001693 | 0.0016965 | Commercial_2019_SC A_million_m3_After Competition Groups_Heat Recovery Ventilator
Commercial | Com ¦ Air Curtains | 2019 | SC A | million_m3 | After Competition Groups | 4.4249e-06 | 3.4486 | 3.4486e-06 | 28.9398 | 1.529e-07 | 34 | Commercial_2019_SC A_million_m3_After Competition Groups_34 | Air Curtains | 1.529e-05% | 3.4486e-06 | 4.4249e-06 | Commercial_2019_SC A_million_m3_After Competition Groups_Air Curtains
Commercial | Com ¦ Gas Heat Pump Water Heater | 2019 | SC A | million_m3 | After Competition Groups | 0 | 0 | 0 | 28.9398 | 0 | 35 | Commercial_2019_SC A_million_m3_After Competition Groups_35 | Gas Heat Pump Water Heater | 0% | 0 | 0 | Commercial_2019_SC A_million_m3_After Competition Groups_Gas Heat Pump Water Heater
Commercial | Com ¦ Solar Water Preheat (Pools/DHW) | 2019 | SC A | million_m3 | After Competition Groups | 0 | 0 | 0 | 28.9398 | 0 | 36 | Commercial_2019_SC A_million_m3_After Competition Groups_36 | Solar Water Preheat (Pools/DHW) | 0% | 0 | 0 | Commercial_2019_SC A_million_m3_After Competition Groups_Solar Water Preheat (Pools/DHW)
Commercial | Com ¦ Adaptive Thermostats | 2019 | SC B | million_m3 | After Competition Groups | 7.5519 | 2313395.3953 | 2.3134 | 54.1747 | 0.1394 | 1 | Commercial_2019_SC B_million_m3_After Competition Groups_1 | Adaptive Thermostats | 13.94% | 2.3134 | 7.5519 | Commercial_2019_SC B_million_m3_After Competition Groups_Adaptive Thermostats
Commercial | Com ¦ Demand Control Ventilation | 2019 | SC B | million_m3 | After Competition Groups | 6.603 | 10378160.5048 | 10.3782 | 54.1747 | 0.12188 | 2 | Commercial_2019_SC B_million_m3_After Competition Groups_2 | Demand Control Ventilation | 12.19% | 10.3782 | 6.603 | Commercial_2019_SC B_million_m3_After Competition Groups_Demand Control Ventilation
Commercial | Com ¦ Air Handler with Dedicated Outdoor Air Systems | 2019 | SC B | million_m3 | After Competition Groups | 5.4663 | 12187016.6487 | 12.187 | 54.1747 | 0.1009 | 3 | Commercial_2019_SC B_million_m3_After Competition Groups_3 | Air Handler with Dedicated Outdoor Air Systems | 10.09% | 12.187 | 5.4663 | Commercial_2019_SC B_million_m3_After Competition Groups_Air Handler with Dedicated Outdoor Air Systems
Commercial | Com ¦ Boilers - Advanced Controls (Steam Systems) | 2019 | SC B | million_m3 | After Competition Groups | 4.714 | 2310380.6377 | 2.3104 | 54.1747 | 0.087015 | 4 | Commercial_2019_SC B_million_m3_After Competition Groups_4 | Boilers - Advanced Controls (Steam Systems) | 8.702% | 2.3104 | 4.714 | Commercial_2019_SC B_million_m3_After Competition Groups_Boilers - Advanced Controls (Steam Systems)
Commercial | Com ¦ Steam System Optimization | 2019 | SC B | million_m3 | After Competition Groups | 2.9822 | 241678.8251 | 0.24168 | 54.1747 | 0.055047 | 5 | Commercial_2019_SC B_million_m3_After Competition Groups_5 | Steam System Optimization | 5.505% | 0.24168 | 2.9822 | Commercial_2019_SC B_million_m3_After Competition Groups_Steam System Optimization
Commercial | Com ¦ Destratification | 2019 | SC B | million_m3 | After Competition Groups | 2.9379 | 1976617.9691 | 1.9766 | 54.1747 | 0.054231 | 6 | Commercial_2019_SC B_million_m3_After Competition Groups_6 | Destratification | 5.423% | 1.9766 | 2.9379 | Commercial_2019_SC B_million_m3_After Competition Groups_Destratification
Commercial | Com ¦ Furnace Tune-Up | 2019 | SC B | million_m3 | After Competition Groups | 2.7808 | 108591.6549 | 0.10859 | 54.1747 | 0.051329 | 7 | Commercial_2019_SC B_million_m3_After Competition Groups_7 | Furnace Tune-Up | 5.133% | 0.10859 | 2.7808 | Commercial_2019_SC B_million_m3_After Competition Groups_Furnace Tune-Up
Commercial | Com ¦ Building Recommissioning, Operations and Maintenance (O&M) Improvements | 2019 | SC B | million_m3 | After Competition Groups | 2.7131 | 3560748.7975 | 3.5607 | 54.1747 | 0.050081 | 8 | Commercial_2019_SC B_million_m3_After Competition Groups_8 | Building Recommissioning, Operations and Maintenance (O&M) Improvements | 5.008% | 3.5607 | 2.7131 | Commercial_2019_SC B_million_m3_After Competition Groups_Building Recommissioning, Operations and Maintenance (O&M) Improvements
Commercial | Com ¦ Condensing Boiler ¦ Std | 2019 | SC B | million_m3 | After Competition Groups | 2.6053 | 6188492.4556 | 6.1885 | 54.1747 | 0.048091 | 9 | Commercial_2019_SC B_million_m3_After Competition Groups_9 | Condensing Boiler ¦ Std | 4.809% | 6.1885 | 2.6053 | Commercial_2019_SC B_million_m3_After Competition Groups_Condensing Boiler ¦ Std
Commercial | Com ¦ Education and Capacity Building/Energy Behavior | 2019 | SC B | million_m3 | After Competition Groups | 2.6016 | 3646731.5025 | 3.6467 | 54.1747 | 0.048022 | 10 | Commercial_2019_SC B_million_m3_After Competition Groups_10 | Education and Capacity Building/Energy Behavior | 4.802% | 3.6467 | 2.6016 | Commercial_2019_SC B_million_m3_After Competition Groups_Education and Capacity Building/Energy Behavior
Commercial | Com ¦ Demand Control Kitchen Ventilation | 2019 | SC B | million_m3 | After Competition Groups | 2.3054 | 2340320.0052 | 2.3403 | 54.1747 | 0.042554 | 11 | Commercial_2019_SC B_million_m3_After Competition Groups_11 | Demand Control Kitchen Ventilation | 4.255% | 2.3403 | 2.3054 | Commercial_2019_SC B_million_m3_After Competition Groups_Demand Control Kitchen Ventilation
Commercial | Com ¦ Advanced BAS/Controllers | 2019 | SC B | million_m3 | After Competition Groups | 1.6335 | 2297773.7159 | 2.2978 | 54.1747 | 0.030153 | 12 | Commercial_2019_SC B_million_m3_After Competition Groups_12 | Advanced BAS/Controllers | 3.015% | 2.2978 | 1.6335 | Commercial_2019_SC B_million_m3_After Competition Groups_Advanced BAS/Controllers
Commercial | Com ¦ Wall Insulation | 2019 | SC B | million_m3 | After Competition Groups | 1.5727 | 689611.9087 | 0.68961 | 54.1747 | 0.029031 | 13 | Commercial_2019_SC B_million_m3_After Competition Groups_13 | Wall Insulation | 2.903% | 0.68961 | 1.5727 | Commercial_2019_SC B_million_m3_After Competition Groups_Wall Insulation
Commercial | Com ¦ Gas Fired Heat Pump | 2019 | SC B | million_m3 | After Competition Groups | 1.4719 | 1427382.5621 | 1.4274 | 54.1747 | 0.02717 | 14 | Commercial_2019_SC B_million_m3_After Competition Groups_14 | Gas Fired Heat Pump | 2.717% | 1.4274 | 1.4719 | Commercial_2019_SC B_million_m3_After Competition Groups_Gas Fired Heat Pump
Commercial | Com ¦ Condensing Make Up Air Unit | 2019 | SC B | million_m3 | After Competition Groups | 1.3438 | 1089162.6528 | 1.0892 | 54.1747 | 0.024805 | 15 | Commercial_2019_SC B_million_m3_After Competition Groups_15 | Condensing Make Up Air Unit | 2.481% | 1.0892 | 1.3438 | Commercial_2019_SC B_million_m3_After Competition Groups_Condensing Make Up Air Unit
Commercial | Com ¦ Energy Efficient Laboratory Fume Hood | 2019 | SC B | million_m3 | After Competition Groups | 0.88381 | 2331200.5669 | 2.3312 | 54.1747 | 0.016314 | 16 | Commercial_2019_SC B_million_m3_After Competition Groups_16 | Energy Efficient Laboratory Fume Hood | 1.631% | 2.3312 | 0.88381 | Commercial_2019_SC B_million_m3_After Competition Groups_Energy Efficient Laboratory Fume Hood
Commercial | Com ¦ Demand controlled Circulating Systems | 2019 | SC B | million_m3 | After Competition Groups | 0.82632 | 542387.9555 | 0.54239 | 54.1747 | 0.015253 | 17 | Commercial_2019_SC B_million_m3_After Competition Groups_17 | Demand controlled Circulating Systems | 1.525% | 0.54239 | 0.82632 | Commercial_2019_SC B_million_m3_After Competition Groups_Demand controlled Circulating Systems
Commercial | Com ¦ Duct Insulation, R8 | 2019 | SC B | million_m3 | After Competition Groups | 0.64159 | 880895.7057 | 0.8809 | 54.1747 | 0.011843 | 18 | Commercial_2019_SC B_million_m3_After Competition Groups_18 | Duct Insulation, R8 | 1.184% | 0.8809 | 0.64159 | Commercial_2019_SC B_million_m3_After Competition Groups_Duct Insulation, R8
Commercial | Com ¦ Condensing Unit Heaters or other Efficient Unit Heating System | 2019 | SC B | million_m3 | After Competition Groups | 0.51922 | 882670.1416 | 0.88267 | 54.1747 | 0.0095842 | 19 | Commercial_2019_SC B_million_m3_After Competition Groups_19 | Condensing Unit Heaters or other Efficient Unit Heating System | 0.9584% | 0.88267 | 0.51922 | Commercial_2019_SC B_million_m3_After Competition Groups_Condensing Unit Heaters or other Efficient Unit Heating System
Commercial | Com ¦ ENERGY STAR Fryer (84% eff) | 2019 | SC B | million_m3 | After Competition Groups | 0.41962 | 737391.3648 | 0.73739 | 54.1747 | 0.0077457 | 20 | Commercial_2019_SC B_million_m3_After Competition Groups_20 | ENERGY STAR Fryer (84% eff) | 0.7746% | 0.73739 | 0.41962 | Commercial_2019_SC B_million_m3_After Competition Groups_ENERGY STAR Fryer (84% eff)
Commercial | Com ¦ Ozone Laundry Treatment | 2019 | SC B | million_m3 | After Competition Groups | 0.36661 | 710525.5491 | 0.71053 | 54.1747 | 0.0067672 | 21 | Commercial_2019_SC B_million_m3_After Competition Groups_21 | Ozone Laundry Treatment | 0.6767% | 0.71053 | 0.36661 | Commercial_2019_SC B_million_m3_After Competition Groups_Ozone Laundry Treatment
Commercial | Com ¦ ENERGY STAR Griddle (74% eff) | 2019 | SC B | million_m3 | After Competition Groups | 0.27524 | 708138.4779 | 0.70814 | 54.1747 | 0.0050806 | 22 | Commercial_2019_SC B_million_m3_After Competition Groups_22 | ENERGY STAR Griddle (74% eff) | 0.5081% | 0.70814 | 0.27524 | Commercial_2019_SC B_million_m3_After Competition Groups_ENERGY STAR Griddle (74% eff)
Commercial | Com ¦ High Efficiency Underfired Broilers | 2019 | SC B | million_m3 | After Competition Groups | 0.26005 | 127673.5191 | 0.12767 | 54.1747 | 0.0048003 | 23 | Commercial_2019_SC B_million_m3_After Competition Groups_23 | High Efficiency Underfired Broilers | 0.48% | 0.12767 | 0.26005 | Commercial_2019_SC B_million_m3_After Competition Groups_High Efficiency Underfired Broilers
Commercial | Com ¦ Gas Fired Rooftop Units | 2019 | SC B | million_m3 | After Competition Groups | 0.2438 | 87149.9918 | 0.08715 | 54.1747 | 0.0045003 | 24 | Commercial_2019_SC B_million_m3_After Competition Groups_24 | Gas Fired Rooftop Units | 0.45% | 0.08715 | 0.2438 | Commercial_2019_SC B_million_m3_After Competition Groups_Gas Fired Rooftop Units
Commercial | Com ¦ ENERGY STAR Dishwasher | 2019 | SC B | million_m3 | After Competition Groups | 0.11748 | 243734.7138 | 0.24373 | 54.1747 | 0.0021685 | 25 | Commercial_2019_SC B_million_m3_After Competition Groups_25 | ENERGY STAR Dishwasher | 0.2168% | 0.24373 | 0.11748 | Commercial_2019_SC B_million_m3_After Competition Groups_ENERGY STAR Dishwasher
Commercial | Com ¦ Drain Water Heat Recovery (DWHR) ¦ Retro | 2019 | SC B | million_m3 | After Competition Groups | 0.070496 | 32975.4632 | 0.032975 | 54.1747 | 0.0013013 | 26 | Commercial_2019_SC B_million_m3_After Competition Groups_26 | Drain Water Heat Recovery (DWHR) ¦ Retro | 0.1301% | 0.032975 | 0.070496 | Commercial_2019_SC B_million_m3_After Competition Groups_Drain Water Heat Recovery (DWHR) ¦ Retro
Commercial | Com ¦ CEE Tier 2/Energy Star Clothes Washers | 2019 | SC B | million_m3 | After Competition Groups | 0.057752 | 65647.4463 | 0.065647 | 54.1747 | 0.001066 | 27 | Commercial_2019_SC B_million_m3_After Competition Groups_27 | CEE Tier 2/Energy Star Clothes Washers | 0.1066% | 0.065647 | 0.057752 | Commercial_2019_SC B_million_m3_After Competition Groups_CEE Tier 2/Energy Star Clothes Washers
Commercial | Com ¦ Energy Recovery Ventilation and Ventilation (Enhanced) | 2019 | SC B | million_m3 | After Competition Groups | 0.057749 | 152804.976 | 0.1528 | 54.1747 | 0.001066 | 28 | Commercial_2019_SC B_million_m3_After Competition Groups_28 | Energy Recovery Ventilation and Ventilation (Enhanced) | 0.1066% | 0.1528 | 0.057749 | Commercial_2019_SC B_million_m3_After Competition Groups_Energy Recovery Ventilation and Ventilation (Enhanced)
Commercial | Com ¦ Infrared Heaters | 2019 | SC B | million_m3 | After Competition Groups | 0.041235 | 69144.7627 | 0.069145 | 54.1747 | 0.00076114 | 29 | Commercial_2019_SC B_million_m3_After Competition Groups_29 | Infrared Heaters | 0.07611% | 0.069145 | 0.041235 | Commercial_2019_SC B_million_m3_After Competition Groups_Infrared Heaters
Commercial | Com ¦ Heat Recovery Ventilator | 2019 | SC B | million_m3 | After Competition Groups | 0.036141 | 116800.2862 | 0.1168 | 54.1747 | 0.00066712 | 30 | Commercial_2019_SC B_million_m3_After Competition Groups_30 | Heat Recovery Ventilator | 0.06671% | 0.1168 | 0.036141 | Commercial_2019_SC B_million_m3_After Competition Groups_Heat Recovery Ventilator
Commercial | Com ¦ Low Flow Pre-Rinse Spray Nozzle | 2019 | SC B | million_m3 | After Competition Groups | 0.032141 | 27133.2534 | 0.027133 | 54.1747 | 0.00059328 | 31 | Commercial_2019_SC B_million_m3_After Competition Groups_31 | Low Flow Pre-Rinse Spray Nozzle | 0.05933% | 0.027133 | 0.032141 | Commercial_2019_SC B_million_m3_After Competition Groups_Low Flow Pre-Rinse Spray Nozzle
Commercial | Com ¦ ENERGY STAR Steam Cooker | 2019 | SC B | million_m3 | After Competition Groups | 0.030026 | 13104.3108 | 0.013104 | 54.1747 | 0.00055424 | 32 | Commercial_2019_SC B_million_m3_After Competition Groups_32 | ENERGY STAR Steam Cooker | 0.05542% | 0.013104 | 0.030026 | Commercial_2019_SC B_million_m3_After Competition Groups_ENERGY STAR Steam Cooker
Commercial | Com ¦ Air Curtains | 2019 | SC B | million_m3 | After Competition Groups | 0.0072795 | 22691.2849 | 0.022691 | 54.1747 | 0.00013437 | 33 | Commercial_2019_SC B_million_m3_After Competition Groups_33 | Air Curtains | 0.01344% | 0.022691 | 0.0072795 | Commercial_2019_SC B_million_m3_After Competition Groups_Air Curtains
Commercial | Com ¦ Drain Water Heat Recovery (DWHR) ¦New | 2019 | SC B | million_m3 | After Competition Groups | 0.0045848 | 2095.2301 | 0.0020952 | 54.1747 | 8.4631e-05 | 34 | Commercial_2019_SC B_million_m3_After Competition Groups_34 | Drain Water Heat Recovery (DWHR) ¦New | 0.008463% | 0.0020952 | 0.0045848 | Commercial_2019_SC B_million_m3_After Competition Groups_Drain Water Heat Recovery (DWHR) ¦New
Commercial | Com ¦ Gas Heat Pump Water Heater | 2019 | SC B | million_m3 | After Competition Groups | 0 | 0 | 0 | 54.1747 | 0 | 35 | Commercial_2019_SC B_million_m3_After Competition Groups_35 | Gas Heat Pump Water Heater | 0% | 0 | 0 | Commercial_2019_SC B_million_m3_After Competition Groups_Gas Heat Pump Water Heater
Commercial | Com ¦ Solar Water Preheat (Pools/DHW) | 2019 | SC B | million_m3 | After Competition Groups | 0 | 0 | 0 | 54.1747 | 0 | 36 | Commercial_2019_SC B_million_m3_After Competition Groups_36 | Solar Water Preheat (Pools/DHW) | 0% | 0 | 0 | Commercial_2019_SC B_million_m3_After Competition Groups_Solar Water Preheat (Pools/DHW)
Commercial | Com ¦ Boilers - Advanced Controls (Steam Systems) | 2019 | SC C | million_m3 | After Competition Groups | 4.7141 | 2310633.7275 | 2.3106 | 29.7236 | 0.1586 | 1 | Commercial_2019_SC C_million_m3_After Competition Groups_1 | Boilers - Advanced Controls (Steam Systems) | 15.86% | 2.3106 | 4.7141 | Commercial_2019_SC C_million_m3_After Competition Groups_Boilers - Advanced Controls (Steam Systems)
Commercial | Com ¦ Adaptive Thermostats | 2019 | SC C | million_m3 | After Competition Groups | 3.598 | 1147523.8864 | 1.1475 | 29.7236 | 0.12105 | 2 | Commercial_2019_SC C_million_m3_After Competition Groups_2 | Adaptive Thermostats | 12.1% | 1.1475 | 3.598 | Commercial_2019_SC C_million_m3_After Competition Groups_Adaptive Thermostats
Commercial | Com ¦ Demand Control Ventilation | 2019 | SC C | million_m3 | After Competition Groups | 2.8806 | 2094240.2918 | 2.0942 | 29.7236 | 0.096914 | 3 | Commercial_2019_SC C_million_m3_After Competition Groups_3 | Demand Control Ventilation | 9.691% | 2.0942 | 2.8806 | Commercial_2019_SC C_million_m3_After Competition Groups_Demand Control Ventilation
Commercial | Com ¦ Building Recommissioning, Operations and Maintenance (O&M) Improvements | 2019 | SC C | million_m3 | After Competition Groups | 2.6322 | 1479071.4634 | 1.4791 | 29.7236 | 0.088558 | 4 | Commercial_2019_SC C_million_m3_After Competition Groups_4 | Building Recommissioning, Operations and Maintenance (O&M) Improvements | 8.856% | 1.4791 | 2.6322 | Commercial_2019_SC C_million_m3_After Competition Groups_Building Recommissioning, Operations and Maintenance (O&M) Improvements
Commercial | Com ¦ Condensing Boiler ¦ Std | 2019 | SC C | million_m3 | After Competition Groups | 1.8213 | 2379786.7231 | 2.3798 | 29.7236 | 0.061273 | 5 | Commercial_2019_SC C_million_m3_After Competition Groups_5 | Condensing Boiler ¦ Std | 6.127% | 2.3798 | 1.8213 | Commercial_2019_SC C_million_m3_After Competition Groups_Condensing Boiler ¦ Std
Commercial | Com ¦ Air Handler with Dedicated Outdoor Air Systems | 2019 | SC C | million_m3 | After Competition Groups | 1.7086 | 1690818.761 | 1.6908 | 29.7236 | 0.057484 | 6 | Commercial_2019_SC C_million_m3_After Competition Groups_6 | Air Handler with Dedicated Outdoor Air Systems | 5.748% | 1.6908 | 1.7086 | Commercial_2019_SC C_million_m3_After Competition Groups_Air Handler with Dedicated Outdoor Air Systems
Commercial | Com ¦ Advanced BAS/Controllers | 2019 | SC C | million_m3 | After Competition Groups | 1.5873 | 1201291.0726 | 1.2013 | 29.7236 | 0.053403 | 7 | Commercial_2019_SC C_million_m3_After Competition Groups_7 | Advanced BAS/Controllers | 5.34% | 1.2013 | 1.5873 | Commercial_2019_SC C_million_m3_After Competition Groups_Advanced BAS/Controllers
Commercial | Com ¦ Gas Fired Heat Pump | 2019 | SC C | million_m3 | After Competition Groups | 1.3844 | 1000749.3827 | 1.0007 | 29.7236 | 0.046576 | 8 | Commercial_2019_SC C_million_m3_After Competition Groups_8 | Gas Fired Heat Pump | 4.658% | 1.0007 | 1.3844 | Commercial_2019_SC C_million_m3_After Competition Groups_Gas Fired Heat Pump
Commercial | Com ¦ Condensing Make Up Air Unit | 2019 | SC C | million_m3 | After Competition Groups | 1.3438 | 1089288.8369 | 1.0893 | 29.7236 | 0.045211 | 9 | Commercial_2019_SC C_million_m3_After Competition Groups_9 | Condensing Make Up Air Unit | 4.521% | 1.0893 | 1.3438 | Commercial_2019_SC C_million_m3_After Competition Groups_Condensing Make Up Air Unit
Commercial | Com ¦ Steam System Optimization | 2019 | SC C | million_m3 | After Competition Groups | 1.1386 | 92286.7392 | 0.092287 | 29.7236 | 0.038308 | 10 | Commercial_2019_SC C_million_m3_After Competition Groups_10 | Steam System Optimization | 3.831% | 0.092287 | 1.1386 | Commercial_2019_SC C_million_m3_After Competition Groups_Steam System Optimization
Commercial | Com ¦ Destratification | 2019 | SC C | million_m3 | After Competition Groups | 1.1218 | 754796.6985 | 0.7548 | 29.7236 | 0.03774 | 11 | Commercial_2019_SC C_million_m3_After Competition Groups_11 | Destratification | 3.774% | 0.7548 | 1.1218 | Commercial_2019_SC C_million_m3_After Competition Groups_Destratification
Commercial | Com ¦ Demand Control Kitchen Ventilation | 2019 | SC C | million_m3 | After Competition Groups | 1.112 | 889295.3005 | 0.8893 | 29.7236 | 0.03741 | 12 | Commercial_2019_SC C_million_m3_After Competition Groups_12 | Demand Control Kitchen Ventilation | 3.741% | 0.8893 | 1.112 | Commercial_2019_SC C_million_m3_After Competition Groups_Demand Control Kitchen Ventilation
Commercial | Com ¦ Furnace Tune-Up | 2019 | SC C | million_m3 | After Competition Groups | 1.0617 | 41466.4537 | 0.041466 | 29.7236 | 0.035721 | 13 | Commercial_2019_SC C_million_m3_After Competition Groups_13 | Furnace Tune-Up | 3.572% | 0.041466 | 1.0617 | Commercial_2019_SC C_million_m3_After Competition Groups_Furnace Tune-Up
Commercial | Com ¦ Wall Insulation | 2019 | SC C | million_m3 | After Competition Groups | 0.60051 | 263334.8293 | 0.26333 | 29.7236 | 0.020203 | 14 | Commercial_2019_SC C_million_m3_After Competition Groups_14 | Wall Insulation | 2.02% | 0.26333 | 0.60051 | Commercial_2019_SC C_million_m3_After Competition Groups_Wall Insulation
Commercial | Com ¦ Education and Capacity Building/Energy Behavior | 2019 | SC C | million_m3 | After Competition Groups | 0.52032 | 729346.3005 | 0.72935 | 29.7236 | 0.017505 | 15 | Commercial_2019_SC C_million_m3_After Competition Groups_15 | Education and Capacity Building/Energy Behavior | 1.751% | 0.72935 | 0.52032 | Commercial_2019_SC C_million_m3_After Competition Groups_Education and Capacity Building/Energy Behavior
Commercial | Com ¦ Condensing Unit Heaters or other Efficient Unit Heating System | 2019 | SC C | million_m3 | After Competition Groups | 0.4336 | 437402.1462 | 0.4374 | 29.7236 | 0.014588 | 16 | Commercial_2019_SC C_million_m3_After Competition Groups_16 | Condensing Unit Heaters or other Efficient Unit Heating System | 1.459% | 0.4374 | 0.4336 | Commercial_2019_SC C_million_m3_After Competition Groups_Condensing Unit Heaters or other Efficient Unit Heating System
Commercial | Com ¦ ENERGY STAR Fryer (84% eff) | 2019 | SC C | million_m3 | After Competition Groups | 0.31039 | 266846.5891 | 0.26685 | 29.7236 | 0.010442 | 17 | Commercial_2019_SC C_million_m3_After Competition Groups_17 | ENERGY STAR Fryer (84% eff) | 1.044% | 0.26685 | 0.31039 | Commercial_2019_SC C_million_m3_After Competition Groups_ENERGY STAR Fryer (84% eff)
Commercial | Com ¦ Demand controlled Circulating Systems | 2019 | SC C | million_m3 | After Competition Groups | 0.3041 | 145808.4381 | 0.14581 | 29.7236 | 0.010231 | 18 | Commercial_2019_SC C_million_m3_After Competition Groups_18 | Demand controlled Circulating Systems | 1.023% | 0.14581 | 0.3041 | Commercial_2019_SC C_million_m3_After Competition Groups_Demand controlled Circulating Systems
Commercial | Com ¦ High Efficiency Underfired Broilers | 2019 | SC C | million_m3 | After Competition Groups | 0.26006 | 127687.806 | 0.12769 | 29.7236 | 0.0087492 | 19 | Commercial_2019_SC C_million_m3_After Competition Groups_19 | High Efficiency Underfired Broilers | 0.8749% | 0.12769 | 0.26006 | Commercial_2019_SC C_million_m3_After Competition Groups_High Efficiency Underfired Broilers
Commercial | Com ¦ Gas Fired Rooftop Units | 2019 | SC C | million_m3 | After Competition Groups | 0.24363 | 86230.8109 | 0.086231 | 29.7236 | 0.0081967 | 20 | Commercial_2019_SC C_million_m3_After Competition Groups_20 | Gas Fired Rooftop Units | 0.8197% | 0.086231 | 0.24363 | Commercial_2019_SC C_million_m3_After Competition Groups_Gas Fired Rooftop Units
Commercial | Com ¦ Duct Insulation, R8 | 2019 | SC C | million_m3 | After Competition Groups | 0.22978 | 253576.4292 | 0.25358 | 29.7236 | 0.0077307 | 21 | Commercial_2019_SC C_million_m3_After Competition Groups_21 | Duct Insulation, R8 | 0.7731% | 0.25358 | 0.22978 | Commercial_2019_SC C_million_m3_After Competition Groups_Duct Insulation, R8
Commercial | Com ¦ Energy Efficient Laboratory Fume Hood | 2019 | SC C | million_m3 | After Competition Groups | 0.18421 | 216207.8436 | 0.21621 | 29.7236 | 0.0061974 | 22 | Commercial_2019_SC C_million_m3_After Competition Groups_22 | Energy Efficient Laboratory Fume Hood | 0.6197% | 0.21621 | 0.18421 | Commercial_2019_SC C_million_m3_After Competition Groups_Energy Efficient Laboratory Fume Hood
Commercial | Com ¦ ENERGY STAR Griddle (74% eff) | 2019 | SC C | million_m3 | After Competition Groups | 0.12366 | 106317.7513 | 0.10632 | 29.7236 | 0.0041603 | 23 | Commercial_2019_SC C_million_m3_After Competition Groups_23 | ENERGY STAR Griddle (74% eff) | 0.416% | 0.10632 | 0.12366 | Commercial_2019_SC C_million_m3_After Competition Groups_ENERGY STAR Griddle (74% eff)
Commercial | Com ¦ Ozone Laundry Treatment | 2019 | SC C | million_m3 | After Competition Groups | 0.11737 | 117131.5566 | 0.11713 | 29.7236 | 0.0039488 | 24 | Commercial_2019_SC C_million_m3_After Competition Groups_24 | Ozone Laundry Treatment | 0.3949% | 0.11713 | 0.11737 | Commercial_2019_SC C_million_m3_After Competition Groups_Ozone Laundry Treatment
Commercial | Com ¦ ENERGY STAR Dishwasher | 2019 | SC C | million_m3 | After Competition Groups | 0.10123 | 104677.8538 | 0.10468 | 29.7236 | 0.0034057 | 25 | Commercial_2019_SC C_million_m3_After Competition Groups_25 | ENERGY STAR Dishwasher | 0.3406% | 0.10468 | 0.10123 | Commercial_2019_SC C_million_m3_After Competition Groups_ENERGY STAR Dishwasher
Commercial | Com ¦ CEE Tier 2/Energy Star Clothes Washers | 2019 | SC C | million_m3 | After Competition Groups | 0.051393 | 29794.835 | 0.029795 | 29.7236 | 0.001729 | 26 | Commercial_2019_SC C_million_m3_After Competition Groups_26 | CEE Tier 2/Energy Star Clothes Washers | 0.1729% | 0.029795 | 0.051393 | Commercial_2019_SC C_million_m3_After Competition Groups_CEE Tier 2/Energy Star Clothes Washers
Commercial | Com ¦ Infrared Heaters | 2019 | SC C | million_m3 | After Competition Groups | 0.03505 | 38227.8991 | 0.038228 | 29.7236 | 0.0011792 | 27 | Commercial_2019_SC C_million_m3_After Competition Groups_27 | Infrared Heaters | 0.1179% | 0.038228 | 0.03505 | Commercial_2019_SC C_million_m3_After Competition Groups_Infrared Heaters
Commercial | Com ¦ ENERGY STAR Steam Cooker | 2019 | SC C | million_m3 | After Competition Groups | 0.030026 | 13105.7605 | 0.013106 | 29.7236 | 0.0010102 | 28 | Commercial_2019_SC C_million_m3_After Competition Groups_28 | ENERGY STAR Steam Cooker | 0.101% | 0.013106 | 0.030026 | Commercial_2019_SC C_million_m3_After Competition Groups_ENERGY STAR Steam Cooker
Commercial | Com ¦ Low Flow Pre-Rinse Spray Nozzle | 2019 | SC C | million_m3 | After Competition Groups | 0.029214 | 12646.8322 | 0.012647 | 29.7236 | 0.00098284 | 29 | Commercial_2019_SC C_million_m3_After Competition Groups_29 | Low Flow Pre-Rinse Spray Nozzle | 0.09828% | 0.012647 | 0.029214 | Commercial_2019_SC C_million_m3_After Competition Groups_Low Flow Pre-Rinse Spray Nozzle
Commercial | Com ¦ Drain Water Heat Recovery (DWHR) ¦ Retro | 2019 | SC C | million_m3 | After Competition Groups | 0.026917 | 12591.9639 | 0.012592 | 29.7236 | 0.00090558 | 30 | Commercial_2019_SC C_million_m3_After Competition Groups_30 | Drain Water Heat Recovery (DWHR) ¦ Retro | 0.09056% | 0.012592 | 0.026917 | Commercial_2019_SC C_million_m3_After Competition Groups_Drain Water Heat Recovery (DWHR) ¦ Retro
Commercial | Com ¦ Energy Recovery Ventilation and Ventilation (Enhanced) | 2019 | SC C | million_m3 | After Competition Groups | 0.010407 | 9913.7994 | 0.0099138 | 29.7236 | 0.00035012 | 31 | Commercial_2019_SC C_million_m3_After Competition Groups_31 | Energy Recovery Ventilation and Ventilation (Enhanced) | 0.03501% | 0.0099138 | 0.010407 | Commercial_2019_SC C_million_m3_After Competition Groups_Energy Recovery Ventilation and Ventilation (Enhanced)
Commercial | Com ¦ Drain Water Heat Recovery (DWHR) ¦New | 2019 | SC C | million_m3 | After Competition Groups | 0.0045849 | 2095.4519 | 0.0020955 | 29.7236 | 0.00015425 | 32 | Commercial_2019_SC C_million_m3_After Competition Groups_32 | Drain Water Heat Recovery (DWHR) ¦New | 0.01543% | 0.0020955 | 0.0045849 | Commercial_2019_SC C_million_m3_After Competition Groups_Drain Water Heat Recovery (DWHR) ¦New
Commercial | Com ¦ Heat Recovery Ventilator | 2019 | SC C | million_m3 | After Competition Groups | 0.0026388 | 3467.5817 | 0.0034676 | 29.7236 | 8.8777e-05 | 33 | Commercial_2019_SC C_million_m3_After Competition Groups_33 | Heat Recovery Ventilator | 0.008878% | 0.0034676 | 0.0026388 | Commercial_2019_SC C_million_m3_After Competition Groups_Heat Recovery Ventilator
Commercial | Com ¦ Air Curtains | 2019 | SC C | million_m3 | After Competition Groups | 5.4941e-06 | 5.4672 | 5.4672e-06 | 29.7236 | 1.8484e-07 | 34 | Commercial_2019_SC C_million_m3_After Competition Groups_34 | Air Curtains | 1.848e-05% | 5.4672e-06 | 5.4941e-06 | Commercial_2019_SC C_million_m3_After Competition Groups_Air Curtains
Commercial | Com ¦ Gas Heat Pump Water Heater | 2019 | SC C | million_m3 | After Competition Groups | 0 | 0 | 0 | 29.7236 | 0 | 35 | Commercial_2019_SC C_million_m3_After Competition Groups_35 | Gas Heat Pump Water Heater | 0% | 0 | 0 | Commercial_2019_SC C_million_m3_After Competition Groups_Gas Heat Pump Water Heater
Commercial | Com ¦ Solar Water Preheat (Pools/DHW) | 2019 | SC C | million_m3 | After Competition Groups | 0 | 0 | 0 | 29.7236 | 0 | 36 | Commercial_2019_SC C_million_m3_After Competition Groups_36 | Solar Water Preheat (Pools/DHW) | 0% | 0 | 0 | Commercial_2019_SC C_million_m3_After Competition Groups_Solar Water Preheat (Pools/DHW)
Commercial | Com ¦ Building Recommissioning, Operations and Maintenance (O&M) Improvements | 2019 | Technical | million_m3 | After Competition Groups | 295.0325 | 0 | 0 | 1459.3259 | 0.20217 | 1 | Commercial_2019_Technical_million_m3_After Competition Groups_1 | Building Recommissioning, Operations and Maintenance (O&M) Improvements | 20.22% | 0 | 295.0325 | Commercial_2019_Technical_million_m3_After Competition Groups_Building Recommissioning, Operations and Maintenance (O&M) Improvements
Commercial | Com ¦ Adaptive Thermostats | 2019 | Technical | million_m3 | After Competition Groups | 129.9168 | 0 | 0 | 1459.3259 | 0.089025 | 2 | Commercial_2019_Technical_million_m3_After Competition Groups_2 | Adaptive Thermostats | 8.903% | 0 | 129.9168 | Commercial_2019_Technical_million_m3_After Competition Groups_Adaptive Thermostats
Commercial | Com ¦ Boilers - Advanced Controls (Steam Systems) | 2019 | Technical | million_m3 | After Competition Groups | 127.9543 | 0 | 0 | 1459.3259 | 0.08768 | 3 | Commercial_2019_Technical_million_m3_After Competition Groups_3 | Boilers - Advanced Controls (Steam Systems) | 8.768% | 0 | 127.9543 | Commercial_2019_Technical_million_m3_After Competition Groups_Boilers - Advanced Controls (Steam Systems)
Commercial | Com ¦ Demand Control Ventilation | 2019 | Technical | million_m3 | After Competition Groups | 125.6876 | 0 | 0 | 1459.3259 | 0.086127 | 4 | Commercial_2019_Technical_million_m3_After Competition Groups_4 | Demand Control Ventilation | 8.613% | 0 | 125.6876 | Commercial_2019_Technical_million_m3_After Competition Groups_Demand Control Ventilation
Commercial | Com ¦ Air Handler with Dedicated Outdoor Air Systems | 2019 | Technical | million_m3 | After Competition Groups | 109.9441 | 0 | 0 | 1459.3259 | 0.075339 | 5 | Commercial_2019_Technical_million_m3_After Competition Groups_5 | Air Handler with Dedicated Outdoor Air Systems | 7.534% | 0 | 109.9441 | Commercial_2019_Technical_million_m3_After Competition Groups_Air Handler with Dedicated Outdoor Air Systems
Commercial | Com ¦ Education and Capacity Building/Energy Behavior | 2019 | Technical | million_m3 | After Competition Groups | 93.6928 | 0 | 0 | 1459.3259 | 0.064203 | 6 | Commercial_2019_Technical_million_m3_After Competition Groups_6 | Education and Capacity Building/Energy Behavior | 6.42% | 0 | 93.6928 | Commercial_2019_Technical_million_m3_After Competition Groups_Education and Capacity Building/Energy Behavior
Commercial | Com ¦ Advanced BAS/Controllers | 2019 | Technical | million_m3 | After Competition Groups | 66.6881 | 0 | 0 | 1459.3259 | 0.045698 | 7 | Commercial_2019_Technical_million_m3_After Competition Groups_7 | Advanced BAS/Controllers | 4.57% | 0 | 66.6881 | Commercial_2019_Technical_million_m3_After Competition Groups_Advanced BAS/Controllers
Commercial | Com ¦ Destratification | 2019 | Technical | million_m3 | After Competition Groups | 59.2573 | 0 | 0 | 1459.3259 | 0.040606 | 8 | Commercial_2019_Technical_million_m3_After Competition Groups_8 | Destratification | 4.061% | 0 | 59.2573 | Commercial_2019_Technical_million_m3_After Competition Groups_Destratification
Commercial | Com ¦ Steam System Optimization | 2019 | Technical | million_m3 | After Competition Groups | 59.218 | 0 | 0 | 1459.3259 | 0.040579 | 9 | Commercial_2019_Technical_million_m3_After Competition Groups_9 | Steam System Optimization | 4.058% | 0 | 59.218 | Commercial_2019_Technical_million_m3_After Competition Groups_Steam System Optimization
Commercial | Com ¦ Furnace Tune-Up | 2019 | Technical | million_m3 | After Competition Groups | 55.75 | 0 | 0 | 1459.3259 | 0.038203 | 10 | Commercial_2019_Technical_million_m3_After Competition Groups_10 | Furnace Tune-Up | 3.82% | 0 | 55.75 | Commercial_2019_Technical_million_m3_After Competition Groups_Furnace Tune-Up
Commercial | Com ¦ Demand Control Kitchen Ventilation | 2019 | Technical | million_m3 | After Competition Groups | 41.731 | 0 | 0 | 1459.3259 | 0.028596 | 11 | Commercial_2019_Technical_million_m3_After Competition Groups_11 | Demand Control Kitchen Ventilation | 2.86% | 0 | 41.731 | Commercial_2019_Technical_million_m3_After Competition Groups_Demand Control Kitchen Ventilation
Commercial | Com ¦ High Efficiency Condensing Furnace AFUE 95% from 80% code | 2019 | Technical | million_m3 | After Competition Groups | 40.9539 | 0 | 0 | 1459.3259 | 0.028064 | 12 | Commercial_2019_Technical_million_m3_After Competition Groups_12 | High Efficiency Condensing Furnace AFUE 95% from 80% code | 2.806% | 0 | 40.9539 | Commercial_2019_Technical_million_m3_After Competition Groups_High Efficiency Condensing Furnace AFUE 95% from 80% code
Commercial | Com ¦ Energy Recovery Ventilation and Ventilation (Enhanced) | 2019 | Technical | million_m3 | After Competition Groups | 37.8633 | 0 | 0 | 1459.3259 | 0.025946 | 13 | Commercial_2019_Technical_million_m3_After Competition Groups_13 | Energy Recovery Ventilation and Ventilation (Enhanced) | 2.595% | 0 | 37.8633 | Commercial_2019_Technical_million_m3_After Competition Groups_Energy Recovery Ventilation and Ventilation (Enhanced)
Commercial | Com ¦ Wall Insulation | 2019 | Technical | million_m3 | After Competition Groups | 31.1778 | 0 | 0 | 1459.3259 | 0.021365 | 14 | Commercial_2019_Technical_million_m3_After Competition Groups_14 | Wall Insulation | 2.136% | 0 | 31.1778 | Commercial_2019_Technical_million_m3_After Competition Groups_Wall Insulation
Commercial | Com ¦ Heat Recovery Ventilator | 2019 | Technical | million_m3 | After Competition Groups | 29.02 | 0 | 0 | 1459.3259 | 0.019886 | 15 | Commercial_2019_Technical_million_m3_After Competition Groups_15 | Heat Recovery Ventilator | 1.989% | 0 | 29.02 | Commercial_2019_Technical_million_m3_After Competition Groups_Heat Recovery Ventilator
Commercial | Com ¦ Condensing Boiler ¦ Std | 2019 | Technical | million_m3 | After Competition Groups | 25.4702 | 0 | 0 | 1459.3259 | 0.017453 | 16 | Commercial_2019_Technical_million_m3_After Competition Groups_16 | Condensing Boiler ¦ Std | 1.745% | 0 | 25.4702 | Commercial_2019_Technical_million_m3_After Competition Groups_Condensing Boiler ¦ Std
Commercial | Com ¦ Energy Efficient Laboratory Fume Hood | 2019 | Technical | million_m3 | After Competition Groups | 22.0256 | 0 | 0 | 1459.3259 | 0.015093 | 17 | Commercial_2019_Technical_million_m3_After Competition Groups_17 | Energy Efficient Laboratory Fume Hood | 1.509% | 0 | 22.0256 | Commercial_2019_Technical_million_m3_After Competition Groups_Energy Efficient Laboratory Fume Hood
Commercial | Com ¦ Gas Fired Rooftop Units | 2019 | Technical | million_m3 | After Competition Groups | 19.4119 | 0 | 0 | 1459.3259 | 0.013302 | 18 | Commercial_2019_Technical_million_m3_After Competition Groups_18 | Gas Fired Rooftop Units | 1.33% | 0 | 19.4119 | Commercial_2019_Technical_million_m3_After Competition Groups_Gas Fired Rooftop Units
Commercial | Com ¦ Demand controlled Circulating Systems | 2019 | Technical | million_m3 | After Competition Groups | 16.3847 | 0 | 0 | 1459.3259 | 0.011228 | 19 | Commercial_2019_Technical_million_m3_After Competition Groups_19 | Demand controlled Circulating Systems | 1.123% | 0 | 16.3847 | Commercial_2019_Technical_million_m3_After Competition Groups_Demand controlled Circulating Systems
Commercial | Com ¦ Duct Insulation, R8 | 2019 | Technical | million_m3 | After Competition Groups | 12.8001 | 0 | 0 | 1459.3259 | 0.0087712 | 20 | Commercial_2019_Technical_million_m3_After Competition Groups_20 | Duct Insulation, R8 | 0.8771% | 0 | 12.8001 | Commercial_2019_Technical_million_m3_After Competition Groups_Duct Insulation, R8
Commercial | Com ¦ Condensing Make Up Air Unit | 2019 | Technical | million_m3 | After Competition Groups | 8.7566 | 0 | 0 | 1459.3259 | 0.0060004 | 21 | Commercial_2019_Technical_million_m3_After Competition Groups_21 | Condensing Make Up Air Unit | 0.6% | 0 | 8.7566 | Commercial_2019_Technical_million_m3_After Competition Groups_Condensing Make Up Air Unit
Commercial | Com ¦ Roof Insulation/Ceiling Insulation (R25 Code to R35) | 2019 | Technical | million_m3 | After Competition Groups | 7.7269 | 0 | 0 | 1459.3259 | 0.0052948 | 22 | Commercial_2019_Technical_million_m3_After Competition Groups_22 | Roof Insulation/Ceiling Insulation (R25 Code to R35) | 0.5295% | 0 | 7.7269 | Commercial_2019_Technical_million_m3_After Competition Groups_Roof Insulation/Ceiling Insulation (R25 Code to R35)
Commercial | Com ¦ Gas Fired Heat Pump | 2019 | Technical | million_m3 | After Competition Groups | 7.5995 | 0 | 0 | 1459.3259 | 0.0052075 | 23 | Commercial_2019_Technical_million_m3_After Competition Groups_23 | Gas Fired Heat Pump | 0.5208% | 0 | 7.5995 | Commercial_2019_Technical_million_m3_After Competition Groups_Gas Fired Heat Pump
Commercial | Com ¦ Ozone Laundry Treatment | 2019 | Technical | million_m3 | After Competition Groups | 7.002 | 0 | 0 | 1459.3259 | 0.0047981 | 24 | Commercial_2019_Technical_million_m3_After Competition Groups_24 | Ozone Laundry Treatment | 0.4798% | 0 | 7.002 | Commercial_2019_Technical_million_m3_After Competition Groups_Ozone Laundry Treatment
Commercial | Com ¦ Condensing Unit Heaters or other Efficient Unit Heating System | 2019 | Technical | million_m3 | After Competition Groups | 5.2908 | 0 | 0 | 1459.3259 | 0.0036255 | 25 | Commercial_2019_Technical_million_m3_After Competition Groups_25 | Condensing Unit Heaters or other Efficient Unit Heating System | 0.3626% | 0 | 5.2908 | Commercial_2019_Technical_million_m3_After Competition Groups_Condensing Unit Heaters or other Efficient Unit Heating System
Commercial | Com ¦ Boiler Measures | 2019 | Technical | million_m3 | After Competition Groups | 4.3579 | 0 | 0 | 1459.3259 | 0.0029862 | 26 | Commercial_2019_Technical_million_m3_After Competition Groups_26 | Boiler Measures | 0.2986% | 0 | 4.3579 | Commercial_2019_Technical_million_m3_After Competition Groups_Boiler Measures
Commercial | Com ¦ Ice Rink Heat Recovery | 2019 | Technical | million_m3 | After Competition Groups | 4.1124 | 0 | 0 | 1459.3259 | 0.002818 | 27 | Commercial_2019_Technical_million_m3_After Competition Groups_27 | Ice Rink Heat Recovery | 0.2818% | 0 | 4.1124 | Commercial_2019_Technical_million_m3_After Competition Groups_Ice Rink Heat Recovery
Commercial | Com ¦ HOTEL OCCUPANCY CONTROLS (HVAC + LIGHTING) | 2019 | Technical | million_m3 | After Competition Groups | 3.5982 | 0 | 0 | 1459.3259 | 0.0024657 | 28 | Commercial_2019_Technical_million_m3_After Competition Groups_28 | HOTEL OCCUPANCY CONTROLS (HVAC + LIGHTING) | 0.2466% | 0 | 3.5982 | Commercial_2019_Technical_million_m3_After Competition Groups_HOTEL OCCUPANCY CONTROLS (HVAC + LIGHTING)
Commercial | Com ¦ ENERGY STAR Dishwasher | 2019 | Technical | million_m3 | After Competition Groups | 2.3462 | 0 | 0 | 1459.3259 | 0.0016077 | 29 | Commercial_2019_Technical_million_m3_After Competition Groups_29 | ENERGY STAR Dishwasher | 0.1608% | 0 | 2.3462 | Commercial_2019_Technical_million_m3_After Competition Groups_ENERGY STAR Dishwasher
Commercial | Com ¦ Super-High Efficiency Furnaces (Emerging Tech) | 2019 | Technical | million_m3 | After Competition Groups | 2.3086 | 0 | 0 | 1459.3259 | 0.001582 | 30 | Commercial_2019_Technical_million_m3_After Competition Groups_30 | Super-High Efficiency Furnaces (Emerging Tech) | 0.1582% | 0 | 2.3086 | Commercial_2019_Technical_million_m3_After Competition Groups_Super-High Efficiency Furnaces (Emerging Tech)
Commercial | Com ¦ Drain Water Heat Recovery (DWHR) ¦ Retro | 2019 | Technical | million_m3 | After Competition Groups | 1.3541 | 0 | 0 | 1459.3259 | 0.0009279 | 31 | Commercial_2019_Technical_million_m3_After Competition Groups_31 | Drain Water Heat Recovery (DWHR) ¦ Retro | 0.09279% | 0 | 1.3541 | Commercial_2019_Technical_million_m3_After Competition Groups_Drain Water Heat Recovery (DWHR) ¦ Retro
Commercial | Com ¦ ENERGY STAR Fryer (84% eff) | 2019 | Technical | million_m3 | After Competition Groups | 0.91254 | 0 | 0 | 1459.3259 | 0.00062532 | 32 | Commercial_2019_Technical_million_m3_After Competition Groups_32 | ENERGY STAR Fryer (84% eff) | 0.06253% | 0 | 0.91254 | Commercial_2019_Technical_million_m3_After Competition Groups_ENERGY STAR Fryer (84% eff)
Commercial | Com ¦ Infrared Heaters | 2019 | Technical | million_m3 | After Competition Groups | 0.8445 | 0 | 0 | 1459.3259 | 0.00057869 | 33 | Commercial_2019_Technical_million_m3_After Competition Groups_33 | Infrared Heaters | 0.05787% | 0 | 0.8445 | Commercial_2019_Technical_million_m3_After Competition Groups_Infrared Heaters
Commercial | Com ¦ High Efficiency Underfired Broilers | 2019 | Technical | million_m3 | After Competition Groups | 0.77389 | 0 | 0 | 1459.3259 | 0.00053031 | 34 | Commercial_2019_Technical_million_m3_After Competition Groups_34 | High Efficiency Underfired Broilers | 0.05303% | 0 | 0.77389 | Commercial_2019_Technical_million_m3_After Competition Groups_High Efficiency Underfired Broilers
Commercial | Com ¦ Condensing Storage Water Heater | 2019 | Technical | million_m3 | After Competition Groups | 0.72598 | 0 | 0 | 1459.3259 | 0.00049748 | 35 | Commercial_2019_Technical_million_m3_After Competition Groups_35 | Condensing Storage Water Heater | 0.04975% | 0 | 0.72598 | Commercial_2019_Technical_million_m3_After Competition Groups_Condensing Storage Water Heater
Commercial | Com ¦ ENERGY STAR Griddle (74% eff) | 2019 | Technical | million_m3 | After Competition Groups | 0.59203 | 0 | 0 | 1459.3259 | 0.00040569 | 36 | Commercial_2019_Technical_million_m3_After Competition Groups_36 | ENERGY STAR Griddle (74% eff) | 0.04057% | 0 | 0.59203 | Commercial_2019_Technical_million_m3_After Competition Groups_ENERGY STAR Griddle (74% eff)
Commercial | Com ¦ Dock Door Seals | 2019 | Technical | million_m3 | After Competition Groups | 0.29609 | 0 | 0 | 1459.3259 | 0.00020289 | 37 | Commercial_2019_Technical_million_m3_After Competition Groups_37 | Dock Door Seals | 0.02029% | 0 | 0.29609 | Commercial_2019_Technical_million_m3_After Competition Groups_Dock Door Seals
Commercial | Com ¦ CEE Tier 2/Energy Star Clothes Washers | 2019 | Technical | million_m3 | After Competition Groups | 0.17612 | 0 | 0 | 1459.3259 | 0.00012069 | 38 | Commercial_2019_Technical_million_m3_After Competition Groups_38 | CEE Tier 2/Energy Star Clothes Washers | 0.01207% | 0 | 0.17612 | Commercial_2019_Technical_million_m3_After Competition Groups_CEE Tier 2/Energy Star Clothes Washers
Commercial | Com ¦ Low Flow Pre-Rinse Spray Nozzle | 2019 | Technical | million_m3 | After Competition Groups | 0.14595 | 0 | 0 | 1459.3259 | 0.00010001 | 39 | Commercial_2019_Technical_million_m3_After Competition Groups_39 | Low Flow Pre-Rinse Spray Nozzle | 0.01% | 0 | 0.14595 | Commercial_2019_Technical_million_m3_After Competition Groups_Low Flow Pre-Rinse Spray Nozzle
Commercial | Com ¦ Air Curtains | 2019 | Technical | million_m3 | After Competition Groups | 0.12744 | 0 | 0 | 1459.3259 | 8.7326e-05 | 40 | Commercial_2019_Technical_million_m3_After Competition Groups_40 | Air Curtains | 0.008733% | 0 | 0.12744 | Commercial_2019_Technical_million_m3_After Competition Groups_Air Curtains
Commercial | Com ¦ Solar Preheat Make up Air | 2019 | Technical | million_m3 | After Competition Groups | 0.074053 | 0 | 0 | 1459.3259 | 5.0744e-05 | 41 | Commercial_2019_Technical_million_m3_After Competition Groups_41 | Solar Preheat Make up Air | 0.005074% | 0 | 0.074053 | Commercial_2019_Technical_million_m3_After Competition Groups_Solar Preheat Make up Air
Commercial | Com ¦ Super High Perf Glazing ¦RET | 2019 | Technical | million_m3 | After Competition Groups | 0.066911 | 0 | 0 | 1459.3259 | 4.5851e-05 | 42 | Commercial_2019_Technical_million_m3_After Competition Groups_42 | Super High Perf Glazing ¦RET | 0.004585% | 0 | 0.066911 | Commercial_2019_Technical_million_m3_After Competition Groups_Super High Perf Glazing ¦RET
Commercial | Com ¦ ENERGY STAR Steam Cooker | 2019 | Technical | million_m3 | After Competition Groups | 0.065286 | 0 | 0 | 1459.3259 | 4.4737e-05 | 43 | Commercial_2019_Technical_million_m3_After Competition Groups_43 | ENERGY STAR Steam Cooker | 0.004474% | 0 | 0.065286 | Commercial_2019_Technical_million_m3_After Competition Groups_ENERGY STAR Steam Cooker
Commercial | Com ¦ Drain Water Heat Recovery (DWHR) ¦New | 2019 | Technical | million_m3 | After Competition Groups | 0.045637 | 0 | 0 | 1459.3259 | 3.1273e-05 | 44 | Commercial_2019_Technical_million_m3_After Competition Groups_44 | Drain Water Heat Recovery (DWHR) ¦New | 0.003127% | 0 | 0.045637 | Commercial_2019_Technical_million_m3_After Competition Groups_Drain Water Heat Recovery (DWHR) ¦New
Commercial | Com ¦ Solar Water Preheat (Pools/DHW) | 2019 | Technical | million_m3 | After Competition Groups | 0.028535 | 0 | 0 | 1459.3259 | 1.9554e-05 | 45 | Commercial_2019_Technical_million_m3_After Competition Groups_45 | Solar Water Preheat (Pools/DHW) | 0.001955% | 0 | 0.028535 | Commercial_2019_Technical_million_m3_After Competition Groups_Solar Water Preheat (Pools/DHW)
Commercial | Com ¦ Gas Convection Oven | 2019 | Technical | million_m3 | After Competition Groups | 0.015241 | 0 | 0 | 1459.3259 | 1.0444e-05 | 46 | Commercial_2019_Technical_million_m3_After Competition Groups_46 | Gas Convection Oven | 0.001044% | 0 | 0.015241 | Commercial_2019_Technical_million_m3_After Competition Groups_Gas Convection Oven
Commercial | Com ¦ Super High Perf Glazing ¦New | 2019 | Technical | million_m3 | After Competition Groups | 0.0024683 | 0 | 0 | 1459.3259 | 1.6914e-06 | 47 | Commercial_2019_Technical_million_m3_After Competition Groups_47 | Super High Perf Glazing ¦New | 0.0001691% | 0 | 0.0024683 | Commercial_2019_Technical_million_m3_After Competition Groups_Super High Perf Glazing ¦New
Commercial | Com ¦ Building Recommissioning, Operations and Maintenance (O&M) Improvements | 2020 | Economic | million_m3 | After Competition Groups | 288.9109 | 0 | 0 | 1354.1353 | 0.21335 | 1 | Commercial_2020_Economic_million_m3_After Competition Groups_1 | Building Recommissioning, Operations and Maintenance (O&M) Improvements | 21.34% | 0 | 288.9109 | Commercial_2020_Economic_million_m3_After Competition Groups_Building Recommissioning, Operations and Maintenance (O&M) Improvements
Commercial | Com ¦ Adaptive Thermostats | 2020 | Economic | million_m3 | After Competition Groups | 130.4675 | 0 | 0 | 1354.1353 | 0.096347 | 2 | Commercial_2020_Economic_million_m3_After Competition Groups_2 | Adaptive Thermostats | 9.635% | 0 | 130.4675 | Commercial_2020_Economic_million_m3_After Competition Groups_Adaptive Thermostats
Commercial | Com ¦ Boilers - Advanced Controls (Steam Systems) | 2020 | Economic | million_m3 | After Competition Groups | 130.0993 | 0 | 0 | 1354.1353 | 0.096076 | 3 | Commercial_2020_Economic_million_m3_After Competition Groups_3 | Boilers - Advanced Controls (Steam Systems) | 9.608% | 0 | 130.0993 | Commercial_2020_Economic_million_m3_After Competition Groups_Boilers - Advanced Controls (Steam Systems)
Commercial | Com ¦ Demand Control Ventilation | 2020 | Economic | million_m3 | After Competition Groups | 128.8754 | 0 | 0 | 1354.1353 | 0.095172 | 4 | Commercial_2020_Economic_million_m3_After Competition Groups_4 | Demand Control Ventilation | 9.517% | 0 | 128.8754 | Commercial_2020_Economic_million_m3_After Competition Groups_Demand Control Ventilation
Commercial | Com ¦ Air Handler with Dedicated Outdoor Air Systems | 2020 | Economic | million_m3 | After Competition Groups | 107.7247 | 0 | 0 | 1354.1353 | 0.079552 | 5 | Commercial_2020_Economic_million_m3_After Competition Groups_5 | Air Handler with Dedicated Outdoor Air Systems | 7.955% | 0 | 107.7247 | Commercial_2020_Economic_million_m3_After Competition Groups_Air Handler with Dedicated Outdoor Air Systems
Commercial | Com ¦ Advanced BAS/Controllers | 2020 | Economic | million_m3 | After Competition Groups | 67.6201 | 0 | 0 | 1354.1353 | 0.049936 | 6 | Commercial_2020_Economic_million_m3_After Competition Groups_6 | Advanced BAS/Controllers | 4.994% | 0 | 67.6201 | Commercial_2020_Economic_million_m3_After Competition Groups_Advanced BAS/Controllers
Commercial | Com ¦ Steam System Optimization | 2020 | Economic | million_m3 | After Competition Groups | 57.9852 | 0 | 0 | 1354.1353 | 0.042821 | 7 | Commercial_2020_Economic_million_m3_After Competition Groups_7 | Steam System Optimization | 4.282% | 0 | 57.9852 | Commercial_2020_Economic_million_m3_After Competition Groups_Steam System Optimization
Commercial | Com ¦ Destratification | 2020 | Economic | million_m3 | After Competition Groups | 57.394 | 0 | 0 | 1354.1353 | 0.042384 | 8 | Commercial_2020_Economic_million_m3_After Competition Groups_8 | Destratification | 4.238% | 0 | 57.394 | Commercial_2020_Economic_million_m3_After Competition Groups_Destratification
Commercial | Com ¦ Furnace Tune-Up | 2020 | Economic | million_m3 | After Competition Groups | 54.6291 | 0 | 0 | 1354.1353 | 0.040342 | 9 | Commercial_2020_Economic_million_m3_After Competition Groups_9 | Furnace Tune-Up | 4.034% | 0 | 54.6291 | Commercial_2020_Economic_million_m3_After Competition Groups_Furnace Tune-Up
Commercial | Com ¦ Education and Capacity Building/Energy Behavior | 2020 | Economic | million_m3 | After Competition Groups | 52.5157 | 0 | 0 | 1354.1353 | 0.038782 | 10 | Commercial_2020_Economic_million_m3_After Competition Groups_10 | Education and Capacity Building/Energy Behavior | 3.878% | 0 | 52.5157 | Commercial_2020_Economic_million_m3_After Competition Groups_Education and Capacity Building/Energy Behavior
Commercial | Com ¦ Condensing Boiler ¦ Std | 2020 | Economic | million_m3 | After Competition Groups | 50.275 | 0 | 0 | 1354.1353 | 0.037127 | 11 | Commercial_2020_Economic_million_m3_After Competition Groups_11 | Condensing Boiler ¦ Std | 3.713% | 0 | 50.275 | Commercial_2020_Economic_million_m3_After Competition Groups_Condensing Boiler ¦ Std
Commercial | Com ¦ Demand Control Kitchen Ventilation | 2020 | Economic | million_m3 | After Competition Groups | 44.7667 | 0 | 0 | 1354.1353 | 0.033059 | 12 | Commercial_2020_Economic_million_m3_After Competition Groups_12 | Demand Control Kitchen Ventilation | 3.306% | 0 | 44.7667 | Commercial_2020_Economic_million_m3_After Competition Groups_Demand Control Kitchen Ventilation
Commercial | Com ¦ Gas Fired Rooftop Units | 2020 | Economic | million_m3 | After Competition Groups | 38.0039 | 0 | 0 | 1354.1353 | 0.028065 | 13 | Commercial_2020_Economic_million_m3_After Competition Groups_13 | Gas Fired Rooftop Units | 2.807% | 0 | 38.0039 | Commercial_2020_Economic_million_m3_After Competition Groups_Gas Fired Rooftop Units
Commercial | Com ¦ Wall Insulation | 2020 | Economic | million_m3 | After Competition Groups | 30.5508 | 0 | 0 | 1354.1353 | 0.022561 | 14 | Commercial_2020_Economic_million_m3_After Competition Groups_14 | Wall Insulation | 2.256% | 0 | 30.5508 | Commercial_2020_Economic_million_m3_After Competition Groups_Wall Insulation
Commercial | Com ¦ Energy Efficient Laboratory Fume Hood | 2020 | Economic | million_m3 | After Competition Groups | 21.5769 | 0 | 0 | 1354.1353 | 0.015934 | 15 | Commercial_2020_Economic_million_m3_After Competition Groups_15 | Energy Efficient Laboratory Fume Hood | 1.593% | 0 | 21.5769 | Commercial_2020_Economic_million_m3_After Competition Groups_Energy Efficient Laboratory Fume Hood
Commercial | Com ¦ Condensing Make Up Air Unit | 2020 | Economic | million_m3 | After Competition Groups | 17.2551 | 0 | 0 | 1354.1353 | 0.012743 | 16 | Commercial_2020_Economic_million_m3_After Competition Groups_16 | Condensing Make Up Air Unit | 1.274% | 0 | 17.2551 | Commercial_2020_Economic_million_m3_After Competition Groups_Condensing Make Up Air Unit
Commercial | Com ¦ Demand controlled Circulating Systems | 2020 | Economic | million_m3 | After Competition Groups | 16.0518 | 0 | 0 | 1354.1353 | 0.011854 | 17 | Commercial_2020_Economic_million_m3_After Competition Groups_17 | Demand controlled Circulating Systems | 1.185% | 0 | 16.0518 | Commercial_2020_Economic_million_m3_After Competition Groups_Demand controlled Circulating Systems
Commercial | Com ¦ Gas Fired Heat Pump | 2020 | Economic | million_m3 | After Competition Groups | 14.8213 | 0 | 0 | 1354.1353 | 0.010945 | 18 | Commercial_2020_Economic_million_m3_After Competition Groups_18 | Gas Fired Heat Pump | 1.095% | 0 | 14.8213 | Commercial_2020_Economic_million_m3_After Competition Groups_Gas Fired Heat Pump
Commercial | Com ¦ Duct Insulation, R8 | 2020 | Economic | million_m3 | After Competition Groups | 12.5399 | 0 | 0 | 1354.1353 | 0.0092604 | 19 | Commercial_2020_Economic_million_m3_After Competition Groups_19 | Duct Insulation, R8 | 0.926% | 0 | 12.5399 | Commercial_2020_Economic_million_m3_After Competition Groups_Duct Insulation, R8
Commercial | Com ¦ Condensing Unit Heaters or other Efficient Unit Heating System | 2020 | Economic | million_m3 | After Competition Groups | 10.3956 | 0 | 0 | 1354.1353 | 0.0076769 | 20 | Commercial_2020_Economic_million_m3_After Competition Groups_20 | Condensing Unit Heaters or other Efficient Unit Heating System | 0.7677% | 0 | 10.3956 | Commercial_2020_Economic_million_m3_After Competition Groups_Condensing Unit Heaters or other Efficient Unit Heating System
Commercial | Com ¦ Ozone Laundry Treatment | 2020 | Economic | million_m3 | After Competition Groups | 7.0675 | 0 | 0 | 1354.1353 | 0.0052192 | 21 | Commercial_2020_Economic_million_m3_After Competition Groups_21 | Ozone Laundry Treatment | 0.5219% | 0 | 7.0675 | Commercial_2020_Economic_million_m3_After Competition Groups_Ozone Laundry Treatment
Commercial | Com ¦ ENERGY STAR Dishwasher | 2020 | Economic | million_m3 | After Competition Groups | 2.5064 | 0 | 0 | 1354.1353 | 0.0018509 | 22 | Commercial_2020_Economic_million_m3_After Competition Groups_22 | ENERGY STAR Dishwasher | 0.1851% | 0 | 2.5064 | Commercial_2020_Economic_million_m3_After Competition Groups_ENERGY STAR Dishwasher
Commercial | Com ¦ Heat Recovery Ventilator | 2020 | Economic | million_m3 | After Competition Groups | 2.1638 | 0 | 0 | 1354.1353 | 0.0015979 | 23 | Commercial_2020_Economic_million_m3_After Competition Groups_23 | Heat Recovery Ventilator | 0.1598% | 0 | 2.1638 | Commercial_2020_Economic_million_m3_After Competition Groups_Heat Recovery Ventilator
Commercial | Com ¦ ENERGY STAR Fryer (84% eff) | 2020 | Economic | million_m3 | After Competition Groups | 1.7716 | 0 | 0 | 1354.1353 | 0.0013083 | 24 | Commercial_2020_Economic_million_m3_After Competition Groups_24 | ENERGY STAR Fryer (84% eff) | 0.1308% | 0 | 1.7716 | Commercial_2020_Economic_million_m3_After Competition Groups_ENERGY STAR Fryer (84% eff)
Commercial | Com ¦ Infrared Heaters | 2020 | Economic | million_m3 | After Competition Groups | 1.6553 | 0 | 0 | 1354.1353 | 0.0012224 | 25 | Commercial_2020_Economic_million_m3_After Competition Groups_25 | Infrared Heaters | 0.1222% | 0 | 1.6553 | Commercial_2020_Economic_million_m3_After Competition Groups_Infrared Heaters
Commercial | Com ¦ Energy Recovery Ventilation and Ventilation (Enhanced) | 2020 | Economic | million_m3 | After Competition Groups | 1.538 | 0 | 0 | 1354.1353 | 0.0011358 | 26 | Commercial_2020_Economic_million_m3_After Competition Groups_26 | Energy Recovery Ventilation and Ventilation (Enhanced) | 0.1136% | 0 | 1.538 | Commercial_2020_Economic_million_m3_After Competition Groups_Energy Recovery Ventilation and Ventilation (Enhanced)
Commercial | Com ¦ High Efficiency Underfired Broilers | 2020 | Economic | million_m3 | After Competition Groups | 1.5024 | 0 | 0 | 1354.1353 | 0.0011095 | 27 | Commercial_2020_Economic_million_m3_After Competition Groups_27 | High Efficiency Underfired Broilers | 0.1109% | 0 | 1.5024 | Commercial_2020_Economic_million_m3_After Competition Groups_High Efficiency Underfired Broilers
Commercial | Com ¦ Drain Water Heat Recovery (DWHR) ¦ Retro | 2020 | Economic | million_m3 | After Competition Groups | 1.3269 | 0 | 0 | 1354.1353 | 0.00097987 | 28 | Commercial_2020_Economic_million_m3_After Competition Groups_28 | Drain Water Heat Recovery (DWHR) ¦ Retro | 0.09799% | 0 | 1.3269 | Commercial_2020_Economic_million_m3_After Competition Groups_Drain Water Heat Recovery (DWHR) ¦ Retro
Commercial | Com ¦ ENERGY STAR Griddle (74% eff) | 2020 | Economic | million_m3 | After Competition Groups | 1.1487 | 0 | 0 | 1354.1353 | 0.0008483 | 29 | Commercial_2020_Economic_million_m3_After Competition Groups_29 | ENERGY STAR Griddle (74% eff) | 0.08483% | 0 | 1.1487 | Commercial_2020_Economic_million_m3_After Competition Groups_ENERGY STAR Griddle (74% eff)
Commercial | Com ¦ CEE Tier 2/Energy Star Clothes Washers | 2020 | Economic | million_m3 | After Competition Groups | 0.33201 | 0 | 0 | 1354.1353 | 0.00024518 | 30 | Commercial_2020_Economic_million_m3_After Competition Groups_30 | CEE Tier 2/Energy Star Clothes Washers | 0.02452% | 0 | 0.33201 | Commercial_2020_Economic_million_m3_After Competition Groups_CEE Tier 2/Energy Star Clothes Washers
Commercial | Com ¦ Low Flow Pre-Rinse Spray Nozzle | 2020 | Economic | million_m3 | After Competition Groups | 0.26271 | 0 | 0 | 1354.1353 | 0.00019401 | 31 | Commercial_2020_Economic_million_m3_After Competition Groups_31 | Low Flow Pre-Rinse Spray Nozzle | 0.0194% | 0 | 0.26271 | Commercial_2020_Economic_million_m3_After Competition Groups_Low Flow Pre-Rinse Spray Nozzle
Commercial | Com ¦ Air Curtains | 2020 | Economic | million_m3 | After Competition Groups | 0.13001 | 0 | 0 | 1354.1353 | 9.601e-05 | 32 | Commercial_2020_Economic_million_m3_After Competition Groups_32 | Air Curtains | 0.009601% | 0 | 0.13001 | Commercial_2020_Economic_million_m3_After Competition Groups_Air Curtains
Commercial | Com ¦ ENERGY STAR Steam Cooker | 2020 | Economic | million_m3 | After Competition Groups | 0.12674 | 0 | 0 | 1354.1353 | 9.3597e-05 | 33 | Commercial_2020_Economic_million_m3_After Competition Groups_33 | ENERGY STAR Steam Cooker | 0.00936% | 0 | 0.12674 | Commercial_2020_Economic_million_m3_After Competition Groups_ENERGY STAR Steam Cooker
Commercial | Com ¦ Drain Water Heat Recovery (DWHR) ¦New | 2020 | Economic | million_m3 | After Competition Groups | 0.091071 | 0 | 0 | 1354.1353 | 6.7254e-05 | 34 | Commercial_2020_Economic_million_m3_After Competition Groups_34 | Drain Water Heat Recovery (DWHR) ¦New | 0.006725% | 0 | 0.091071 | Commercial_2020_Economic_million_m3_After Competition Groups_Drain Water Heat Recovery (DWHR) ¦New
Commercial | Com ¦ Solar Water Preheat (Pools/DHW) | 2020 | Economic | million_m3 | After Competition Groups | 0.053401 | 0 | 0 | 1354.1353 | 3.9435e-05 | 35 | Commercial_2020_Economic_million_m3_After Competition Groups_35 | Solar Water Preheat (Pools/DHW) | 0.003944% | 0 | 0.053401 | Commercial_2020_Economic_million_m3_After Competition Groups_Solar Water Preheat (Pools/DHW)
Commercial | Com ¦ Gas Heat Pump Water Heater | 2020 | Economic | million_m3 | After Competition Groups | 0 | 0 | 0 | 1354.1353 | 0 | 36 | Commercial_2020_Economic_million_m3_After Competition Groups_36 | Gas Heat Pump Water Heater | 0% | 0 | 0 | Commercial_2020_Economic_million_m3_After Competition Groups_Gas Heat Pump Water Heater
Commercial | Com ¦ Boilers - Advanced Controls (Steam Systems) | 2020 | SC A | million_m3 | After Competition Groups | 9.5246 | 2405068.6696 | 2.4051 | 60.7634 | 0.15675 | 1 | Commercial_2020_SC A_million_m3_After Competition Groups_1 | Boilers - Advanced Controls (Steam Systems) | 15.67% | 2.4051 | 9.5246 | Commercial_2020_SC A_million_m3_After Competition Groups_Boilers - Advanced Controls (Steam Systems)
Commercial | Com ¦ Adaptive Thermostats | 2020 | SC A | million_m3 | After Competition Groups | 7.498 | 1261182.928 | 1.2612 | 60.7634 | 0.1234 | 2 | Commercial_2020_SC A_million_m3_After Competition Groups_2 | Adaptive Thermostats | 12.34% | 1.2612 | 7.498 | Commercial_2020_SC A_million_m3_After Competition Groups_Adaptive Thermostats
Commercial | Com ¦ Demand Control Ventilation | 2020 | SC A | million_m3 | After Competition Groups | 5.9637 | 1791456.2864 | 1.7915 | 60.7634 | 0.098147 | 3 | Commercial_2020_SC A_million_m3_After Competition Groups_3 | Demand Control Ventilation | 9.815% | 1.7915 | 5.9637 | Commercial_2020_SC A_million_m3_After Competition Groups_Demand Control Ventilation
Commercial | Com ¦ Building Recommissioning, Operations and Maintenance (O&M) Improvements | 2020 | SC A | million_m3 | After Competition Groups | 5.4529 | 1171212.4666 | 1.1712 | 60.7634 | 0.08974 | 4 | Commercial_2020_SC A_million_m3_After Competition Groups_4 | Building Recommissioning, Operations and Maintenance (O&M) Improvements | 8.974% | 1.1712 | 5.4529 | Commercial_2020_SC A_million_m3_After Competition Groups_Building Recommissioning, Operations and Maintenance (O&M) Improvements
Commercial | Com ¦ Air Handler with Dedicated Outdoor Air Systems | 2020 | SC A | million_m3 | After Competition Groups | 3.3271 | 1133378.6552 | 1.1334 | 60.7634 | 0.054755 | 5 | Commercial_2020_SC A_million_m3_After Competition Groups_5 | Air Handler with Dedicated Outdoor Air Systems | 5.476% | 1.1334 | 3.3271 | Commercial_2020_SC A_million_m3_After Competition Groups_Air Handler with Dedicated Outdoor Air Systems
Commercial | Com ¦ Condensing Boiler ¦ Std | 2020 | SC A | million_m3 | After Competition Groups | 3.247 | 1502211.7582 | 1.5022 | 60.7634 | 0.053436 | 6 | Commercial_2020_SC A_million_m3_After Competition Groups_6 | Condensing Boiler ¦ Std | 5.344% | 1.5022 | 3.247 | Commercial_2020_SC A_million_m3_After Competition Groups_Condensing Boiler ¦ Std
Commercial | Com ¦ Advanced BAS/Controllers | 2020 | SC A | million_m3 | After Competition Groups | 3.1964 | 928944.2427 | 0.92894 | 60.7634 | 0.052604 | 7 | Commercial_2020_SC A_million_m3_After Competition Groups_7 | Advanced BAS/Controllers | 5.26% | 0.92894 | 3.1964 | Commercial_2020_SC A_million_m3_After Competition Groups_Advanced BAS/Controllers
Commercial | Com ¦ Condensing Make Up Air Unit | 2020 | SC A | million_m3 | After Competition Groups | 2.8462 | 1131819.4678 | 1.1318 | 60.7634 | 0.04684 | 8 | Commercial_2020_SC A_million_m3_After Competition Groups_8 | Condensing Make Up Air Unit | 4.684% | 1.1318 | 2.8462 | Commercial_2020_SC A_million_m3_After Competition Groups_Condensing Make Up Air Unit
Commercial | Com ¦ Gas Fired Heat Pump | 2020 | SC A | million_m3 | After Competition Groups | 2.8025 | 797447.3605 | 0.79745 | 60.7634 | 0.046122 | 9 | Commercial_2020_SC A_million_m3_After Competition Groups_9 | Gas Fired Heat Pump | 4.612% | 0.79745 | 2.8025 | Commercial_2020_SC A_million_m3_After Competition Groups_Gas Fired Heat Pump
Commercial | Com ¦ Steam System Optimization | 2020 | SC A | million_m3 | After Competition Groups | 2.4178 | 105752.7565 | 0.10575 | 60.7634 | 0.039791 | 10 | Commercial_2020_SC A_million_m3_After Competition Groups_10 | Steam System Optimization | 3.979% | 0.10575 | 2.4178 | Commercial_2020_SC A_million_m3_After Competition Groups_Steam System Optimization
Commercial | Com ¦ Destratification | 2020 | SC A | million_m3 | After Competition Groups | 2.3727 | 825276.6185 | 0.82528 | 60.7634 | 0.039048 | 11 | Commercial_2020_SC A_million_m3_After Competition Groups_11 | Destratification | 3.905% | 0.82528 | 2.3727 | Commercial_2020_SC A_million_m3_After Competition Groups_Destratification
Commercial | Com ¦ Demand Control Kitchen Ventilation | 2020 | SC A | million_m3 | After Competition Groups | 2.3369 | 722873.6386 | 0.72287 | 60.7634 | 0.038459 | 12 | Commercial_2020_SC A_million_m3_After Competition Groups_12 | Demand Control Kitchen Ventilation | 3.846% | 0.72287 | 2.3369 | Commercial_2020_SC A_million_m3_After Competition Groups_Demand Control Kitchen Ventilation
Commercial | Com ¦ Furnace Tune-Up | 2020 | SC A | million_m3 | After Competition Groups | 2.2538 | 47485.1419 | 0.047485 | 60.7634 | 0.037091 | 13 | Commercial_2020_SC A_million_m3_After Competition Groups_13 | Furnace Tune-Up | 3.709% | 0.047485 | 2.2538 | Commercial_2020_SC A_million_m3_After Competition Groups_Furnace Tune-Up
Commercial | Com ¦ Wall Insulation | 2020 | SC A | million_m3 | After Competition Groups | 1.2757 | 302001.7184 | 0.302 | 60.7634 | 0.020994 | 14 | Commercial_2020_SC A_million_m3_After Competition Groups_14 | Wall Insulation | 2.099% | 0.302 | 1.2757 | Commercial_2020_SC A_million_m3_After Competition Groups_Wall Insulation
Commercial | Com ¦ Education and Capacity Building/Energy Behavior | 2020 | SC A | million_m3 | After Competition Groups | 1.1276 | 1391320.3075 | 1.3913 | 60.7634 | 0.018558 | 15 | Commercial_2020_SC A_million_m3_After Competition Groups_15 | Education and Capacity Building/Energy Behavior | 1.856% | 1.3913 | 1.1276 | Commercial_2020_SC A_million_m3_After Competition Groups_Education and Capacity Building/Energy Behavior
Commercial | Com ¦ Condensing Unit Heaters or other Efficient Unit Heating System | 2020 | SC A | million_m3 | After Competition Groups | 0.86736 | 345985.7943 | 0.34599 | 60.7634 | 0.014274 | 16 | Commercial_2020_SC A_million_m3_After Competition Groups_16 | Condensing Unit Heaters or other Efficient Unit Heating System | 1.427% | 0.34599 | 0.86736 | Commercial_2020_SC A_million_m3_After Competition Groups_Condensing Unit Heaters or other Efficient Unit Heating System
Commercial | Com ¦ Gas Fired Rooftop Units | 2020 | SC A | million_m3 | After Competition Groups | 0.75294 | 177431.8407 | 0.17743 | 60.7634 | 0.012391 | 17 | Commercial_2020_SC A_million_m3_After Competition Groups_17 | Gas Fired Rooftop Units | 1.239% | 0.17743 | 0.75294 | Commercial_2020_SC A_million_m3_After Competition Groups_Gas Fired Rooftop Units
Commercial | Com ¦ Demand controlled Circulating Systems | 2020 | SC A | million_m3 | After Competition Groups | 0.63715 | 152790.6872 | 0.15279 | 60.7634 | 0.010486 | 18 | Commercial_2020_SC A_million_m3_After Competition Groups_18 | Demand controlled Circulating Systems | 1.049% | 0.15279 | 0.63715 | Commercial_2020_SC A_million_m3_After Competition Groups_Demand controlled Circulating Systems
Commercial | Com ¦ ENERGY STAR Fryer (84% eff) | 2020 | SC A | million_m3 | After Competition Groups | 0.56044 | 159397.6768 | 0.1594 | 60.7634 | 0.0092234 | 19 | Commercial_2020_SC A_million_m3_After Competition Groups_19 | ENERGY STAR Fryer (84% eff) | 0.9223% | 0.1594 | 0.56044 | Commercial_2020_SC A_million_m3_After Competition Groups_ENERGY STAR Fryer (84% eff)
Commercial | Com ¦ High Efficiency Underfired Broilers | 2020 | SC A | million_m3 | After Competition Groups | 0.5337 | 137044.8462 | 0.13704 | 60.7634 | 0.0087832 | 20 | Commercial_2020_SC A_million_m3_After Competition Groups_20 | High Efficiency Underfired Broilers | 0.8783% | 0.13704 | 0.5337 | Commercial_2020_SC A_million_m3_After Competition Groups_High Efficiency Underfired Broilers
Commercial | Com ¦ Duct Insulation, R8 | 2020 | SC A | million_m3 | After Competition Groups | 0.44351 | 169426.7751 | 0.16943 | 60.7634 | 0.007299 | 21 | Commercial_2020_SC A_million_m3_After Competition Groups_21 | Duct Insulation, R8 | 0.7299% | 0.16943 | 0.44351 | Commercial_2020_SC A_million_m3_After Competition Groups_Duct Insulation, R8
Commercial | Com ¦ Energy Efficient Laboratory Fume Hood | 2020 | SC A | million_m3 | After Competition Groups | 0.32966 | 141180.918 | 0.14118 | 60.7634 | 0.0054253 | 22 | Commercial_2020_SC A_million_m3_After Competition Groups_22 | Energy Efficient Laboratory Fume Hood | 0.5425% | 0.14118 | 0.32966 | Commercial_2020_SC A_million_m3_After Competition Groups_Energy Efficient Laboratory Fume Hood
Commercial | Com ¦ Ozone Laundry Treatment | 2020 | SC A | million_m3 | After Competition Groups | 0.21516 | 73340.2557 | 0.07334 | 60.7634 | 0.0035409 | 23 | Commercial_2020_SC A_million_m3_After Competition Groups_23 | Ozone Laundry Treatment | 0.3541% | 0.07334 | 0.21516 | Commercial_2020_SC A_million_m3_After Competition Groups_Ozone Laundry Treatment
Commercial | Com ¦ ENERGY STAR Griddle (74% eff) | 2020 | SC A | million_m3 | After Competition Groups | 0.20759 | 71989.7268 | 0.07199 | 60.7634 | 0.0034163 | 24 | Commercial_2020_SC A_million_m3_After Competition Groups_24 | ENERGY STAR Griddle (74% eff) | 0.3416% | 0.07199 | 0.20759 | Commercial_2020_SC A_million_m3_After Competition Groups_ENERGY STAR Griddle (74% eff)
Commercial | Com ¦ ENERGY STAR Dishwasher | 2020 | SC A | million_m3 | After Competition Groups | 0.1922 | 66240.4285 | 0.06624 | 60.7634 | 0.0031631 | 25 | Commercial_2020_SC A_million_m3_After Competition Groups_25 | ENERGY STAR Dishwasher | 0.3163% | 0.06624 | 0.1922 | Commercial_2020_SC A_million_m3_After Competition Groups_ENERGY STAR Dishwasher
Commercial | Com ¦ CEE Tier 2/Energy Star Clothes Washers | 2020 | SC A | million_m3 | After Competition Groups | 0.098401 | 19070.8118 | 0.019071 | 60.7634 | 0.0016194 | 26 | Commercial_2020_SC A_million_m3_After Competition Groups_26 | CEE Tier 2/Energy Star Clothes Washers | 0.1619% | 0.019071 | 0.098401 | Commercial_2020_SC A_million_m3_After Competition Groups_CEE Tier 2/Energy Star Clothes Washers
Commercial | Com ¦ Infrared Heaters | 2020 | SC A | million_m3 | After Competition Groups | 0.072994 | 30005.0231 | 0.030005 | 60.7634 | 0.0012013 | 27 | Commercial_2020_SC A_million_m3_After Competition Groups_27 | Infrared Heaters | 0.1201% | 0.030005 | 0.072994 | Commercial_2020_SC A_million_m3_After Competition Groups_Infrared Heaters
Commercial | Com ¦ ENERGY STAR Steam Cooker | 2020 | SC A | million_m3 | After Competition Groups | 0.05986 | 13282.1756 | 0.013282 | 60.7634 | 0.00098513 | 28 | Commercial_2020_SC A_million_m3_After Competition Groups_28 | ENERGY STAR Steam Cooker | 0.09851% | 0.013282 | 0.05986 | Commercial_2020_SC A_million_m3_After Competition Groups_ENERGY STAR Steam Cooker
Commercial | Com ¦ Drain Water Heat Recovery (DWHR) ¦ Retro | 2020 | SC A | million_m3 | After Competition Groups | 0.057299 | 14471.7517 | 0.014472 | 60.7634 | 0.00094298 | 29 | Commercial_2020_SC A_million_m3_After Competition Groups_29 | Drain Water Heat Recovery (DWHR) ¦ Retro | 0.0943% | 0.014472 | 0.057299 | Commercial_2020_SC A_million_m3_After Competition Groups_Drain Water Heat Recovery (DWHR) ¦ Retro
Commercial | Com ¦ Low Flow Pre-Rinse Spray Nozzle | 2020 | SC A | million_m3 | After Competition Groups | 0.056243 | 8235.435 | 0.0082354 | 60.7634 | 0.00092561 | 30 | Commercial_2020_SC A_million_m3_After Competition Groups_30 | Low Flow Pre-Rinse Spray Nozzle | 0.09256% | 0.0082354 | 0.056243 | Commercial_2020_SC A_million_m3_After Competition Groups_Low Flow Pre-Rinse Spray Nozzle
Commercial | Com ¦ Energy Recovery Ventilation and Ventilation (Enhanced) | 2020 | SC A | million_m3 | After Competition Groups | 0.020182 | 8043.2017 | 0.0080432 | 60.7634 | 0.00033214 | 31 | Commercial_2020_SC A_million_m3_After Competition Groups_31 | Energy Recovery Ventilation and Ventilation (Enhanced) | 0.03321% | 0.0080432 | 0.020182 | Commercial_2020_SC A_million_m3_After Competition Groups_Energy Recovery Ventilation and Ventilation (Enhanced)
Commercial | Com ¦ Drain Water Heat Recovery (DWHR) ¦New | 2020 | SC A | million_m3 | After Competition Groups | 0.0091493 | 2122.5963 | 0.0021226 | 60.7634 | 0.00015057 | 32 | Commercial_2020_SC A_million_m3_After Competition Groups_32 | Drain Water Heat Recovery (DWHR) ¦New | 0.01506% | 0.0021226 | 0.0091493 | Commercial_2020_SC A_million_m3_After Competition Groups_Drain Water Heat Recovery (DWHR) ¦New
Commercial | Com ¦ Heat Recovery Ventilator | 2020 | SC A | million_m3 | After Competition Groups | 0.0062392 | 3879.3395 | 0.0038793 | 60.7634 | 0.00010268 | 33 | Commercial_2020_SC A_million_m3_After Competition Groups_33 | Heat Recovery Ventilator | 0.01027% | 0.0038793 | 0.0062392 | Commercial_2020_SC A_million_m3_After Competition Groups_Heat Recovery Ventilator
Commercial | Com ¦ Solar Water Preheat (Pools/DHW) | 2020 | SC A | million_m3 | After Competition Groups | 0.00036926 | 191.3613 | 0.00019136 | 60.7634 | 6.0769e-06 | 34 | Commercial_2020_SC A_million_m3_After Competition Groups_34 | Solar Water Preheat (Pools/DHW) | 0.0006077% | 0.00019136 | 0.00036926 | Commercial_2020_SC A_million_m3_After Competition Groups_Solar Water Preheat (Pools/DHW)
Commercial | Com ¦ Air Curtains | 2020 | SC A | million_m3 | After Competition Groups | 1.0527e-05 | 4.8512 | 4.8512e-06 | 60.7634 | 1.7325e-07 | 35 | Commercial_2020_SC A_million_m3_After Competition Groups_35 | Air Curtains | 1.733e-05% | 4.8512e-06 | 1.0527e-05 | Commercial_2020_SC A_million_m3_After Competition Groups_Air Curtains
Commercial | Com ¦ Gas Heat Pump Water Heater | 2020 | SC A | million_m3 | After Competition Groups | 0 | 0 | 0 | 60.7634 | 0 | 36 | Commercial_2020_SC A_million_m3_After Competition Groups_36 | Gas Heat Pump Water Heater | 0% | 0 | 0 | Commercial_2020_SC A_million_m3_After Competition Groups_Gas Heat Pump Water Heater
Commercial | Com ¦ Adaptive Thermostats | 2020 | SC B | million_m3 | After Competition Groups | 16.092 | 2656602.5904 | 2.6566 | 118.0496 | 0.13632 | 1 | Commercial_2020_SC B_million_m3_After Competition Groups_1 | Adaptive Thermostats | 13.63% | 2.6566 | 16.092 | Commercial_2020_SC B_million_m3_After Competition Groups_Adaptive Thermostats
Commercial | Com ¦ Demand Control Ventilation | 2020 | SC B | million_m3 | After Competition Groups | 14.5335 | 12612963.8239 | 12.613 | 118.0496 | 0.12311 | 2 | Commercial_2020_SC B_million_m3_After Competition Groups_2 | Demand Control Ventilation | 12.31% | 12.613 | 14.5335 | Commercial_2020_SC B_million_m3_After Competition Groups_Demand Control Ventilation
Commercial | Com ¦ Air Handler with Dedicated Outdoor Air Systems | 2020 | SC B | million_m3 | After Competition Groups | 11.7765 | 14398333.4006 | 14.3983 | 118.0496 | 0.099759 | 3 | Commercial_2020_SC B_million_m3_After Competition Groups_3 | Air Handler with Dedicated Outdoor Air Systems | 9.976% | 14.3983 | 11.7765 | Commercial_2020_SC B_million_m3_After Competition Groups_Air Handler with Dedicated Outdoor Air Systems
Commercial | Com ¦ Boilers - Advanced Controls (Steam Systems) | 2020 | SC B | million_m3 | After Competition Groups | 9.5245 | 2404805.0562 | 2.4048 | 118.0496 | 0.080682 | 4 | Commercial_2020_SC B_million_m3_After Competition Groups_4 | Boilers - Advanced Controls (Steam Systems) | 8.068% | 2.4048 | 9.5245 | Commercial_2020_SC B_million_m3_After Competition Groups_Boilers - Advanced Controls (Steam Systems)
Commercial | Com ¦ Steam System Optimization | 2020 | SC B | million_m3 | After Competition Groups | 6.4233 | 284451.0849 | 0.28445 | 118.0496 | 0.054412 | 5 | Commercial_2020_SC B_million_m3_After Competition Groups_5 | Steam System Optimization | 5.441% | 0.28445 | 6.4233 | Commercial_2020_SC B_million_m3_After Competition Groups_Steam System Optimization
Commercial | Com ¦ Destratification | 2020 | SC B | million_m3 | After Competition Groups | 6.3222 | 2322456.6504 | 2.3225 | 118.0496 | 0.053556 | 6 | Commercial_2020_SC B_million_m3_After Competition Groups_6 | Destratification | 5.356% | 2.3225 | 6.3222 | Commercial_2020_SC B_million_m3_After Competition Groups_Destratification
Commercial | Com ¦ Condensing Boiler ¦ Std | 2020 | SC B | million_m3 | After Competition Groups | 6.0986 | 8463601.1474 | 8.4636 | 118.0496 | 0.051661 | 7 | Commercial_2020_SC B_million_m3_After Competition Groups_7 | Condensing Boiler ¦ Std | 5.166% | 8.4636 | 6.0986 | Commercial_2020_SC B_million_m3_After Competition Groups_Condensing Boiler ¦ Std
Commercial | Com ¦ Furnace Tune-Up | 2020 | SC B | million_m3 | After Competition Groups | 5.9869 | 127703.3712 | 0.1277 | 118.0496 | 0.050715 | 8 | Commercial_2020_SC B_million_m3_After Competition Groups_8 | Furnace Tune-Up | 5.072% | 0.1277 | 5.9869 | Commercial_2020_SC B_million_m3_After Competition Groups_Furnace Tune-Up
Commercial | Com ¦ Building Recommissioning, Operations and Maintenance (O&M) Improvements | 2020 | SC B | million_m3 | After Competition Groups | 5.9856 | 4379270.3815 | 4.3793 | 118.0496 | 0.050704 | 9 | Commercial_2020_SC B_million_m3_After Competition Groups_9 | Building Recommissioning, Operations and Maintenance (O&M) Improvements | 5.07% | 4.3793 | 5.9856 | Commercial_2020_SC B_million_m3_After Competition Groups_Building Recommissioning, Operations and Maintenance (O&M) Improvements
Commercial | Com ¦ Education and Capacity Building/Energy Behavior | 2020 | SC B | million_m3 | After Competition Groups | 5.6381 | 6956601.5373 | 6.9566 | 118.0496 | 0.047761 | 10 | Commercial_2020_SC B_million_m3_After Competition Groups_10 | Education and Capacity Building/Energy Behavior | 4.776% | 6.9566 | 5.6381 | Commercial_2020_SC B_million_m3_After Competition Groups_Education and Capacity Building/Energy Behavior
Commercial | Com ¦ Demand Control Kitchen Ventilation | 2020 | SC B | million_m3 | After Competition Groups | 5.0741 | 2805161.9421 | 2.8052 | 118.0496 | 0.042983 | 11 | Commercial_2020_SC B_million_m3_After Competition Groups_11 | Demand Control Kitchen Ventilation | 4.298% | 2.8052 | 5.0741 | Commercial_2020_SC B_million_m3_After Competition Groups_Demand Control Kitchen Ventilation
Commercial | Com ¦ Advanced BAS/Controllers | 2020 | SC B | million_m3 | After Competition Groups | 3.3911 | 2513998.9036 | 2.514 | 118.0496 | 0.028726 | 12 | Commercial_2020_SC B_million_m3_After Competition Groups_12 | Advanced BAS/Controllers | 2.873% | 2.514 | 3.3911 | Commercial_2020_SC B_million_m3_After Competition Groups_Advanced BAS/Controllers
Commercial | Com ¦ Wall Insulation | 2020 | SC B | million_m3 | After Competition Groups | 3.389 | 812322.9819 | 0.81232 | 118.0496 | 0.028708 | 13 | Commercial_2020_SC B_million_m3_After Competition Groups_13 | Wall Insulation | 2.871% | 0.81232 | 3.389 | Commercial_2020_SC B_million_m3_After Competition Groups_Wall Insulation
Commercial | Com ¦ Gas Fired Heat Pump | 2020 | SC B | million_m3 | After Competition Groups | 3.2747 | 1782921.0372 | 1.7829 | 118.0496 | 0.02774 | 14 | Commercial_2020_SC B_million_m3_After Competition Groups_14 | Gas Fired Heat Pump | 2.774% | 1.7829 | 3.2747 | Commercial_2020_SC B_million_m3_After Competition Groups_Gas Fired Heat Pump
Commercial | Com ¦ Condensing Make Up Air Unit | 2020 | SC B | million_m3 | After Competition Groups | 3.0473 | 1406874.8654 | 1.4069 | 118.0496 | 0.025813 | 15 | Commercial_2020_SC B_million_m3_After Competition Groups_15 | Condensing Make Up Air Unit | 2.581% | 1.4069 | 3.0473 | Commercial_2020_SC B_million_m3_After Competition Groups_Condensing Make Up Air Unit
Commercial | Com ¦ Energy Efficient Laboratory Fume Hood | 2020 | SC B | million_m3 | After Competition Groups | 2.1247 | 3338652.9233 | 3.3387 | 118.0496 | 0.017999 | 16 | Commercial_2020_SC B_million_m3_After Competition Groups_16 | Energy Efficient Laboratory Fume Hood | 1.8% | 3.3387 | 2.1247 | Commercial_2020_SC B_million_m3_After Competition Groups_Energy Efficient Laboratory Fume Hood
Commercial | Com ¦ Demand controlled Circulating Systems | 2020 | SC B | million_m3 | After Competition Groups | 1.7804 | 639472.9931 | 0.63947 | 118.0496 | 0.015082 | 17 | Commercial_2020_SC B_million_m3_After Competition Groups_17 | Demand controlled Circulating Systems | 1.508% | 0.63947 | 1.7804 | Commercial_2020_SC B_million_m3_After Competition Groups_Demand controlled Circulating Systems
Commercial | Com ¦ Duct Insulation, R8 | 2020 | SC B | million_m3 | After Competition Groups | 1.3817 | 1036423.4146 | 1.0364 | 118.0496 | 0.011705 | 18 | Commercial_2020_SC B_million_m3_After Competition Groups_18 | Duct Insulation, R8 | 1.17% | 1.0364 | 1.3817 | Commercial_2020_SC B_million_m3_After Competition Groups_Duct Insulation, R8
Commercial | Com ¦ Condensing Unit Heaters or other Efficient Unit Heating System | 2020 | SC B | million_m3 | After Competition Groups | 1.254 | 1276385.309 | 1.2764 | 118.0496 | 0.010623 | 19 | Commercial_2020_SC B_million_m3_After Competition Groups_19 | Condensing Unit Heaters or other Efficient Unit Heating System | 1.062% | 1.2764 | 1.254 | Commercial_2020_SC B_million_m3_After Competition Groups_Condensing Unit Heaters or other Efficient Unit Heating System
Commercial | Com ¦ Gas Fired Rooftop Units | 2020 | SC B | million_m3 | After Competition Groups | 1.1672 | 343987.4772 | 0.34399 | 118.0496 | 0.0098875 | 20 | Commercial_2020_SC B_million_m3_After Competition Groups_20 | Gas Fired Rooftop Units | 0.9887% | 0.34399 | 1.1672 | Commercial_2020_SC B_million_m3_After Competition Groups_Gas Fired Rooftop Units
Commercial | Com ¦ ENERGY STAR Fryer (84% eff) | 2020 | SC B | million_m3 | After Competition Groups | 0.83656 | 747330.0325 | 0.74733 | 118.0496 | 0.0070865 | 21 | Commercial_2020_SC B_million_m3_After Competition Groups_21 | ENERGY STAR Fryer (84% eff) | 0.7086% | 0.74733 | 0.83656 | Commercial_2020_SC B_million_m3_After Competition Groups_ENERGY STAR Fryer (84% eff)
Commercial | Com ¦ Ozone Laundry Treatment | 2020 | SC B | million_m3 | After Competition Groups | 0.78731 | 831671.6422 | 0.83167 | 118.0496 | 0.0066694 | 22 | Commercial_2020_SC B_million_m3_After Competition Groups_22 | Ozone Laundry Treatment | 0.6669% | 0.83167 | 0.78731 | Commercial_2020_SC B_million_m3_After Competition Groups_Ozone Laundry Treatment
Commercial | Com ¦ High Efficiency Underfired Broilers | 2020 | SC B | million_m3 | After Competition Groups | 0.55345 | 146923.3964 | 0.14692 | 118.0496 | 0.0046883 | 23 | Commercial_2020_SC B_million_m3_After Competition Groups_23 | High Efficiency Underfired Broilers | 0.4688% | 0.14692 | 0.55345 | Commercial_2020_SC B_million_m3_After Competition Groups_High Efficiency Underfired Broilers
Commercial | Com ¦ ENERGY STAR Griddle (74% eff) | 2020 | SC B | million_m3 | After Competition Groups | 0.54839 | 716818.1245 | 0.71682 | 118.0496 | 0.0046454 | 24 | Commercial_2020_SC B_million_m3_After Competition Groups_24 | ENERGY STAR Griddle (74% eff) | 0.4645% | 0.71682 | 0.54839 | Commercial_2020_SC B_million_m3_After Competition Groups_ENERGY STAR Griddle (74% eff)
Commercial | Com ¦ ENERGY STAR Dishwasher | 2020 | SC B | million_m3 | After Competition Groups | 0.23732 | 253610.4399 | 0.25361 | 118.0496 | 0.0020103 | 25 | Commercial_2020_SC B_million_m3_After Competition Groups_25 | ENERGY STAR Dishwasher | 0.201% | 0.25361 | 0.23732 | Commercial_2020_SC B_million_m3_After Competition Groups_ENERGY STAR Dishwasher
Commercial | Com ¦ Drain Water Heat Recovery (DWHR) ¦ Retro | 2020 | SC B | million_m3 | After Competition Groups | 0.15227 | 39015.1251 | 0.039015 | 118.0496 | 0.0012899 | 26 | Commercial_2020_SC B_million_m3_After Competition Groups_26 | Drain Water Heat Recovery (DWHR) ¦ Retro | 0.129% | 0.039015 | 0.15227 | Commercial_2020_SC B_million_m3_After Competition Groups_Drain Water Heat Recovery (DWHR) ¦ Retro
Commercial | Com ¦ Heat Recovery Ventilator | 2020 | SC B | million_m3 | After Competition Groups | 0.14503 | 360347.8965 | 0.36035 | 118.0496 | 0.0012286 | 27 | Commercial_2020_SC B_million_m3_After Competition Groups_27 | Heat Recovery Ventilator | 0.1229% | 0.36035 | 0.14503 | Commercial_2020_SC B_million_m3_After Competition Groups_Heat Recovery Ventilator
Commercial | Com ¦ Energy Recovery Ventilation and Ventilation (Enhanced) | 2020 | SC B | million_m3 | After Competition Groups | 0.13416 | 203865.4184 | 0.20387 | 118.0496 | 0.0011365 | 28 | Commercial_2020_SC B_million_m3_After Competition Groups_28 | Energy Recovery Ventilation and Ventilation (Enhanced) | 0.1136% | 0.20387 | 0.13416 | Commercial_2020_SC B_million_m3_After Competition Groups_Energy Recovery Ventilation and Ventilation (Enhanced)
Commercial | Com ¦ CEE Tier 2/Energy Star Clothes Washers | 2020 | SC B | million_m3 | After Competition Groups | 0.12191 | 74382.0415 | 0.074382 | 118.0496 | 0.0010327 | 29 | Commercial_2020_SC B_million_m3_After Competition Groups_29 | CEE Tier 2/Energy Star Clothes Washers | 0.1033% | 0.074382 | 0.12191 | Commercial_2020_SC B_million_m3_After Competition Groups_CEE Tier 2/Energy Star Clothes Washers
Commercial | Com ¦ Infrared Heaters | 2020 | SC B | million_m3 | After Competition Groups | 0.11324 | 122777.9662 | 0.12278 | 118.0496 | 0.00095925 | 30 | Commercial_2020_SC B_million_m3_After Competition Groups_30 | Infrared Heaters | 0.09593% | 0.12278 | 0.11324 | Commercial_2020_SC B_million_m3_After Competition Groups_Infrared Heaters
Commercial | Com ¦ Low Flow Pre-Rinse Spray Nozzle | 2020 | SC B | million_m3 | After Competition Groups | 0.068933 | 31681.1046 | 0.031681 | 118.0496 | 0.00058394 | 31 | Commercial_2020_SC B_million_m3_After Competition Groups_31 | Low Flow Pre-Rinse Spray Nozzle | 0.05839% | 0.031681 | 0.068933 | Commercial_2020_SC B_million_m3_After Competition Groups_Low Flow Pre-Rinse Spray Nozzle
Commercial | Com ¦ ENERGY STAR Steam Cooker | 2020 | SC B | million_m3 | After Competition Groups | 0.059859 | 13280.7155 | 0.013281 | 118.0496 | 0.00050707 | 32 | Commercial_2020_SC B_million_m3_After Competition Groups_32 | ENERGY STAR Steam Cooker | 0.05071% | 0.013281 | 0.059859 | Commercial_2020_SC B_million_m3_After Competition Groups_ENERGY STAR Steam Cooker
Commercial | Com ¦ Air Curtains | 2020 | SC B | million_m3 | After Competition Groups | 0.015492 | 26110.4365 | 0.02611 | 118.0496 | 0.00013123 | 33 | Commercial_2020_SC B_million_m3_After Competition Groups_33 | Air Curtains | 0.01312% | 0.02611 | 0.015492 | Commercial_2020_SC B_million_m3_After Competition Groups_Air Curtains
Commercial | Com ¦ Drain Water Heat Recovery (DWHR) ¦New | 2020 | SC B | million_m3 | After Competition Groups | 0.0091493 | 2125.9974 | 0.002126 | 118.0496 | 7.7504e-05 | 34 | Commercial_2020_SC B_million_m3_After Competition Groups_34 | Drain Water Heat Recovery (DWHR) ¦New | 0.00775% | 0.002126 | 0.0091493 | Commercial_2020_SC B_million_m3_After Competition Groups_Drain Water Heat Recovery (DWHR) ¦New
Commercial | Com ¦ Solar Water Preheat (Pools/DHW) | 2020 | SC B | million_m3 | After Competition Groups | 0.0010209 | 743.1894 | 0.00074319 | 118.0496 | 8.6479e-06 | 35 | Commercial_2020_SC B_million_m3_After Competition Groups_35 | Solar Water Preheat (Pools/DHW) | 0.0008648% | 0.00074319 | 0.0010209 | Commercial_2020_SC B_million_m3_After Competition Groups_Solar Water Preheat (Pools/DHW)
Commercial | Com ¦ Gas Heat Pump Water Heater | 2020 | SC B | million_m3 | After Competition Groups | 0 | 0 | 0 | 118.0496 | 0 | 36 | Commercial_2020_SC B_million_m3_After Competition Groups_36 | Gas Heat Pump Water Heater | 0% | 0 | 0 | Commercial_2020_SC B_million_m3_After Competition Groups_Gas Heat Pump Water Heater
Commercial | Com ¦ Boilers - Advanced Controls (Steam Systems) | 2020 | SC C | million_m3 | After Competition Groups | 9.5246 | 2405068.6696 | 2.4051 | 62.6754 | 0.15197 | 1 | Commercial_2020_SC C_million_m3_After Competition Groups_1 | Boilers - Advanced Controls (Steam Systems) | 15.2% | 2.4051 | 9.5246 | Commercial_2020_SC C_million_m3_After Competition Groups_Boilers - Advanced Controls (Steam Systems)
Commercial | Com ¦ Adaptive Thermostats | 2020 | SC C | million_m3 | After Competition Groups | 7.498 | 1261182.928 | 1.2612 | 62.6754 | 0.11963 | 2 | Commercial_2020_SC C_million_m3_After Competition Groups_2 | Adaptive Thermostats | 11.96% | 1.2612 | 7.498 | Commercial_2020_SC C_million_m3_After Competition Groups_Adaptive Thermostats
Commercial | Com ¦ Demand Control Ventilation | 2020 | SC C | million_m3 | After Competition Groups | 6.1839 | 2447128.5248 | 2.4471 | 62.6754 | 0.098666 | 3 | Commercial_2020_SC C_million_m3_After Competition Groups_3 | Demand Control Ventilation | 9.867% | 2.4471 | 6.1839 | Commercial_2020_SC C_million_m3_After Competition Groups_Demand Control Ventilation
Commercial | Com ¦ Building Recommissioning, Operations and Maintenance (O&M) Improvements | 2020 | SC C | million_m3 | After Competition Groups | 5.4844 | 1634340.4535 | 1.6343 | 62.6754 | 0.087505 | 4 | Commercial_2020_SC C_million_m3_After Competition Groups_4 | Building Recommissioning, Operations and Maintenance (O&M) Improvements | 8.751% | 1.6343 | 5.4844 | Commercial_2020_SC C_million_m3_After Competition Groups_Building Recommissioning, Operations and Maintenance (O&M) Improvements
Commercial | Com ¦ Condensing Boiler ¦ Std | 2020 | SC C | million_m3 | After Competition Groups | 3.9755 | 2871131.3573 | 2.8711 | 62.6754 | 0.063429 | 5 | Commercial_2020_SC C_million_m3_After Competition Groups_5 | Condensing Boiler ¦ Std | 6.343% | 2.8711 | 3.9755 | Commercial_2020_SC C_million_m3_After Competition Groups_Condensing Boiler ¦ Std
Commercial | Com ¦ Air Handler with Dedicated Outdoor Air Systems | 2020 | SC C | million_m3 | After Competition Groups | 3.61 | 1916848.5337 | 1.9168 | 62.6754 | 0.057598 | 6 | Commercial_2020_SC C_million_m3_After Competition Groups_6 | Air Handler with Dedicated Outdoor Air Systems | 5.76% | 1.9168 | 3.61 | Commercial_2020_SC C_million_m3_After Competition Groups_Air Handler with Dedicated Outdoor Air Systems
Commercial | Com ¦ Advanced BAS/Controllers | 2020 | SC C | million_m3 | After Competition Groups | 3.2224 | 1260858.856 | 1.2609 | 62.6754 | 0.051414 | 7 | Commercial_2020_SC C_million_m3_After Competition Groups_7 | Advanced BAS/Controllers | 5.141% | 1.2609 | 3.2224 | Commercial_2020_SC C_million_m3_After Competition Groups_Advanced BAS/Controllers
Commercial | Com ¦ Gas Fired Heat Pump | 2020 | SC C | million_m3 | After Competition Groups | 2.9266 | 1139686.9347 | 1.1397 | 62.6754 | 0.046695 | 8 | Commercial_2020_SC C_million_m3_After Competition Groups_8 | Gas Fired Heat Pump | 4.67% | 1.1397 | 2.9266 | Commercial_2020_SC C_million_m3_After Competition Groups_Gas Fired Heat Pump
Commercial | Com ¦ Condensing Make Up Air Unit | 2020 | SC C | million_m3 | After Competition Groups | 2.859 | 1252149.2848 | 1.2521 | 62.6754 | 0.045616 | 9 | Commercial_2020_SC C_million_m3_After Competition Groups_9 | Condensing Make Up Air Unit | 4.562% | 1.2521 | 2.859 | Commercial_2020_SC C_million_m3_After Competition Groups_Condensing Make Up Air Unit
Commercial | Com ¦ Steam System Optimization | 2020 | SC C | million_m3 | After Competition Groups | 2.4178 | 105752.7565 | 0.10575 | 62.6754 | 0.038577 | 10 | Commercial_2020_SC C_million_m3_After Competition Groups_10 | Steam System Optimization | 3.858% | 0.10575 | 2.4178 | Commercial_2020_SC C_million_m3_After Competition Groups_Steam System Optimization
Commercial | Com ¦ Demand Control Kitchen Ventilation | 2020 | SC C | million_m3 | After Competition Groups | 2.3874 | 1030823.8039 | 1.0308 | 62.6754 | 0.038091 | 11 | Commercial_2020_SC C_million_m3_After Competition Groups_11 | Demand Control Kitchen Ventilation | 3.809% | 1.0308 | 2.3874 | Commercial_2020_SC C_million_m3_After Competition Groups_Demand Control Kitchen Ventilation
Commercial | Com ¦ Destratification | 2020 | SC C | million_m3 | After Competition Groups | 2.3802 | 863672.6914 | 0.86367 | 62.6754 | 0.037977 | 12 | Commercial_2020_SC C_million_m3_After Competition Groups_12 | Destratification | 3.798% | 0.86367 | 2.3802 | Commercial_2020_SC C_million_m3_After Competition Groups_Destratification
Commercial | Com ¦ Furnace Tune-Up | 2020 | SC C | million_m3 | After Competition Groups | 2.2538 | 47485.1419 | 0.047485 | 62.6754 | 0.03596 | 13 | Commercial_2020_SC C_million_m3_After Competition Groups_13 | Furnace Tune-Up | 3.596% | 0.047485 | 2.2538 | Commercial_2020_SC C_million_m3_After Competition Groups_Furnace Tune-Up
Commercial | Com ¦ Wall Insulation | 2020 | SC C | million_m3 | After Competition Groups | 1.2757 | 302001.7184 | 0.302 | 62.6754 | 0.020354 | 14 | Commercial_2020_SC C_million_m3_After Competition Groups_14 | Wall Insulation | 2.035% | 0.302 | 1.2757 | Commercial_2020_SC C_million_m3_After Competition Groups_Wall Insulation
Commercial | Com ¦ Education and Capacity Building/Energy Behavior | 2020 | SC C | million_m3 | After Competition Groups | 1.1276 | 1391320.3075 | 1.3913 | 62.6754 | 0.017991 | 15 | Commercial_2020_SC C_million_m3_After Competition Groups_15 | Education and Capacity Building/Energy Behavior | 1.799% | 1.3913 | 1.1276 | Commercial_2020_SC C_million_m3_After Competition Groups_Education and Capacity Building/Energy Behavior
Commercial | Com ¦ Condensing Unit Heaters or other Efficient Unit Heating System | 2020 | SC C | million_m3 | After Competition Groups | 0.95607 | 538497.9816 | 0.5385 | 62.6754 | 0.015254 | 16 | Commercial_2020_SC C_million_m3_After Competition Groups_16 | Condensing Unit Heaters or other Efficient Unit Heating System | 1.525% | 0.5385 | 0.95607 | Commercial_2020_SC C_million_m3_After Competition Groups_Condensing Unit Heaters or other Efficient Unit Heating System
Commercial | Com ¦ Gas Fired Rooftop Units | 2020 | SC C | million_m3 | After Competition Groups | 0.75487 | 186543.589 | 0.18654 | 62.6754 | 0.012044 | 17 | Commercial_2020_SC C_million_m3_After Competition Groups_17 | Gas Fired Rooftop Units | 1.204% | 0.18654 | 0.75487 | Commercial_2020_SC C_million_m3_After Competition Groups_Gas Fired Rooftop Units
Commercial | Com ¦ Demand controlled Circulating Systems | 2020 | SC C | million_m3 | After Competition Groups | 0.64589 | 167123.2148 | 0.16712 | 62.6754 | 0.010305 | 18 | Commercial_2020_SC C_million_m3_After Competition Groups_18 | Demand controlled Circulating Systems | 1.031% | 0.16712 | 0.64589 | Commercial_2020_SC C_million_m3_After Competition Groups_Demand controlled Circulating Systems
Commercial | Com ¦ ENERGY STAR Fryer (84% eff) | 2020 | SC C | million_m3 | After Competition Groups | 0.6261 | 276848.975 | 0.27685 | 62.6754 | 0.0099895 | 19 | Commercial_2020_SC C_million_m3_After Competition Groups_19 | ENERGY STAR Fryer (84% eff) | 0.9989% | 0.27685 | 0.6261 | Commercial_2020_SC C_million_m3_After Competition Groups_ENERGY STAR Fryer (84% eff)
Commercial | Com ¦ High Efficiency Underfired Broilers | 2020 | SC C | million_m3 | After Competition Groups | 0.5337 | 137044.8462 | 0.13704 | 62.6754 | 0.0085153 | 20 | Commercial_2020_SC C_million_m3_After Competition Groups_20 | High Efficiency Underfired Broilers | 0.8515% | 0.13704 | 0.5337 | Commercial_2020_SC C_million_m3_After Competition Groups_High Efficiency Underfired Broilers
Commercial | Com ¦ Duct Insulation, R8 | 2020 | SC C | million_m3 | After Competition Groups | 0.48737 | 289937.2335 | 0.28994 | 62.6754 | 0.0077761 | 21 | Commercial_2020_SC C_million_m3_After Competition Groups_21 | Duct Insulation, R8 | 0.7776% | 0.28994 | 0.48737 | Commercial_2020_SC C_million_m3_After Competition Groups_Duct Insulation, R8
Commercial | Com ¦ Energy Efficient Laboratory Fume Hood | 2020 | SC C | million_m3 | After Competition Groups | 0.42857 | 274168.3095 | 0.27417 | 62.6754 | 0.0068379 | 22 | Commercial_2020_SC C_million_m3_After Competition Groups_22 | Energy Efficient Laboratory Fume Hood | 0.6838% | 0.27417 | 0.42857 | Commercial_2020_SC C_million_m3_After Competition Groups_Energy Efficient Laboratory Fume Hood
Commercial | Com ¦ ENERGY STAR Griddle (74% eff) | 2020 | SC C | million_m3 | After Competition Groups | 0.25763 | 117481.9356 | 0.11748 | 62.6754 | 0.0041105 | 23 | Commercial_2020_SC C_million_m3_After Competition Groups_23 | ENERGY STAR Griddle (74% eff) | 0.411% | 0.11748 | 0.25763 | Commercial_2020_SC C_million_m3_After Competition Groups_ENERGY STAR Griddle (74% eff)
Commercial | Com ¦ Ozone Laundry Treatment | 2020 | SC C | million_m3 | After Competition Groups | 0.2472 | 132150.863 | 0.13215 | 62.6754 | 0.0039442 | 24 | Commercial_2020_SC C_million_m3_After Competition Groups_24 | Ozone Laundry Treatment | 0.3944% | 0.13215 | 0.2472 | Commercial_2020_SC C_million_m3_After Competition Groups_Ozone Laundry Treatment
Commercial | Com ¦ ENERGY STAR Dishwasher | 2020 | SC C | million_m3 | After Competition Groups | 0.20509 | 109540.7234 | 0.10954 | 62.6754 | 0.0032722 | 25 | Commercial_2020_SC C_million_m3_After Competition Groups_25 | ENERGY STAR Dishwasher | 0.3272% | 0.10954 | 0.20509 | Commercial_2020_SC C_million_m3_After Competition Groups_ENERGY STAR Dishwasher
Commercial | Com ¦ CEE Tier 2/Energy Star Clothes Washers | 2020 | SC C | million_m3 | After Competition Groups | 0.10438 | 31331.8208 | 0.031332 | 62.6754 | 0.0016654 | 26 | Commercial_2020_SC C_million_m3_After Competition Groups_26 | CEE Tier 2/Energy Star Clothes Washers | 0.1665% | 0.031332 | 0.10438 | Commercial_2020_SC C_million_m3_After Competition Groups_CEE Tier 2/Energy Star Clothes Washers
Commercial | Com ¦ Infrared Heaters | 2020 | SC C | million_m3 | After Competition Groups | 0.081785 | 51956.1414 | 0.051956 | 62.6754 | 0.0013049 | 27 | Commercial_2020_SC C_million_m3_After Competition Groups_27 | Infrared Heaters | 0.1305% | 0.051956 | 0.081785 | Commercial_2020_SC C_million_m3_After Competition Groups_Infrared Heaters
Commercial | Com ¦ ENERGY STAR Steam Cooker | 2020 | SC C | million_m3 | After Competition Groups | 0.05986 | 13282.1756 | 0.013282 | 62.6754 | 0.00095508 | 28 | Commercial_2020_SC C_million_m3_After Competition Groups_28 | ENERGY STAR Steam Cooker | 0.09551% | 0.013282 | 0.05986 | Commercial_2020_SC C_million_m3_After Competition Groups_ENERGY STAR Steam Cooker
Commercial | Com ¦ Low Flow Pre-Rinse Spray Nozzle | 2020 | SC C | million_m3 | After Competition Groups | 0.058223 | 12809.8831 | 0.01281 | 62.6754 | 0.00092897 | 29 | Commercial_2020_SC C_million_m3_After Competition Groups_29 | Low Flow Pre-Rinse Spray Nozzle | 0.0929% | 0.01281 | 0.058223 | Commercial_2020_SC C_million_m3_After Competition Groups_Low Flow Pre-Rinse Spray Nozzle
Commercial | Com ¦ Drain Water Heat Recovery (DWHR) ¦ Retro | 2020 | SC C | million_m3 | After Competition Groups | 0.057301 | 14497.9033 | 0.014498 | 62.6754 | 0.00091424 | 30 | Commercial_2020_SC C_million_m3_After Competition Groups_30 | Drain Water Heat Recovery (DWHR) ¦ Retro | 0.09142% | 0.014498 | 0.057301 | Commercial_2020_SC C_million_m3_After Competition Groups_Drain Water Heat Recovery (DWHR) ¦ Retro
Commercial | Com ¦ Energy Recovery Ventilation and Ventilation (Enhanced) | 2020 | SC C | million_m3 | After Competition Groups | 0.025214 | 14387.7428 | 0.014388 | 62.6754 | 0.0004023 | 31 | Commercial_2020_SC C_million_m3_After Competition Groups_31 | Energy Recovery Ventilation and Ventilation (Enhanced) | 0.04023% | 0.014388 | 0.025214 | Commercial_2020_SC C_million_m3_After Competition Groups_Energy Recovery Ventilation and Ventilation (Enhanced)
Commercial | Com ¦ Heat Recovery Ventilator | 2020 | SC C | million_m3 | After Competition Groups | 0.0095995 | 7934.6164 | 0.0079346 | 62.6754 | 0.00015316 | 32 | Commercial_2020_SC C_million_m3_After Competition Groups_32 | Heat Recovery Ventilator | 0.01532% | 0.0079346 | 0.0095995 | Commercial_2020_SC C_million_m3_After Competition Groups_Heat Recovery Ventilator
Commercial | Com ¦ Drain Water Heat Recovery (DWHR) ¦New | 2020 | SC C | million_m3 | After Competition Groups | 0.0091493 | 2126.2225 | 0.0021262 | 62.6754 | 0.00014598 | 33 | Commercial_2020_SC C_million_m3_After Competition Groups_33 | Drain Water Heat Recovery (DWHR) ¦New | 0.0146% | 0.0021262 | 0.0091493 | Commercial_2020_SC C_million_m3_After Competition Groups_Drain Water Heat Recovery (DWHR) ¦New
Commercial | Com ¦ Solar Water Preheat (Pools/DHW) | 2020 | SC C | million_m3 | After Competition Groups | 0.00037991 | 227.9151 | 0.00022792 | 62.6754 | 6.0615e-06 | 34 | Commercial_2020_SC C_million_m3_After Competition Groups_34 | Solar Water Preheat (Pools/DHW) | 0.0006062% | 0.00022792 | 0.00037991 | Commercial_2020_SC C_million_m3_After Competition Groups_Solar Water Preheat (Pools/DHW)
Commercial | Com ¦ Air Curtains | 2020 | SC C | million_m3 | After Competition Groups | 1.3145e-05 | 7.7658 | 7.7658e-06 | 62.6754 | 2.0973e-07 | 35 | Commercial_2020_SC C_million_m3_After Competition Groups_35 | Air Curtains | 2.097e-05% | 7.7658e-06 | 1.3145e-05 | Commercial_2020_SC C_million_m3_After Competition Groups_Air Curtains
Commercial | Com ¦ Gas Heat Pump Water Heater | 2020 | SC C | million_m3 | After Competition Groups | 0 | 0 | 0 | 62.6754 | 0 | 36 | Commercial_2020_SC C_million_m3_After Competition Groups_36 | Gas Heat Pump Water Heater | 0% | 0 | 0 | Commercial_2020_SC C_million_m3_After Competition Groups_Gas Heat Pump Water Heater
Commercial | Com ¦ Building Recommissioning, Operations and Maintenance (O&M) Improvements | 2020 | Technical | million_m3 | After Competition Groups | 288.9109 | 0 | 0 | 1535.0246 | 0.18821 | 1 | Commercial_2020_Technical_million_m3_After Competition Groups_1 | Building Recommissioning, Operations and Maintenance (O&M) Improvements | 18.82% | 0 | 288.9109 | Commercial_2020_Technical_million_m3_After Competition Groups_Building Recommissioning, Operations and Maintenance (O&M) Improvements
Commercial | Com ¦ Demand Control Ventilation | 2020 | Technical | million_m3 | After Competition Groups | 134.5277 | 0 | 0 | 1535.0246 | 0.087639 | 2 | Commercial_2020_Technical_million_m3_After Competition Groups_2 | Demand Control Ventilation | 8.764% | 0 | 134.5277 | Commercial_2020_Technical_million_m3_After Competition Groups_Demand Control Ventilation
Commercial | Com ¦ Adaptive Thermostats | 2020 | Technical | million_m3 | After Competition Groups | 130.4675 | 0 | 0 | 1535.0246 | 0.084994 | 3 | Commercial_2020_Technical_million_m3_After Competition Groups_3 | Adaptive Thermostats | 8.499% | 0 | 130.4675 | Commercial_2020_Technical_million_m3_After Competition Groups_Adaptive Thermostats
Commercial | Com ¦ Boilers - Advanced Controls (Steam Systems) | 2020 | Technical | million_m3 | After Competition Groups | 130.0993 | 0 | 0 | 1535.0246 | 0.084754 | 4 | Commercial_2020_Technical_million_m3_After Competition Groups_4 | Boilers - Advanced Controls (Steam Systems) | 8.475% | 0 | 130.0993 | Commercial_2020_Technical_million_m3_After Competition Groups_Boilers - Advanced Controls (Steam Systems)
Commercial | Com ¦ Air Handler with Dedicated Outdoor Air Systems | 2020 | Technical | million_m3 | After Competition Groups | 107.7247 | 0 | 0 | 1535.0246 | 0.070178 | 5 | Commercial_2020_Technical_million_m3_After Competition Groups_5 | Air Handler with Dedicated Outdoor Air Systems | 7.018% | 0 | 107.7247 | Commercial_2020_Technical_million_m3_After Competition Groups_Air Handler with Dedicated Outdoor Air Systems
Commercial | Com ¦ Education and Capacity Building/Energy Behavior | 2020 | Technical | million_m3 | After Competition Groups | 91.7759 | 0 | 0 | 1535.0246 | 0.059788 | 6 | Commercial_2020_Technical_million_m3_After Competition Groups_6 | Education and Capacity Building/Energy Behavior | 5.979% | 0 | 91.7759 | Commercial_2020_Technical_million_m3_After Competition Groups_Education and Capacity Building/Energy Behavior
Commercial | Com ¦ Advanced BAS/Controllers | 2020 | Technical | million_m3 | After Competition Groups | 67.6201 | 0 | 0 | 1535.0246 | 0.044051 | 7 | Commercial_2020_Technical_million_m3_After Competition Groups_7 | Advanced BAS/Controllers | 4.405% | 0 | 67.6201 | Commercial_2020_Technical_million_m3_After Competition Groups_Advanced BAS/Controllers
Commercial | Com ¦ Steam System Optimization | 2020 | Technical | million_m3 | After Competition Groups | 57.9852 | 0 | 0 | 1535.0246 | 0.037775 | 8 | Commercial_2020_Technical_million_m3_After Competition Groups_8 | Steam System Optimization | 3.777% | 0 | 57.9852 | Commercial_2020_Technical_million_m3_After Competition Groups_Steam System Optimization
Commercial | Com ¦ Destratification | 2020 | Technical | million_m3 | After Competition Groups | 57.394 | 0 | 0 | 1535.0246 | 0.03739 | 9 | Commercial_2020_Technical_million_m3_After Competition Groups_9 | Destratification | 3.739% | 0 | 57.394 | Commercial_2020_Technical_million_m3_After Competition Groups_Destratification
Commercial | Com ¦ Furnace Tune-Up | 2020 | Technical | million_m3 | After Competition Groups | 54.6291 | 0 | 0 | 1535.0246 | 0.035588 | 10 | Commercial_2020_Technical_million_m3_After Competition Groups_10 | Furnace Tune-Up | 3.559% | 0 | 54.6291 | Commercial_2020_Technical_million_m3_After Competition Groups_Furnace Tune-Up
Commercial | Com ¦ Condensing Boiler ¦ Std | 2020 | Technical | million_m3 | After Competition Groups | 50.275 | 0 | 0 | 1535.0246 | 0.032752 | 11 | Commercial_2020_Technical_million_m3_After Competition Groups_11 | Condensing Boiler ¦ Std | 3.275% | 0 | 50.275 | Commercial_2020_Technical_million_m3_After Competition Groups_Condensing Boiler ¦ Std
Commercial | Com ¦ Demand Control Kitchen Ventilation | 2020 | Technical | million_m3 | After Competition Groups | 44.7667 | 0 | 0 | 1535.0246 | 0.029163 | 12 | Commercial_2020_Technical_million_m3_After Competition Groups_12 | Demand Control Kitchen Ventilation | 2.916% | 0 | 44.7667 | Commercial_2020_Technical_million_m3_After Competition Groups_Demand Control Kitchen Ventilation
Commercial | Com ¦ Energy Recovery Ventilation and Ventilation (Enhanced) | 2020 | Technical | million_m3 | After Competition Groups | 40.6181 | 0 | 0 | 1535.0246 | 0.026461 | 13 | Commercial_2020_Technical_million_m3_After Competition Groups_13 | Energy Recovery Ventilation and Ventilation (Enhanced) | 2.646% | 0 | 40.6181 | Commercial_2020_Technical_million_m3_After Competition Groups_Energy Recovery Ventilation and Ventilation (Enhanced)
Commercial | Com ¦ High Efficiency Condensing Furnace AFUE 95% from 80% code | 2020 | Technical | million_m3 | After Competition Groups | 40.1301 | 0 | 0 | 1535.0246 | 0.026143 | 14 | Commercial_2020_Technical_million_m3_After Competition Groups_14 | High Efficiency Condensing Furnace AFUE 95% from 80% code | 2.614% | 0 | 40.1301 | Commercial_2020_Technical_million_m3_After Competition Groups_High Efficiency Condensing Furnace AFUE 95% from 80% code
Commercial | Com ¦ Gas Fired Rooftop Units | 2020 | Technical | million_m3 | After Competition Groups | 38.0039 | 0 | 0 | 1535.0246 | 0.024758 | 15 | Commercial_2020_Technical_million_m3_After Competition Groups_15 | Gas Fired Rooftop Units | 2.476% | 0 | 38.0039 | Commercial_2020_Technical_million_m3_After Competition Groups_Gas Fired Rooftop Units
Commercial | Com ¦ Wall Insulation | 2020 | Technical | million_m3 | After Competition Groups | 30.5508 | 0 | 0 | 1535.0246 | 0.019902 | 16 | Commercial_2020_Technical_million_m3_After Competition Groups_16 | Wall Insulation | 1.99% | 0 | 30.5508 | Commercial_2020_Technical_million_m3_After Competition Groups_Wall Insulation
Commercial | Com ¦ Heat Recovery Ventilator | 2020 | Technical | million_m3 | After Competition Groups | 29.1907 | 0 | 0 | 1535.0246 | 0.019016 | 17 | Commercial_2020_Technical_million_m3_After Competition Groups_17 | Heat Recovery Ventilator | 1.902% | 0 | 29.1907 | Commercial_2020_Technical_million_m3_After Competition Groups_Heat Recovery Ventilator
Commercial | Com ¦ Energy Efficient Laboratory Fume Hood | 2020 | Technical | million_m3 | After Competition Groups | 21.5769 | 0 | 0 | 1535.0246 | 0.014056 | 18 | Commercial_2020_Technical_million_m3_After Competition Groups_18 | Energy Efficient Laboratory Fume Hood | 1.406% | 0 | 21.5769 | Commercial_2020_Technical_million_m3_After Competition Groups_Energy Efficient Laboratory Fume Hood
Commercial | Com ¦ Condensing Make Up Air Unit | 2020 | Technical | million_m3 | After Competition Groups | 17.2551 | 0 | 0 | 1535.0246 | 0.011241 | 19 | Commercial_2020_Technical_million_m3_After Competition Groups_19 | Condensing Make Up Air Unit | 1.124% | 0 | 17.2551 | Commercial_2020_Technical_million_m3_After Competition Groups_Condensing Make Up Air Unit
Commercial | Com ¦ Demand controlled Circulating Systems | 2020 | Technical | million_m3 | After Competition Groups | 16.0518 | 0 | 0 | 1535.0246 | 0.010457 | 20 | Commercial_2020_Technical_million_m3_After Competition Groups_20 | Demand controlled Circulating Systems | 1.046% | 0 | 16.0518 | Commercial_2020_Technical_million_m3_After Competition Groups_Demand controlled Circulating Systems
Commercial | Com ¦ Gas Fired Heat Pump | 2020 | Technical | million_m3 | After Competition Groups | 14.9461 | 0 | 0 | 1535.0246 | 0.0097367 | 21 | Commercial_2020_Technical_million_m3_After Competition Groups_21 | Gas Fired Heat Pump | 0.9737% | 0 | 14.9461 | Commercial_2020_Technical_million_m3_After Competition Groups_Gas Fired Heat Pump
Commercial | Com ¦ Duct Insulation, R8 | 2020 | Technical | million_m3 | After Competition Groups | 12.5399 | 0 | 0 | 1535.0246 | 0.0081692 | 22 | Commercial_2020_Technical_million_m3_After Competition Groups_22 | Duct Insulation, R8 | 0.8169% | 0 | 12.5399 | Commercial_2020_Technical_million_m3_After Competition Groups_Duct Insulation, R8
Commercial | Com ¦ Condensing Unit Heaters or other Efficient Unit Heating System | 2020 | Technical | million_m3 | After Competition Groups | 10.3956 | 0 | 0 | 1535.0246 | 0.0067723 | 23 | Commercial_2020_Technical_million_m3_After Competition Groups_23 | Condensing Unit Heaters or other Efficient Unit Heating System | 0.6772% | 0 | 10.3956 | Commercial_2020_Technical_million_m3_After Competition Groups_Condensing Unit Heaters or other Efficient Unit Heating System
Commercial | Com ¦ Roof Insulation/Ceiling Insulation (R25 Code to R35) | 2020 | Technical | million_m3 | After Competition Groups | 7.8676 | 0 | 0 | 1535.0246 | 0.0051254 | 24 | Commercial_2020_Technical_million_m3_After Competition Groups_24 | Roof Insulation/Ceiling Insulation (R25 Code to R35) | 0.5125% | 0 | 7.8676 | Commercial_2020_Technical_million_m3_After Competition Groups_Roof Insulation/Ceiling Insulation (R25 Code to R35)
Commercial | Com ¦ Boiler Measures | 2020 | Technical | million_m3 | After Competition Groups | 7.3944 | 0 | 0 | 1535.0246 | 0.0048171 | 25 | Commercial_2020_Technical_million_m3_After Competition Groups_25 | Boiler Measures | 0.4817% | 0 | 7.3944 | Commercial_2020_Technical_million_m3_After Competition Groups_Boiler Measures
Commercial | Com ¦ Ozone Laundry Treatment | 2020 | Technical | million_m3 | After Competition Groups | 7.0675 | 0 | 0 | 1535.0246 | 0.0046042 | 26 | Commercial_2020_Technical_million_m3_After Competition Groups_26 | Ozone Laundry Treatment | 0.4604% | 0 | 7.0675 | Commercial_2020_Technical_million_m3_After Competition Groups_Ozone Laundry Treatment
Commercial | Com ¦ Super-High Efficiency Furnaces (Emerging Tech) | 2020 | Technical | million_m3 | After Competition Groups | 4.5384 | 0 | 0 | 1535.0246 | 0.0029565 | 27 | Commercial_2020_Technical_million_m3_After Competition Groups_27 | Super-High Efficiency Furnaces (Emerging Tech) | 0.2957% | 0 | 4.5384 | Commercial_2020_Technical_million_m3_After Competition Groups_Super-High Efficiency Furnaces (Emerging Tech)
Commercial | Com ¦ Ice Rink Heat Recovery | 2020 | Technical | million_m3 | After Competition Groups | 4.0297 | 0 | 0 | 1535.0246 | 0.0026252 | 28 | Commercial_2020_Technical_million_m3_After Competition Groups_28 | Ice Rink Heat Recovery | 0.2625% | 0 | 4.0297 | Commercial_2020_Technical_million_m3_After Competition Groups_Ice Rink Heat Recovery
Commercial | Com ¦ HOTEL OCCUPANCY CONTROLS (HVAC + LIGHTING) | 2020 | Technical | million_m3 | After Competition Groups | 3.6135 | 0 | 0 | 1535.0246 | 0.002354 | 29 | Commercial_2020_Technical_million_m3_After Competition Groups_29 | HOTEL OCCUPANCY CONTROLS (HVAC + LIGHTING) | 0.2354% | 0 | 3.6135 | Commercial_2020_Technical_million_m3_After Competition Groups_HOTEL OCCUPANCY CONTROLS (HVAC + LIGHTING)
Commercial | Com ¦ ENERGY STAR Dishwasher | 2020 | Technical | million_m3 | After Competition Groups | 2.5064 | 0 | 0 | 1535.0246 | 0.0016328 | 30 | Commercial_2020_Technical_million_m3_After Competition Groups_30 | ENERGY STAR Dishwasher | 0.1633% | 0 | 2.5064 | Commercial_2020_Technical_million_m3_After Competition Groups_ENERGY STAR Dishwasher
Commercial | Com ¦ ENERGY STAR Fryer (84% eff) | 2020 | Technical | million_m3 | After Competition Groups | 1.7716 | 0 | 0 | 1535.0246 | 0.0011541 | 31 | Commercial_2020_Technical_million_m3_After Competition Groups_31 | ENERGY STAR Fryer (84% eff) | 0.1154% | 0 | 1.7716 | Commercial_2020_Technical_million_m3_After Competition Groups_ENERGY STAR Fryer (84% eff)
Commercial | Com ¦ Infrared Heaters | 2020 | Technical | million_m3 | After Competition Groups | 1.6602 | 0 | 0 | 1535.0246 | 0.0010816 | 32 | Commercial_2020_Technical_million_m3_After Competition Groups_32 | Infrared Heaters | 0.1082% | 0 | 1.6602 | Commercial_2020_Technical_million_m3_After Competition Groups_Infrared Heaters
Commercial | Com ¦ High Efficiency Underfired Broilers | 2020 | Technical | million_m3 | After Competition Groups | 1.5024 | 0 | 0 | 1535.0246 | 0.00097872 | 33 | Commercial_2020_Technical_million_m3_After Competition Groups_33 | High Efficiency Underfired Broilers | 0.09787% | 0 | 1.5024 | Commercial_2020_Technical_million_m3_After Competition Groups_High Efficiency Underfired Broilers
Commercial | Com ¦ Condensing Storage Water Heater | 2020 | Technical | million_m3 | After Competition Groups | 1.4194 | 0 | 0 | 1535.0246 | 0.0009247 | 34 | Commercial_2020_Technical_million_m3_After Competition Groups_34 | Condensing Storage Water Heater | 0.09247% | 0 | 1.4194 | Commercial_2020_Technical_million_m3_After Competition Groups_Condensing Storage Water Heater
Commercial | Com ¦ Drain Water Heat Recovery (DWHR) ¦ Retro | 2020 | Technical | million_m3 | After Competition Groups | 1.3269 | 0 | 0 | 1535.0246 | 0.0008644 | 35 | Commercial_2020_Technical_million_m3_After Competition Groups_35 | Drain Water Heat Recovery (DWHR) ¦ Retro | 0.08644% | 0 | 1.3269 | Commercial_2020_Technical_million_m3_After Competition Groups_Drain Water Heat Recovery (DWHR) ¦ Retro
Commercial | Com ¦ ENERGY STAR Griddle (74% eff) | 2020 | Technical | million_m3 | After Competition Groups | 1.1487 | 0 | 0 | 1535.0246 | 0.00074833 | 36 | Commercial_2020_Technical_million_m3_After Competition Groups_36 | ENERGY STAR Griddle (74% eff) | 0.07483% | 0 | 1.1487 | Commercial_2020_Technical_million_m3_After Competition Groups_ENERGY STAR Griddle (74% eff)
Commercial | Com ¦ Dock Door Seals | 2020 | Technical | million_m3 | After Competition Groups | 0.57221 | 0 | 0 | 1535.0246 | 0.00037277 | 37 | Commercial_2020_Technical_million_m3_After Competition Groups_37 | Dock Door Seals | 0.03728% | 0 | 0.57221 | Commercial_2020_Technical_million_m3_After Competition Groups_Dock Door Seals
Commercial | Com ¦ CEE Tier 2/Energy Star Clothes Washers | 2020 | Technical | million_m3 | After Competition Groups | 0.33201 | 0 | 0 | 1535.0246 | 0.00021629 | 38 | Commercial_2020_Technical_million_m3_After Competition Groups_38 | CEE Tier 2/Energy Star Clothes Washers | 0.02163% | 0 | 0.33201 | Commercial_2020_Technical_million_m3_After Competition Groups_CEE Tier 2/Energy Star Clothes Washers
Commercial | Com ¦ Low Flow Pre-Rinse Spray Nozzle | 2020 | Technical | million_m3 | After Competition Groups | 0.26271 | 0 | 0 | 1535.0246 | 0.00017115 | 39 | Commercial_2020_Technical_million_m3_After Competition Groups_39 | Low Flow Pre-Rinse Spray Nozzle | 0.01711% | 0 | 0.26271 | Commercial_2020_Technical_million_m3_After Competition Groups_Low Flow Pre-Rinse Spray Nozzle
Commercial | Com ¦ Air Curtains | 2020 | Technical | million_m3 | After Competition Groups | 0.13001 | 0 | 0 | 1535.0246 | 8.4696e-05 | 40 | Commercial_2020_Technical_million_m3_After Competition Groups_40 | Air Curtains | 0.00847% | 0 | 0.13001 | Commercial_2020_Technical_million_m3_After Competition Groups_Air Curtains
Commercial | Com ¦ ENERGY STAR Steam Cooker | 2020 | Technical | million_m3 | After Competition Groups | 0.12674 | 0 | 0 | 1535.0246 | 8.2568e-05 | 41 | Commercial_2020_Technical_million_m3_After Competition Groups_41 | ENERGY STAR Steam Cooker | 0.008257% | 0 | 0.12674 | Commercial_2020_Technical_million_m3_After Competition Groups_ENERGY STAR Steam Cooker
Commercial | Com ¦ Drain Water Heat Recovery (DWHR) ¦New | 2020 | Technical | million_m3 | After Competition Groups | 0.091071 | 0 | 0 | 1535.0246 | 5.9329e-05 | 42 | Commercial_2020_Technical_million_m3_After Competition Groups_42 | Drain Water Heat Recovery (DWHR) ¦New | 0.005933% | 0 | 0.091071 | Commercial_2020_Technical_million_m3_After Competition Groups_Drain Water Heat Recovery (DWHR) ¦New
Commercial | Com ¦ Solar Preheat Make up Air | 2020 | Technical | million_m3 | After Competition Groups | 0.072553 | 0 | 0 | 1535.0246 | 4.7265e-05 | 43 | Commercial_2020_Technical_million_m3_After Competition Groups_43 | Solar Preheat Make up Air | 0.004727% | 0 | 0.072553 | Commercial_2020_Technical_million_m3_After Competition Groups_Solar Preheat Make up Air
Commercial | Com ¦ Super High Perf Glazing ¦RET | 2020 | Technical | million_m3 | After Competition Groups | 0.065558 | 0 | 0 | 1535.0246 | 4.2708e-05 | 44 | Commercial_2020_Technical_million_m3_After Competition Groups_44 | Super High Perf Glazing ¦RET | 0.004271% | 0 | 0.065558 | Commercial_2020_Technical_million_m3_After Competition Groups_Super High Perf Glazing ¦RET
Commercial | Com ¦ Solar Water Preheat (Pools/DHW) | 2020 | Technical | million_m3 | After Competition Groups | 0.055583 | 0 | 0 | 1535.0246 | 3.621e-05 | 45 | Commercial_2020_Technical_million_m3_After Competition Groups_45 | Solar Water Preheat (Pools/DHW) | 0.003621% | 0 | 0.055583 | Commercial_2020_Technical_million_m3_After Competition Groups_Solar Water Preheat (Pools/DHW)
Commercial | Com ¦ Gas Convection Oven | 2020 | Technical | million_m3 | After Competition Groups | 0.029544 | 0 | 0 | 1535.0246 | 1.9247e-05 | 46 | Commercial_2020_Technical_million_m3_After Competition Groups_46 | Gas Convection Oven | 0.001925% | 0 | 0.029544 | Commercial_2020_Technical_million_m3_After Competition Groups_Gas Convection Oven
Commercial | Com ¦ Super High Perf Glazing ¦New | 2020 | Technical | million_m3 | After Competition Groups | 0.0049363 | 0 | 0 | 1535.0246 | 3.2158e-06 | 47 | Commercial_2020_Technical_million_m3_After Competition Groups_47 | Super High Perf Glazing ¦New | 0.0003216% | 0 | 0.0049363 | Commercial_2020_Technical_million_m3_After Competition Groups_Super High Perf Glazing ¦New
Commercial | Com ¦ Building Recommissioning, Operations and Maintenance (O&M) Improvements | 2021 | Economic | million_m3 | After Competition Groups | 282.9241 | 0 | 0 | 1426.7621 | 0.1983 | 1 | Commercial_2021_Economic_million_m3_After Competition Groups_1 | Building Recommissioning, Operations and Maintenance (O&M) Improvements | 19.83% | 0 | 282.9241 | Commercial_2021_Economic_million_m3_After Competition Groups_Building Recommissioning, Operations and Maintenance (O&M) Improvements
Commercial | Com ¦ Demand Control Ventilation | 2021 | Economic | million_m3 | After Competition Groups | 137.0111 | 0 | 0 | 1426.7621 | 0.096029 | 2 | Commercial_2021_Economic_million_m3_After Competition Groups_2 | Demand Control Ventilation | 9.603% | 0 | 137.0111 | Commercial_2021_Economic_million_m3_After Competition Groups_Demand Control Ventilation
Commercial | Com ¦ Boilers - Advanced Controls (Steam Systems) | 2021 | Economic | million_m3 | After Competition Groups | 132.3003 | 0 | 0 | 1426.7621 | 0.092728 | 3 | Commercial_2021_Economic_million_m3_After Competition Groups_3 | Boilers - Advanced Controls (Steam Systems) | 9.273% | 0 | 132.3003 | Commercial_2021_Economic_million_m3_After Competition Groups_Boilers - Advanced Controls (Steam Systems)
Commercial | Com ¦ Adaptive Thermostats | 2021 | Economic | million_m3 | After Competition Groups | 131.0703 | 0 | 0 | 1426.7621 | 0.091866 | 4 | Commercial_2021_Economic_million_m3_After Competition Groups_4 | Adaptive Thermostats | 9.187% | 0 | 131.0703 | Commercial_2021_Economic_million_m3_After Competition Groups_Adaptive Thermostats
Commercial | Com ¦ Air Handler with Dedicated Outdoor Air Systems | 2021 | Economic | million_m3 | After Competition Groups | 105.5504 | 0 | 0 | 1426.7621 | 0.073979 | 5 | Commercial_2021_Economic_million_m3_After Competition Groups_5 | Air Handler with Dedicated Outdoor Air Systems | 7.398% | 0 | 105.5504 | Commercial_2021_Economic_million_m3_After Competition Groups_Air Handler with Dedicated Outdoor Air Systems
Commercial | Com ¦ Condensing Boiler ¦ Std | 2021 | Economic | million_m3 | After Competition Groups | 74.4233 | 0 | 0 | 1426.7621 | 0.052162 | 6 | Commercial_2021_Economic_million_m3_After Competition Groups_6 | Condensing Boiler ¦ Std | 5.216% | 0 | 74.4233 | Commercial_2021_Economic_million_m3_After Competition Groups_Condensing Boiler ¦ Std
Commercial | Com ¦ Advanced BAS/Controllers | 2021 | Economic | million_m3 | After Competition Groups | 68.5724 | 0 | 0 | 1426.7621 | 0.048062 | 7 | Commercial_2021_Economic_million_m3_After Competition Groups_7 | Advanced BAS/Controllers | 4.806% | 0 | 68.5724 | Commercial_2021_Economic_million_m3_After Competition Groups_Advanced BAS/Controllers
Commercial | Com ¦ Education and Capacity Building/Energy Behavior | 2021 | Economic | million_m3 | After Competition Groups | 58.5598 | 0 | 0 | 1426.7621 | 0.041044 | 8 | Commercial_2021_Economic_million_m3_After Competition Groups_8 | Education and Capacity Building/Energy Behavior | 4.104% | 0 | 58.5598 | Commercial_2021_Economic_million_m3_After Competition Groups_Education and Capacity Building/Energy Behavior
Commercial | Com ¦ Steam System Optimization | 2021 | Economic | million_m3 | After Competition Groups | 56.7798 | 0 | 0 | 1426.7621 | 0.039796 | 9 | Commercial_2021_Economic_million_m3_After Competition Groups_9 | Steam System Optimization | 3.98% | 0 | 56.7798 | Commercial_2021_Economic_million_m3_After Competition Groups_Steam System Optimization
Commercial | Com ¦ Gas Fired Rooftop Units | 2021 | Economic | million_m3 | After Competition Groups | 55.8347 | 0 | 0 | 1426.7621 | 0.039134 | 10 | Commercial_2021_Economic_million_m3_After Competition Groups_10 | Gas Fired Rooftop Units | 3.913% | 0 | 55.8347 | Commercial_2021_Economic_million_m3_After Competition Groups_Gas Fired Rooftop Units
Commercial | Com ¦ Destratification | 2021 | Economic | million_m3 | After Competition Groups | 55.4958 | 0 | 0 | 1426.7621 | 0.038896 | 11 | Commercial_2021_Economic_million_m3_After Competition Groups_11 | Destratification | 3.89% | 0 | 55.4958 | Commercial_2021_Economic_million_m3_After Competition Groups_Destratification
Commercial | Com ¦ Furnace Tune-Up | 2021 | Economic | million_m3 | After Competition Groups | 53.5308 | 0 | 0 | 1426.7621 | 0.037519 | 12 | Commercial_2021_Economic_million_m3_After Competition Groups_12 | Furnace Tune-Up | 3.752% | 0 | 53.5308 | Commercial_2021_Economic_million_m3_After Competition Groups_Furnace Tune-Up
Commercial | Com ¦ Demand Control Kitchen Ventilation | 2021 | Economic | million_m3 | After Competition Groups | 47.6648 | 0 | 0 | 1426.7621 | 0.033408 | 13 | Commercial_2021_Economic_million_m3_After Competition Groups_13 | Demand Control Kitchen Ventilation | 3.341% | 0 | 47.6648 | Commercial_2021_Economic_million_m3_After Competition Groups_Demand Control Kitchen Ventilation
Commercial | Com ¦ Wall Insulation | 2021 | Economic | million_m3 | After Competition Groups | 29.9364 | 0 | 0 | 1426.7621 | 0.020982 | 14 | Commercial_2021_Economic_million_m3_After Competition Groups_14 | Wall Insulation | 2.098% | 0 | 29.9364 | Commercial_2021_Economic_million_m3_After Competition Groups_Wall Insulation
Commercial | Com ¦ Condensing Make Up Air Unit | 2021 | Economic | million_m3 | After Competition Groups | 25.51 | 0 | 0 | 1426.7621 | 0.01788 | 15 | Commercial_2021_Economic_million_m3_After Competition Groups_15 | Condensing Make Up Air Unit | 1.788% | 0 | 25.51 | Commercial_2021_Economic_million_m3_After Competition Groups_Condensing Make Up Air Unit
Commercial | Com ¦ Gas Fired Heat Pump | 2021 | Economic | million_m3 | After Competition Groups | 21.872 | 0 | 0 | 1426.7621 | 0.01533 | 16 | Commercial_2021_Economic_million_m3_After Competition Groups_16 | Gas Fired Heat Pump | 1.533% | 0 | 21.872 | Commercial_2021_Economic_million_m3_After Competition Groups_Gas Fired Heat Pump
Commercial | Com ¦ Energy Efficient Laboratory Fume Hood | 2021 | Economic | million_m3 | After Competition Groups | 21.1376 | 0 | 0 | 1426.7621 | 0.014815 | 17 | Commercial_2021_Economic_million_m3_After Competition Groups_17 | Energy Efficient Laboratory Fume Hood | 1.482% | 0 | 21.1376 | Commercial_2021_Economic_million_m3_After Competition Groups_Energy Efficient Laboratory Fume Hood
Commercial | Com ¦ Demand controlled Circulating Systems | 2021 | Economic | million_m3 | After Competition Groups | 15.7258 | 0 | 0 | 1426.7621 | 0.011022 | 18 | Commercial_2021_Economic_million_m3_After Competition Groups_18 | Demand controlled Circulating Systems | 1.102% | 0 | 15.7258 | Commercial_2021_Economic_million_m3_After Competition Groups_Demand controlled Circulating Systems
Commercial | Com ¦ Condensing Unit Heaters or other Efficient Unit Heating System | 2021 | Economic | million_m3 | After Competition Groups | 15.3254 | 0 | 0 | 1426.7621 | 0.010741 | 19 | Commercial_2021_Economic_million_m3_After Competition Groups_19 | Condensing Unit Heaters or other Efficient Unit Heating System | 1.074% | 0 | 15.3254 | Commercial_2021_Economic_million_m3_After Competition Groups_Condensing Unit Heaters or other Efficient Unit Heating System
Commercial | Com ¦ Duct Insulation, R8 | 2021 | Economic | million_m3 | After Competition Groups | 12.2851 | 0 | 0 | 1426.7621 | 0.0086104 | 20 | Commercial_2021_Economic_million_m3_After Competition Groups_20 | Duct Insulation, R8 | 0.861% | 0 | 12.2851 | Commercial_2021_Economic_million_m3_After Competition Groups_Duct Insulation, R8
Commercial | Com ¦ Ozone Laundry Treatment | 2021 | Economic | million_m3 | After Competition Groups | 7.1343 | 0 | 0 | 1426.7621 | 0.0050003 | 21 | Commercial_2021_Economic_million_m3_After Competition Groups_21 | Ozone Laundry Treatment | 0.5% | 0 | 7.1343 | Commercial_2021_Economic_million_m3_After Competition Groups_Ozone Laundry Treatment
Commercial | Com ¦ ENERGY STAR Dishwasher | 2021 | Economic | million_m3 | After Competition Groups | 2.6596 | 0 | 0 | 1426.7621 | 0.0018641 | 22 | Commercial_2021_Economic_million_m3_After Competition Groups_22 | ENERGY STAR Dishwasher | 0.1864% | 0 | 2.6596 | Commercial_2021_Economic_million_m3_After Competition Groups_ENERGY STAR Dishwasher
Commercial | Com ¦ ENERGY STAR Fryer (84% eff) | 2021 | Economic | million_m3 | After Competition Groups | 2.5817 | 0 | 0 | 1426.7621 | 0.0018095 | 23 | Commercial_2021_Economic_million_m3_After Competition Groups_23 | ENERGY STAR Fryer (84% eff) | 0.1809% | 0 | 2.5817 | Commercial_2021_Economic_million_m3_After Competition Groups_ENERGY STAR Fryer (84% eff)
Commercial | Com ¦ Infrared Heaters | 2021 | Economic | million_m3 | After Competition Groups | 2.4419 | 0 | 0 | 1426.7621 | 0.0017115 | 24 | Commercial_2021_Economic_million_m3_After Competition Groups_24 | Infrared Heaters | 0.1711% | 0 | 2.4419 | Commercial_2021_Economic_million_m3_After Competition Groups_Infrared Heaters
Commercial | Com ¦ High Efficiency Underfired Broilers | 2021 | Economic | million_m3 | After Competition Groups | 2.1893 | 0 | 0 | 1426.7621 | 0.0015344 | 25 | Commercial_2021_Economic_million_m3_After Competition Groups_25 | High Efficiency Underfired Broilers | 0.1534% | 0 | 2.1893 | Commercial_2021_Economic_million_m3_After Competition Groups_High Efficiency Underfired Broilers
Commercial | Com ¦ Heat Recovery Ventilator | 2021 | Economic | million_m3 | After Competition Groups | 2.1756 | 0 | 0 | 1426.7621 | 0.0015248 | 26 | Commercial_2021_Economic_million_m3_After Competition Groups_26 | Heat Recovery Ventilator | 0.1525% | 0 | 2.1756 | Commercial_2021_Economic_million_m3_After Competition Groups_Heat Recovery Ventilator
Commercial | Com ¦ Energy Recovery Ventilation and Ventilation (Enhanced) | 2021 | Economic | million_m3 | After Competition Groups | 1.7021 | 0 | 0 | 1426.7621 | 0.001193 | 27 | Commercial_2021_Economic_million_m3_After Competition Groups_27 | Energy Recovery Ventilation and Ventilation (Enhanced) | 0.1193% | 0 | 1.7021 | Commercial_2021_Economic_million_m3_After Competition Groups_Energy Recovery Ventilation and Ventilation (Enhanced)
Commercial | Com ¦ ENERGY STAR Griddle (74% eff) | 2021 | Economic | million_m3 | After Competition Groups | 1.673 | 0 | 0 | 1426.7621 | 0.0011726 | 28 | Commercial_2021_Economic_million_m3_After Competition Groups_28 | ENERGY STAR Griddle (74% eff) | 0.1173% | 0 | 1.673 | Commercial_2021_Economic_million_m3_After Competition Groups_ENERGY STAR Griddle (74% eff)
Commercial | Com ¦ Drain Water Heat Recovery (DWHR) ¦ Retro | 2021 | Economic | million_m3 | After Competition Groups | 1.3002 | 0 | 0 | 1426.7621 | 0.00091129 | 29 | Commercial_2021_Economic_million_m3_After Competition Groups_29 | Drain Water Heat Recovery (DWHR) ¦ Retro | 0.09113% | 0 | 1.3002 | Commercial_2021_Economic_million_m3_After Competition Groups_Drain Water Heat Recovery (DWHR) ¦ Retro
Commercial | Com ¦ CEE Tier 2/Energy Star Clothes Washers | 2021 | Economic | million_m3 | After Competition Groups | 0.47051 | 0 | 0 | 1426.7621 | 0.00032978 | 30 | Commercial_2021_Economic_million_m3_After Competition Groups_30 | CEE Tier 2/Energy Star Clothes Washers | 0.03298% | 0 | 0.47051 | Commercial_2021_Economic_million_m3_After Competition Groups_CEE Tier 2/Energy Star Clothes Washers
Commercial | Com ¦ Low Flow Pre-Rinse Spray Nozzle | 2021 | Economic | million_m3 | After Competition Groups | 0.35612 | 0 | 0 | 1426.7621 | 0.0002496 | 31 | Commercial_2021_Economic_million_m3_After Competition Groups_31 | Low Flow Pre-Rinse Spray Nozzle | 0.02496% | 0 | 0.35612 | Commercial_2021_Economic_million_m3_After Competition Groups_Low Flow Pre-Rinse Spray Nozzle
Commercial | Com ¦ ENERGY STAR Steam Cooker | 2021 | Economic | million_m3 | After Competition Groups | 0.1847 | 0 | 0 | 1426.7621 | 0.00012945 | 32 | Commercial_2021_Economic_million_m3_After Competition Groups_32 | ENERGY STAR Steam Cooker | 0.01295% | 0 | 0.1847 | Commercial_2021_Economic_million_m3_After Competition Groups_ENERGY STAR Steam Cooker
Commercial | Com ¦ Drain Water Heat Recovery (DWHR) ¦New | 2021 | Economic | million_m3 | After Competition Groups | 0.13632 | 0 | 0 | 1426.7621 | 9.5545e-05 | 33 | Commercial_2021_Economic_million_m3_After Competition Groups_33 | Drain Water Heat Recovery (DWHR) ¦New | 0.009555% | 0 | 0.13632 | Commercial_2021_Economic_million_m3_After Competition Groups_Drain Water Heat Recovery (DWHR) ¦New
Commercial | Com ¦ Air Curtains | 2021 | Economic | million_m3 | After Competition Groups | 0.13266 | 0 | 0 | 1426.7621 | 9.2982e-05 | 34 | Commercial_2021_Economic_million_m3_After Competition Groups_34 | Air Curtains | 0.009298% | 0 | 0.13266 | Commercial_2021_Economic_million_m3_After Competition Groups_Air Curtains
Commercial | Com ¦ Solar Water Preheat (Pools/DHW) | 2021 | Economic | million_m3 | After Competition Groups | 0.078039 | 0 | 0 | 1426.7621 | 5.4696e-05 | 35 | Commercial_2021_Economic_million_m3_After Competition Groups_35 | Solar Water Preheat (Pools/DHW) | 0.00547% | 0 | 0.078039 | Commercial_2021_Economic_million_m3_After Competition Groups_Solar Water Preheat (Pools/DHW)
Commercial | Com ¦ Gas Heat Pump Water Heater | 2021 | Economic | million_m3 | After Competition Groups | 0.036392 | 0 | 0 | 1426.7621 | 2.5507e-05 | 36 | Commercial_2021_Economic_million_m3_After Competition Groups_36 | Gas Heat Pump Water Heater | 0.002551% | 0 | 0.036392 | Commercial_2021_Economic_million_m3_After Competition Groups_Gas Heat Pump Water Heater
Commercial | Com ¦ Boilers - Advanced Controls (Steam Systems) | 2021 | SC A | million_m3 | After Competition Groups | 14.5304 | 2552788.9876 | 2.5528 | 96.6707 | 0.15031 | 1 | Commercial_2021_SC A_million_m3_After Competition Groups_1 | Boilers - Advanced Controls (Steam Systems) | 15.03% | 2.5528 | 14.5304 | Commercial_2021_SC A_million_m3_After Competition Groups_Boilers - Advanced Controls (Steam Systems)
Commercial | Com ¦ Adaptive Thermostats | 2021 | SC A | million_m3 | After Competition Groups | 11.8672 | 1440688.0984 | 1.4407 | 96.6707 | 0.12276 | 2 | Commercial_2021_SC A_million_m3_After Competition Groups_2 | Adaptive Thermostats | 12.28% | 1.4407 | 11.8672 | Commercial_2021_SC A_million_m3_After Competition Groups_Adaptive Thermostats
Commercial | Com ¦ Demand Control Ventilation | 2021 | SC A | million_m3 | After Competition Groups | 9.5823 | 1618060.4573 | 1.6181 | 96.6707 | 0.099123 | 3 | Commercial_2021_SC A_million_m3_After Competition Groups_3 | Demand Control Ventilation | 9.912% | 1.6181 | 9.5823 | Commercial_2021_SC A_million_m3_After Competition Groups_Demand Control Ventilation
Commercial | Com ¦ Building Recommissioning, Operations and Maintenance (O&M) Improvements | 2021 | SC A | million_m3 | After Competition Groups | 8.5013 | 1032860.6292 | 1.0329 | 96.6707 | 0.087941 | 4 | Commercial_2021_SC A_million_m3_After Competition Groups_4 | Building Recommissioning, Operations and Maintenance (O&M) Improvements | 8.794% | 1.0329 | 8.5013 | Commercial_2021_SC A_million_m3_After Competition Groups_Building Recommissioning, Operations and Maintenance (O&M) Improvements
Commercial | Com ¦ Condensing Boiler ¦ Std | 2021 | SC A | million_m3 | After Competition Groups | 5.4291 | 1572247.6808 | 1.5722 | 96.6707 | 0.056161 | 5 | Commercial_2021_SC A_million_m3_After Competition Groups_5 | Condensing Boiler ¦ Std | 5.616% | 1.5722 | 5.4291 | Commercial_2021_SC A_million_m3_After Competition Groups_Condensing Boiler ¦ Std
Commercial | Com ¦ Air Handler with Dedicated Outdoor Air Systems | 2021 | SC A | million_m3 | After Competition Groups | 5.199 | 1084615.4658 | 1.0846 | 96.6707 | 0.053781 | 6 | Commercial_2021_SC A_million_m3_After Competition Groups_6 | Air Handler with Dedicated Outdoor Air Systems | 5.378% | 1.0846 | 5.199 | Commercial_2021_SC A_million_m3_After Competition Groups_Air Handler with Dedicated Outdoor Air Systems
Commercial | Com ¦ Advanced BAS/Controllers | 2021 | SC A | million_m3 | After Competition Groups | 4.9459 | 933469.8985 | 0.93347 | 96.6707 | 0.051162 | 7 | Commercial_2021_SC A_million_m3_After Competition Groups_7 | Advanced BAS/Controllers | 5.116% | 0.93347 | 4.9459 | Commercial_2021_SC A_million_m3_After Competition Groups_Advanced BAS/Controllers
Commercial | Com ¦ Condensing Make Up Air Unit | 2021 | SC A | million_m3 | After Competition Groups | 4.6416 | 1138674.7397 | 1.1387 | 96.6707 | 0.048015 | 8 | Commercial_2021_SC A_million_m3_After Competition Groups_8 | Condensing Make Up Air Unit | 4.801% | 1.1387 | 4.6416 | Commercial_2021_SC A_million_m3_After Competition Groups_Condensing Make Up Air Unit
Commercial | Com ¦ Gas Fired Heat Pump | 2021 | SC A | million_m3 | After Competition Groups | 4.5291 | 790871.3743 | 0.79087 | 96.6707 | 0.046851 | 9 | Commercial_2021_SC A_million_m3_After Competition Groups_9 | Gas Fired Heat Pump | 4.685% | 0.79087 | 4.5291 | Commercial_2021_SC A_million_m3_After Competition Groups_Gas Fired Heat Pump
Commercial | Com ¦ Steam System Optimization | 2021 | SC A | million_m3 | After Competition Groups | 3.847 | 120508.6207 | 0.12051 | 96.6707 | 0.039794 | 10 | Commercial_2021_SC A_million_m3_After Competition Groups_10 | Steam System Optimization | 3.979% | 0.12051 | 3.847 | Commercial_2021_SC A_million_m3_After Competition Groups_Steam System Optimization
Commercial | Com ¦ Demand Control Kitchen Ventilation | 2021 | SC A | million_m3 | After Competition Groups | 3.7908 | 744017.3954 | 0.74402 | 96.6707 | 0.039214 | 11 | Commercial_2021_SC A_million_m3_After Competition Groups_11 | Demand Control Kitchen Ventilation | 3.921% | 0.74402 | 3.7908 | Commercial_2021_SC A_million_m3_After Competition Groups_Demand Control Kitchen Ventilation
Commercial | Com ¦ Destratification | 2021 | SC A | million_m3 | After Competition Groups | 3.7314 | 745555.3368 | 0.74556 | 96.6707 | 0.038599 | 12 | Commercial_2021_SC A_million_m3_After Competition Groups_12 | Destratification | 3.86% | 0.74556 | 3.7314 | Commercial_2021_SC A_million_m3_After Competition Groups_Destratification
Commercial | Com ¦ Furnace Tune-Up | 2021 | SC A | million_m3 | After Competition Groups | 3.584 | 54044.4834 | 0.054044 | 96.6707 | 0.037074 | 13 | Commercial_2021_SC A_million_m3_After Competition Groups_13 | Furnace Tune-Up | 3.707% | 0.054044 | 3.584 | Commercial_2021_SC A_million_m3_After Competition Groups_Furnace Tune-Up
Commercial | Com ¦ Wall Insulation | 2021 | SC A | million_m3 | After Competition Groups | 2.0301 | 344178.7602 | 0.34418 | 96.6707 | 0.021 | 14 | Commercial_2021_SC A_million_m3_After Competition Groups_14 | Wall Insulation | 2.1% | 0.34418 | 2.0301 | Commercial_2021_SC A_million_m3_After Competition Groups_Wall Insulation
Commercial | Com ¦ Education and Capacity Building/Energy Behavior | 2021 | SC A | million_m3 | After Competition Groups | 1.8187 | 2074816.5809 | 2.0748 | 96.6707 | 0.018814 | 15 | Commercial_2021_SC A_million_m3_After Competition Groups_15 | Education and Capacity Building/Energy Behavior | 1.881% | 2.0748 | 1.8187 | Commercial_2021_SC A_million_m3_After Competition Groups_Education and Capacity Building/Energy Behavior
Commercial | Com ¦ Gas Fired Rooftop Units | 2021 | SC A | million_m3 | After Competition Groups | 1.7105 | 311043.724 | 0.31104 | 96.6707 | 0.017694 | 16 | Commercial_2021_SC A_million_m3_After Competition Groups_16 | Gas Fired Rooftop Units | 1.769% | 0.31104 | 1.7105 | Commercial_2021_SC A_million_m3_After Competition Groups_Gas Fired Rooftop Units
Commercial | Com ¦ Condensing Unit Heaters or other Efficient Unit Heating System | 2021 | SC A | million_m3 | After Competition Groups | 1.4638 | 370170.6222 | 0.37017 | 96.6707 | 0.015142 | 17 | Commercial_2021_SC A_million_m3_After Competition Groups_17 | Condensing Unit Heaters or other Efficient Unit Heating System | 1.514% | 0.37017 | 1.4638 | Commercial_2021_SC A_million_m3_After Competition Groups_Condensing Unit Heaters or other Efficient Unit Heating System
Commercial | Com ¦ Demand controlled Circulating Systems | 2021 | SC A | million_m3 | After Competition Groups | 1.0124 | 171367.719 | 0.17137 | 96.6707 | 0.010472 | 18 | Commercial_2021_SC A_million_m3_After Competition Groups_18 | Demand controlled Circulating Systems | 1.047% | 0.17137 | 1.0124 | Commercial_2021_SC A_million_m3_After Competition Groups_Demand controlled Circulating Systems
Commercial | Com ¦ ENERGY STAR Fryer (84% eff) | 2021 | SC A | million_m3 | After Competition Groups | 0.84457 | 134691.5145 | 0.13469 | 96.6707 | 0.0087365 | 19 | Commercial_2021_SC A_million_m3_After Competition Groups_19 | ENERGY STAR Fryer (84% eff) | 0.8737% | 0.13469 | 0.84457 | Commercial_2021_SC A_million_m3_After Competition Groups_ENERGY STAR Fryer (84% eff)
Commercial | Com ¦ High Efficiency Underfired Broilers | 2021 | SC A | million_m3 | After Competition Groups | 0.83067 | 140781.3004 | 0.14078 | 96.6707 | 0.0085928 | 20 | Commercial_2021_SC A_million_m3_After Competition Groups_20 | High Efficiency Underfired Broilers | 0.8593% | 0.14078 | 0.83067 | Commercial_2021_SC A_million_m3_After Competition Groups_High Efficiency Underfired Broilers
Commercial | Com ¦ Duct Insulation, R8 | 2021 | SC A | million_m3 | After Competition Groups | 0.69024 | 150958.8456 | 0.15096 | 96.6707 | 0.0071402 | 21 | Commercial_2021_SC A_million_m3_After Competition Groups_21 | Duct Insulation, R8 | 0.714% | 0.15096 | 0.69024 | Commercial_2021_SC A_million_m3_After Competition Groups_Duct Insulation, R8
Commercial | Com ¦ Energy Efficient Laboratory Fume Hood | 2021 | SC A | million_m3 | After Competition Groups | 0.51226 | 111306.6852 | 0.11131 | 96.6707 | 0.005299 | 22 | Commercial_2021_SC A_million_m3_After Competition Groups_22 | Energy Efficient Laboratory Fume Hood | 0.5299% | 0.11131 | 0.51226 | Commercial_2021_SC A_million_m3_After Competition Groups_Energy Efficient Laboratory Fume Hood
Commercial | Com ¦ Ozone Laundry Treatment | 2021 | SC A | million_m3 | After Competition Groups | 0.3374 | 67261.9127 | 0.067262 | 96.6707 | 0.0034902 | 23 | Commercial_2021_SC A_million_m3_After Competition Groups_23 | Ozone Laundry Treatment | 0.349% | 0.067262 | 0.3374 | Commercial_2021_SC A_million_m3_After Competition Groups_Ozone Laundry Treatment
Commercial | Com ¦ ENERGY STAR Griddle (74% eff) | 2021 | SC A | million_m3 | After Competition Groups | 0.33694 | 86569.0444 | 0.086569 | 96.6707 | 0.0034854 | 24 | Commercial_2021_SC A_million_m3_After Competition Groups_24 | ENERGY STAR Griddle (74% eff) | 0.3485% | 0.086569 | 0.33694 | Commercial_2021_SC A_million_m3_After Competition Groups_ENERGY STAR Griddle (74% eff)
Commercial | Com ¦ ENERGY STAR Dishwasher | 2021 | SC A | million_m3 | After Competition Groups | 0.29106 | 56366.9958 | 0.056367 | 96.6707 | 0.0030108 | 25 | Commercial_2021_SC A_million_m3_After Competition Groups_25 | ENERGY STAR Dishwasher | 0.3011% | 0.056367 | 0.29106 | Commercial_2021_SC A_million_m3_After Competition Groups_ENERGY STAR Dishwasher
Commercial | Com ¦ CEE Tier 2/Energy Star Clothes Washers | 2021 | SC A | million_m3 | After Competition Groups | 0.15031 | 16593.1333 | 0.016593 | 96.6707 | 0.0015548 | 26 | Commercial_2021_SC A_million_m3_After Competition Groups_26 | CEE Tier 2/Energy Star Clothes Washers | 0.1555% | 0.016593 | 0.15031 | Commercial_2021_SC A_million_m3_After Competition Groups_CEE Tier 2/Energy Star Clothes Washers
Commercial | Com ¦ Infrared Heaters | 2021 | SC A | million_m3 | After Competition Groups | 0.13125 | 35214.6888 | 0.035215 | 96.6707 | 0.0013577 | 27 | Commercial_2021_SC A_million_m3_After Competition Groups_27 | Infrared Heaters | 0.1358% | 0.035215 | 0.13125 | Commercial_2021_SC A_million_m3_After Competition Groups_Infrared Heaters
Commercial | Com ¦ Drain Water Heat Recovery (DWHR) ¦ Retro | 2021 | SC A | million_m3 | After Competition Groups | 0.091251 | 14737.4866 | 0.014737 | 96.6707 | 0.00094393 | 28 | Commercial_2021_SC A_million_m3_After Competition Groups_28 | Drain Water Heat Recovery (DWHR) ¦ Retro | 0.09439% | 0.014737 | 0.091251 | Commercial_2021_SC A_million_m3_After Competition Groups_Drain Water Heat Recovery (DWHR) ¦ Retro
Commercial | Com ¦ ENERGY STAR Steam Cooker | 2021 | SC A | million_m3 | After Competition Groups | 0.090176 | 13766.8392 | 0.013767 | 96.6707 | 0.00093282 | 29 | Commercial_2021_SC A_million_m3_After Competition Groups_29 | ENERGY STAR Steam Cooker | 0.09328% | 0.013767 | 0.090176 | Commercial_2021_SC A_million_m3_After Competition Groups_ENERGY STAR Steam Cooker
Commercial | Com ¦ Low Flow Pre-Rinse Spray Nozzle | 2021 | SC A | million_m3 | After Competition Groups | 0.084016 | 7138.4939 | 0.0071385 | 96.6707 | 0.0008691 | 30 | Commercial_2021_SC A_million_m3_After Competition Groups_30 | Low Flow Pre-Rinse Spray Nozzle | 0.08691% | 0.0071385 | 0.084016 | Commercial_2021_SC A_million_m3_After Competition Groups_Low Flow Pre-Rinse Spray Nozzle
Commercial | Com ¦ Energy Recovery Ventilation and Ventilation (Enhanced) | 2021 | SC A | million_m3 | After Competition Groups | 0.036233 | 10187.8631 | 0.010188 | 96.6707 | 0.00037481 | 31 | Commercial_2021_SC A_million_m3_After Competition Groups_31 | Energy Recovery Ventilation and Ventilation (Enhanced) | 0.03748% | 0.010188 | 0.036233 | Commercial_2021_SC A_million_m3_After Competition Groups_Energy Recovery Ventilation and Ventilation (Enhanced)
Commercial | Com ¦ Drain Water Heat Recovery (DWHR) ¦New | 2021 | SC A | million_m3 | After Competition Groups | 0.015746 | 2799.383 | 0.0027994 | 96.6707 | 0.00016288 | 32 | Commercial_2021_SC A_million_m3_After Competition Groups_32 | Drain Water Heat Recovery (DWHR) ¦New | 0.01629% | 0.0027994 | 0.015746 | Commercial_2021_SC A_million_m3_After Competition Groups_Drain Water Heat Recovery (DWHR) ¦New
Commercial | Com ¦ Heat Recovery Ventilator | 2021 | SC A | million_m3 | After Competition Groups | 0.012804 | 5458.7661 | 0.0054588 | 96.6707 | 0.00013245 | 33 | Commercial_2021_SC A_million_m3_After Competition Groups_33 | Heat Recovery Ventilator | 0.01325% | 0.0054588 | 0.012804 | Commercial_2021_SC A_million_m3_After Competition Groups_Heat Recovery Ventilator
Commercial | Com ¦ Solar Water Preheat (Pools/DHW) | 2021 | SC A | million_m3 | After Competition Groups | 0.0012741 | 456.0917 | 0.00045609 | 96.6707 | 1.318e-05 | 34 | Commercial_2021_SC A_million_m3_After Competition Groups_34 | Solar Water Preheat (Pools/DHW) | 0.001318% | 0.00045609 | 0.0012741 | Commercial_2021_SC A_million_m3_After Competition Groups_Solar Water Preheat (Pools/DHW)
Commercial | Com ¦ Air Curtains | 2021 | SC A | million_m3 | After Competition Groups | 2.1226e-05 | 8.6747 | 8.6747e-06 | 96.6707 | 2.1957e-07 | 35 | Commercial_2021_SC A_million_m3_After Competition Groups_35 | Air Curtains | 2.196e-05% | 8.6747e-06 | 2.1226e-05 | Commercial_2021_SC A_million_m3_After Competition Groups_Air Curtains
Commercial | Com ¦ Gas Heat Pump Water Heater | 2021 | SC A | million_m3 | After Competition Groups | 7.2888e-06 | 0 | 0 | 96.6707 | 7.5399e-08 | 36 | Commercial_2021_SC A_million_m3_After Competition Groups_36 | Gas Heat Pump Water Heater | 7.54e-06% | 0 | 7.2888e-06 | Commercial_2021_SC A_million_m3_After Competition Groups_Gas Heat Pump Water Heater
Commercial | Com ¦ Adaptive Thermostats | 2021 | SC B | million_m3 | After Competition Groups | 25.8326 | 3095553.1265 | 3.0956 | 194.452 | 0.13285 | 1 | Commercial_2021_SC B_million_m3_After Competition Groups_1 | Adaptive Thermostats | 13.28% | 3.0956 | 25.8326 | Commercial_2021_SC B_million_m3_After Competition Groups_Adaptive Thermostats
Commercial | Com ¦ Demand Control Ventilation | 2021 | SC B | million_m3 | After Competition Groups | 24.0696 | 15247919.7885 | 15.2479 | 194.452 | 0.12378 | 2 | Commercial_2021_SC B_million_m3_After Competition Groups_2 | Demand Control Ventilation | 12.38% | 15.2479 | 24.0696 | Commercial_2021_SC B_million_m3_After Competition Groups_Demand Control Ventilation
Commercial | Com ¦ Air Handler with Dedicated Outdoor Air Systems | 2021 | SC B | million_m3 | After Competition Groups | 18.8868 | 16549062.6066 | 16.5491 | 194.452 | 0.097128 | 3 | Commercial_2021_SC B_million_m3_After Competition Groups_3 | Air Handler with Dedicated Outdoor Air Systems | 9.713% | 16.5491 | 18.8868 | Commercial_2021_SC B_million_m3_After Competition Groups_Air Handler with Dedicated Outdoor Air Systems
Commercial | Com ¦ Boilers - Advanced Controls (Steam Systems) | 2021 | SC B | million_m3 | After Competition Groups | 14.5303 | 2552510.0988 | 2.5525 | 194.452 | 0.074724 | 4 | Commercial_2021_SC B_million_m3_After Competition Groups_4 | Boilers - Advanced Controls (Steam Systems) | 7.472% | 2.5525 | 14.5303 | Commercial_2021_SC B_million_m3_After Competition Groups_Boilers - Advanced Controls (Steam Systems)
Commercial | Com ¦ Condensing Boiler ¦ Std | 2021 | SC B | million_m3 | After Competition Groups | 11.4066 | 13117633.5454 | 13.1176 | 194.452 | 0.05866 | 5 | Commercial_2021_SC B_million_m3_After Competition Groups_5 | Condensing Boiler ¦ Std | 5.866% | 13.1176 | 11.4066 | Commercial_2021_SC B_million_m3_After Competition Groups_Condensing Boiler ¦ Std
Commercial | Com ¦ Steam System Optimization | 2021 | SC B | million_m3 | After Competition Groups | 10.3051 | 327299.7136 | 0.3273 | 194.452 | 0.052996 | 6 | Commercial_2021_SC B_million_m3_After Competition Groups_6 | Steam System Optimization | 5.3% | 0.3273 | 10.3051 | Commercial_2021_SC B_million_m3_After Competition Groups_Steam System Optimization
Commercial | Com ¦ Destratification | 2021 | SC B | million_m3 | After Competition Groups | 10.1339 | 2668071.2302 | 2.6681 | 194.452 | 0.052115 | 7 | Commercial_2021_SC B_million_m3_After Competition Groups_7 | Destratification | 5.212% | 2.6681 | 10.1339 | Commercial_2021_SC B_million_m3_After Competition Groups_Destratification
Commercial | Com ¦ Building Recommissioning, Operations and Maintenance (O&M) Improvements | 2021 | SC B | million_m3 | After Competition Groups | 9.9189 | 5364935.1654 | 5.3649 | 194.452 | 0.05101 | 8 | Commercial_2021_SC B_million_m3_After Competition Groups_8 | Building Recommissioning, Operations and Maintenance (O&M) Improvements | 5.101% | 5.3649 | 9.9189 | Commercial_2021_SC B_million_m3_After Competition Groups_Building Recommissioning, Operations and Maintenance (O&M) Improvements
Commercial | Com ¦ Furnace Tune-Up | 2021 | SC B | million_m3 | After Competition Groups | 9.6001 | 146789.4261 | 0.14679 | 194.452 | 0.04937 | 9 | Commercial_2021_SC B_million_m3_After Competition Groups_9 | Furnace Tune-Up | 4.937% | 0.14679 | 9.6001 | Commercial_2021_SC B_million_m3_After Competition Groups_Furnace Tune-Up
Commercial | Com ¦ Education and Capacity Building/Energy Behavior | 2021 | SC B | million_m3 | After Competition Groups | 9.0936 | 10374082.9047 | 10.3741 | 194.452 | 0.046765 | 10 | Commercial_2021_SC B_million_m3_After Competition Groups_10 | Education and Capacity Building/Energy Behavior | 4.677% | 10.3741 | 9.0936 | Commercial_2021_SC B_million_m3_After Competition Groups_Education and Capacity Building/Energy Behavior
Commercial | Com ¦ Demand Control Kitchen Ventilation | 2021 | SC B | million_m3 | After Competition Groups | 8.4118 | 3327063.0777 | 3.3271 | 194.452 | 0.043259 | 11 | Commercial_2021_SC B_million_m3_After Competition Groups_11 | Demand Control Kitchen Ventilation | 4.326% | 3.3271 | 8.4118 | Commercial_2021_SC B_million_m3_After Competition Groups_Demand Control Kitchen Ventilation
Commercial | Com ¦ Gas Fired Heat Pump | 2021 | SC B | million_m3 | After Competition Groups | 5.6665 | 2413056.798 | 2.4131 | 194.452 | 0.029141 | 12 | Commercial_2021_SC B_million_m3_After Competition Groups_12 | Gas Fired Heat Pump | 2.914% | 2.4131 | 5.6665 | Commercial_2021_SC B_million_m3_After Competition Groups_Gas Fired Heat Pump
Commercial | Com ¦ Advanced BAS/Controllers | 2021 | SC B | million_m3 | After Competition Groups | 5.471 | 2997213.8023 | 2.9972 | 194.452 | 0.028136 | 13 | Commercial_2021_SC B_million_m3_After Competition Groups_13 | Advanced BAS/Controllers | 2.814% | 2.9972 | 5.471 | Commercial_2021_SC B_million_m3_After Competition Groups_Advanced BAS/Controllers
Commercial | Com ¦ Wall Insulation | 2021 | SC B | million_m3 | After Competition Groups | 5.4381 | 934774.9212 | 0.93477 | 194.452 | 0.027966 | 14 | Commercial_2021_SC B_million_m3_After Competition Groups_14 | Wall Insulation | 2.797% | 0.93477 | 5.4381 | Commercial_2021_SC B_million_m3_After Competition Groups_Wall Insulation
Commercial | Com ¦ Condensing Make Up Air Unit | 2021 | SC B | million_m3 | After Competition Groups | 5.4126 | 1990943.7421 | 1.9909 | 194.452 | 0.027835 | 15 | Commercial_2021_SC B_million_m3_After Competition Groups_15 | Condensing Make Up Air Unit | 2.784% | 1.9909 | 5.4126 | Commercial_2021_SC B_million_m3_After Competition Groups_Condensing Make Up Air Unit
Commercial | Com ¦ Energy Efficient Laboratory Fume Hood | 2021 | SC B | million_m3 | After Competition Groups | 3.5295 | 3854904.6157 | 3.8549 | 194.452 | 0.018151 | 16 | Commercial_2021_SC B_million_m3_After Competition Groups_16 | Energy Efficient Laboratory Fume Hood | 1.815% | 3.8549 | 3.5295 | Commercial_2021_SC B_million_m3_After Competition Groups_Energy Efficient Laboratory Fume Hood
Commercial | Com ¦ Gas Fired Rooftop Units | 2021 | SC B | million_m3 | After Competition Groups | 3.2529 | 788986.2636 | 0.78899 | 194.452 | 0.016729 | 17 | Commercial_2021_SC B_million_m3_After Competition Groups_17 | Gas Fired Rooftop Units | 1.673% | 0.78899 | 3.2529 | Commercial_2021_SC B_million_m3_After Competition Groups_Gas Fired Rooftop Units
Commercial | Com ¦ Demand controlled Circulating Systems | 2021 | SC B | million_m3 | After Competition Groups | 2.8568 | 736389.0324 | 0.73639 | 194.452 | 0.014691 | 18 | Commercial_2021_SC B_million_m3_After Competition Groups_18 | Demand controlled Circulating Systems | 1.469% | 0.73639 | 2.8568 | Commercial_2021_SC B_million_m3_After Competition Groups_Demand controlled Circulating Systems
Commercial | Com ¦ Condensing Unit Heaters or other Efficient Unit Heating System | 2021 | SC B | million_m3 | After Competition Groups | 2.3681 | 1972517.0133 | 1.9725 | 194.452 | 0.012178 | 19 | Commercial_2021_SC B_million_m3_After Competition Groups_19 | Condensing Unit Heaters or other Efficient Unit Heating System | 1.218% | 1.9725 | 2.3681 | Commercial_2021_SC B_million_m3_After Competition Groups_Condensing Unit Heaters or other Efficient Unit Heating System
Commercial | Com ¦ Duct Insulation, R8 | 2021 | SC B | million_m3 | After Competition Groups | 2.2162 | 1191859.6832 | 1.1919 | 194.452 | 0.011397 | 20 | Commercial_2021_SC B_million_m3_After Competition Groups_20 | Duct Insulation, R8 | 1.14% | 1.1919 | 2.2162 | Commercial_2021_SC B_million_m3_After Competition Groups_Duct Insulation, R8
Commercial | Com ¦ Ozone Laundry Treatment | 2021 | SC B | million_m3 | After Competition Groups | 1.2755 | 984302.0978 | 0.9843 | 194.452 | 0.0065593 | 21 | Commercial_2021_SC B_million_m3_After Competition Groups_21 | Ozone Laundry Treatment | 0.6559% | 0.9843 | 1.2755 | Commercial_2021_SC B_million_m3_After Competition Groups_Ozone Laundry Treatment
Commercial | Com ¦ ENERGY STAR Fryer (84% eff) | 2021 | SC B | million_m3 | After Competition Groups | 1.2602 | 774619.8265 | 0.77462 | 194.452 | 0.006481 | 22 | Commercial_2021_SC B_million_m3_After Competition Groups_22 | ENERGY STAR Fryer (84% eff) | 0.6481% | 0.77462 | 1.2602 | Commercial_2021_SC B_million_m3_After Competition Groups_ENERGY STAR Fryer (84% eff)
Commercial | Com ¦ High Efficiency Underfired Broilers | 2021 | SC B | million_m3 | After Competition Groups | 0.89738 | 175676.3219 | 0.17568 | 194.452 | 0.0046149 | 23 | Commercial_2021_SC B_million_m3_After Competition Groups_23 | High Efficiency Underfired Broilers | 0.4615% | 0.17568 | 0.89738 | Commercial_2021_SC B_million_m3_After Competition Groups_High Efficiency Underfired Broilers
Commercial | Com ¦ ENERGY STAR Griddle (74% eff) | 2021 | SC B | million_m3 | After Competition Groups | 0.82545 | 741610.7821 | 0.74161 | 194.452 | 0.004245 | 24 | Commercial_2021_SC B_million_m3_After Competition Groups_24 | ENERGY STAR Griddle (74% eff) | 0.4245% | 0.74161 | 0.82545 | Commercial_2021_SC B_million_m3_After Competition Groups_ENERGY STAR Griddle (74% eff)
Commercial | Com ¦ ENERGY STAR Dishwasher | 2021 | SC B | million_m3 | After Competition Groups | 0.36219 | 269556.7945 | 0.26956 | 194.452 | 0.0018626 | 25 | Commercial_2021_SC B_million_m3_After Competition Groups_25 | ENERGY STAR Dishwasher | 0.1863% | 0.26956 | 0.36219 | Commercial_2021_SC B_million_m3_After Competition Groups_ENERGY STAR Dishwasher
Commercial | Com ¦ Heat Recovery Ventilator | 2021 | SC B | million_m3 | After Competition Groups | 0.27113 | 423127.8221 | 0.42313 | 194.452 | 0.0013943 | 26 | Commercial_2021_SC B_million_m3_After Competition Groups_26 | Heat Recovery Ventilator | 0.1394% | 0.42313 | 0.27113 | Commercial_2021_SC B_million_m3_After Competition Groups_Heat Recovery Ventilator
Commercial | Com ¦ Drain Water Heat Recovery (DWHR) ¦ Retro | 2021 | SC B | million_m3 | After Competition Groups | 0.2448 | 45029.8107 | 0.04503 | 194.452 | 0.0012589 | 27 | Commercial_2021_SC B_million_m3_After Competition Groups_27 | Drain Water Heat Recovery (DWHR) ¦ Retro | 0.1259% | 0.04503 | 0.2448 | Commercial_2021_SC B_million_m3_After Competition Groups_Drain Water Heat Recovery (DWHR) ¦ Retro
Commercial | Com ¦ Infrared Heaters | 2021 | SC B | million_m3 | After Competition Groups | 0.24077 | 222308.7528 | 0.22231 | 194.452 | 0.0012382 | 28 | Commercial_2021_SC B_million_m3_After Competition Groups_28 | Infrared Heaters | 0.1238% | 0.22231 | 0.24077 | Commercial_2021_SC B_million_m3_After Competition Groups_Infrared Heaters
Commercial | Com ¦ Energy Recovery Ventilation and Ventilation (Enhanced) | 2021 | SC B | million_m3 | After Competition Groups | 0.23139 | 259399.0712 | 0.2594 | 194.452 | 0.00119 | 29 | Commercial_2021_SC B_million_m3_After Competition Groups_29 | Energy Recovery Ventilation and Ventilation (Enhanced) | 0.119% | 0.2594 | 0.23139 | Commercial_2021_SC B_million_m3_After Competition Groups_Energy Recovery Ventilation and Ventilation (Enhanced)
Commercial | Com ¦ CEE Tier 2/Energy Star Clothes Washers | 2021 | SC B | million_m3 | After Competition Groups | 0.19454 | 85902.0441 | 0.085902 | 194.452 | 0.0010005 | 30 | Commercial_2021_SC B_million_m3_After Competition Groups_30 | CEE Tier 2/Energy Star Clothes Washers | 0.1% | 0.085902 | 0.19454 | Commercial_2021_SC B_million_m3_After Competition Groups_CEE Tier 2/Energy Star Clothes Washers
Commercial | Com ¦ Low Flow Pre-Rinse Spray Nozzle | 2021 | SC B | million_m3 | After Competition Groups | 0.10977 | 35865.4651 | 0.035865 | 194.452 | 0.0005645 | 31 | Commercial_2021_SC B_million_m3_After Competition Groups_31 | Low Flow Pre-Rinse Spray Nozzle | 0.05645% | 0.035865 | 0.10977 | Commercial_2021_SC B_million_m3_After Competition Groups_Low Flow Pre-Rinse Spray Nozzle
Commercial | Com ¦ ENERGY STAR Steam Cooker | 2021 | SC B | million_m3 | After Competition Groups | 0.090175 | 13765.3384 | 0.013765 | 194.452 | 0.00046374 | 32 | Commercial_2021_SC B_million_m3_After Competition Groups_32 | ENERGY STAR Steam Cooker | 0.04637% | 0.013765 | 0.090175 | Commercial_2021_SC B_million_m3_After Competition Groups_ENERGY STAR Steam Cooker
Commercial | Com ¦ Air Curtains | 2021 | SC B | million_m3 | After Competition Groups | 0.02514 | 31289.5268 | 0.03129 | 194.452 | 0.00012929 | 33 | Commercial_2021_SC B_million_m3_After Competition Groups_33 | Air Curtains | 0.01293% | 0.03129 | 0.02514 | Commercial_2021_SC B_million_m3_After Competition Groups_Air Curtains
Commercial | Com ¦ Drain Water Heat Recovery (DWHR) ¦New | 2021 | SC B | million_m3 | After Competition Groups | 0.017597 | 4010.4375 | 0.0040104 | 194.452 | 9.0498e-05 | 34 | Commercial_2021_SC B_million_m3_After Competition Groups_34 | Drain Water Heat Recovery (DWHR) ¦New | 0.00905% | 0.0040104 | 0.017597 | Commercial_2021_SC B_million_m3_After Competition Groups_Drain Water Heat Recovery (DWHR) ¦New
Commercial | Com ¦ Solar Water Preheat (Pools/DHW) | 2021 | SC B | million_m3 | After Competition Groups | 0.0035632 | 1887.7855 | 0.0018878 | 194.452 | 1.8324e-05 | 35 | Commercial_2021_SC B_million_m3_After Competition Groups_35 | Solar Water Preheat (Pools/DHW) | 0.001832% | 0.0018878 | 0.0035632 | Commercial_2021_SC B_million_m3_After Competition Groups_Solar Water Preheat (Pools/DHW)
Commercial | Com ¦ Gas Heat Pump Water Heater | 2021 | SC B | million_m3 | After Competition Groups | 0.0013336 | 6514.3262 | 0.0065143 | 194.452 | 6.8581e-06 | 36 | Commercial_2021_SC B_million_m3_After Competition Groups_36 | Gas Heat Pump Water Heater | 0.0006858% | 0.0065143 | 0.0013336 | Commercial_2021_SC B_million_m3_After Competition Groups_Gas Heat Pump Water Heater
Commercial | Com ¦ Boilers - Advanced Controls (Steam Systems) | 2021 | SC C | million_m3 | After Competition Groups | 14.5304 | 2552788.9876 | 2.5528 | 100.4427 | 0.14466 | 1 | Commercial_2021_SC C_million_m3_After Competition Groups_1 | Boilers - Advanced Controls (Steam Systems) | 14.47% | 2.5528 | 14.5304 | Commercial_2021_SC C_million_m3_After Competition Groups_Boilers - Advanced Controls (Steam Systems)
Commercial | Com ¦ Adaptive Thermostats | 2021 | SC C | million_m3 | After Competition Groups | 11.8672 | 1440688.0984 | 1.4407 | 100.4427 | 0.11815 | 2 | Commercial_2021_SC C_million_m3_After Competition Groups_2 | Adaptive Thermostats | 11.81% | 1.4407 | 11.8672 | Commercial_2021_SC C_million_m3_After Competition Groups_Adaptive Thermostats
Commercial | Com ¦ Demand Control Ventilation | 2021 | SC C | million_m3 | After Competition Groups | 10.0665 | 2924993.4997 | 2.925 | 100.4427 | 0.10022 | 3 | Commercial_2021_SC C_million_m3_After Competition Groups_3 | Demand Control Ventilation | 10.02% | 2.925 | 10.0665 | Commercial_2021_SC C_million_m3_After Competition Groups_Demand Control Ventilation
Commercial | Com ¦ Building Recommissioning, Operations and Maintenance (O&M) Improvements | 2021 | SC C | million_m3 | After Competition Groups | 8.568 | 1801402.3549 | 1.8014 | 100.4427 | 0.085302 | 4 | Commercial_2021_SC C_million_m3_After Competition Groups_4 | Building Recommissioning, Operations and Maintenance (O&M) Improvements | 8.53% | 1.8014 | 8.568 | Commercial_2021_SC C_million_m3_After Competition Groups_Building Recommissioning, Operations and Maintenance (O&M) Improvements
Commercial | Com ¦ Condensing Boiler ¦ Std | 2021 | SC C | million_m3 | After Competition Groups | 6.8399 | 3894067.0123 | 3.8941 | 100.4427 | 0.068097 | 5 | Commercial_2021_SC C_million_m3_After Competition Groups_5 | Condensing Boiler ¦ Std | 6.81% | 3.8941 | 6.8399 | Commercial_2021_SC C_million_m3_After Competition Groups_Condensing Boiler ¦ Std
Commercial | Com ¦ Air Handler with Dedicated Outdoor Air Systems | 2021 | SC C | million_m3 | After Competition Groups | 5.7086 | 2156517.3907 | 2.1565 | 100.4427 | 0.056835 | 6 | Commercial_2021_SC C_million_m3_After Competition Groups_6 | Air Handler with Dedicated Outdoor Air Systems | 5.683% | 2.1565 | 5.7086 | Commercial_2021_SC C_million_m3_After Competition Groups_Air Handler with Dedicated Outdoor Air Systems
Commercial | Com ¦ Advanced BAS/Controllers | 2021 | SC C | million_m3 | After Competition Groups | 4.9981 | 1391364.9604 | 1.3914 | 100.4427 | 0.049761 | 7 | Commercial_2021_SC C_million_m3_After Competition Groups_7 | Advanced BAS/Controllers | 4.976% | 1.3914 | 4.9981 | Commercial_2021_SC C_million_m3_After Competition Groups_Advanced BAS/Controllers
Commercial | Com ¦ Gas Fired Heat Pump | 2021 | SC C | million_m3 | After Competition Groups | 4.7666 | 1391868.5881 | 1.3919 | 100.4427 | 0.047456 | 8 | Commercial_2021_SC C_million_m3_After Competition Groups_8 | Gas Fired Heat Pump | 4.746% | 1.3919 | 4.7666 | Commercial_2021_SC C_million_m3_After Competition Groups_Gas Fired Heat Pump
Commercial | Com ¦ Condensing Make Up Air Unit | 2021 | SC C | million_m3 | After Competition Groups | 4.7032 | 1553631.963 | 1.5536 | 100.4427 | 0.046824 | 9 | Commercial_2021_SC C_million_m3_After Competition Groups_9 | Condensing Make Up Air Unit | 4.682% | 1.5536 | 4.7032 | Commercial_2021_SC C_million_m3_After Competition Groups_Condensing Make Up Air Unit
Commercial | Com ¦ Demand Control Kitchen Ventilation | 2021 | SC C | million_m3 | After Competition Groups | 3.8891 | 1209721.0203 | 1.2097 | 100.4427 | 0.038719 | 10 | Commercial_2021_SC C_million_m3_After Competition Groups_10 | Demand Control Kitchen Ventilation | 3.872% | 1.2097 | 3.8891 | Commercial_2021_SC C_million_m3_After Competition Groups_Demand Control Kitchen Ventilation
Commercial | Com ¦ Steam System Optimization | 2021 | SC C | million_m3 | After Competition Groups | 3.847 | 120508.6207 | 0.12051 | 100.4427 | 0.0383 | 11 | Commercial_2021_SC C_million_m3_After Competition Groups_11 | Steam System Optimization | 3.83% | 0.12051 | 3.847 | Commercial_2021_SC C_million_m3_After Competition Groups_Steam System Optimization
Commercial | Com ¦ Destratification | 2021 | SC C | million_m3 | After Competition Groups | 3.7834 | 982319.9293 | 0.98232 | 100.4427 | 0.037668 | 12 | Commercial_2021_SC C_million_m3_After Competition Groups_12 | Destratification | 3.767% | 0.98232 | 3.7834 | Commercial_2021_SC C_million_m3_After Competition Groups_Destratification
Commercial | Com ¦ Furnace Tune-Up | 2021 | SC C | million_m3 | After Competition Groups | 3.584 | 54044.4834 | 0.054044 | 100.4427 | 0.035682 | 13 | Commercial_2021_SC C_million_m3_After Competition Groups_13 | Furnace Tune-Up | 3.568% | 0.054044 | 3.584 | Commercial_2021_SC C_million_m3_After Competition Groups_Furnace Tune-Up
Commercial | Com ¦ Wall Insulation | 2021 | SC C | million_m3 | After Competition Groups | 2.0301 | 344178.7602 | 0.34418 | 100.4427 | 0.020211 | 14 | Commercial_2021_SC C_million_m3_After Competition Groups_14 | Wall Insulation | 2.021% | 0.34418 | 2.0301 | Commercial_2021_SC C_million_m3_After Competition Groups_Wall Insulation
Commercial | Com ¦ Education and Capacity Building/Energy Behavior | 2021 | SC C | million_m3 | After Competition Groups | 1.8187 | 2074816.5809 | 2.0748 | 100.4427 | 0.018107 | 15 | Commercial_2021_SC C_million_m3_After Competition Groups_15 | Education and Capacity Building/Energy Behavior | 1.811% | 2.0748 | 1.8187 | Commercial_2021_SC C_million_m3_After Competition Groups_Education and Capacity Building/Energy Behavior
Commercial | Com ¦ Gas Fired Rooftop Units | 2021 | SC C | million_m3 | After Competition Groups | 1.7198 | 358015.7102 | 0.35802 | 100.4427 | 0.017122 | 16 | Commercial_2021_SC C_million_m3_After Competition Groups_16 | Gas Fired Rooftop Units | 1.712% | 0.35802 | 1.7198 | Commercial_2021_SC C_million_m3_After Competition Groups_Gas Fired Rooftop Units
Commercial | Com ¦ Condensing Unit Heaters or other Efficient Unit Heating System | 2021 | SC C | million_m3 | After Competition Groups | 1.6417 | 721979.8962 | 0.72198 | 100.4427 | 0.016345 | 17 | Commercial_2021_SC C_million_m3_After Competition Groups_17 | Condensing Unit Heaters or other Efficient Unit Heating System | 1.634% | 0.72198 | 1.6417 | Commercial_2021_SC C_million_m3_After Competition Groups_Condensing Unit Heaters or other Efficient Unit Heating System
Commercial | Com ¦ Demand controlled Circulating Systems | 2021 | SC C | million_m3 | After Competition Groups | 1.0278 | 190488.1457 | 0.19049 | 100.4427 | 0.010233 | 18 | Commercial_2021_SC C_million_m3_After Competition Groups_18 | Demand controlled Circulating Systems | 1.023% | 0.19049 | 1.0278 | Commercial_2021_SC C_million_m3_After Competition Groups_Demand controlled Circulating Systems
Commercial | Com ¦ ENERGY STAR Fryer (84% eff) | 2021 | SC C | million_m3 | After Competition Groups | 0.95713 | 296096.1265 | 0.2961 | 100.4427 | 0.0095291 | 19 | Commercial_2021_SC C_million_m3_After Competition Groups_19 | ENERGY STAR Fryer (84% eff) | 0.9529% | 0.2961 | 0.95713 | Commercial_2021_SC C_million_m3_After Competition Groups_ENERGY STAR Fryer (84% eff)
Commercial | Com ¦ High Efficiency Underfired Broilers | 2021 | SC C | million_m3 | After Competition Groups | 0.83245 | 152612.9549 | 0.15261 | 100.4427 | 0.0082878 | 20 | Commercial_2021_SC C_million_m3_After Competition Groups_20 | High Efficiency Underfired Broilers | 0.8288% | 0.15261 | 0.83245 | Commercial_2021_SC C_million_m3_After Competition Groups_High Efficiency Underfired Broilers
Commercial | Com ¦ Duct Insulation, R8 | 2021 | SC C | million_m3 | After Competition Groups | 0.77457 | 329733.1396 | 0.32973 | 100.4427 | 0.0077116 | 21 | Commercial_2021_SC C_million_m3_After Competition Groups_21 | Duct Insulation, R8 | 0.7712% | 0.32973 | 0.77457 | Commercial_2021_SC C_million_m3_After Competition Groups_Duct Insulation, R8
Commercial | Com ¦ Energy Efficient Laboratory Fume Hood | 2021 | SC C | million_m3 | After Competition Groups | 0.70649 | 317160.4297 | 0.31716 | 100.4427 | 0.0070337 | 22 | Commercial_2021_SC C_million_m3_After Competition Groups_22 | Energy Efficient Laboratory Fume Hood | 0.7034% | 0.31716 | 0.70649 | Commercial_2021_SC C_million_m3_After Competition Groups_Energy Efficient Laboratory Fume Hood
Commercial | Com ¦ ENERGY STAR Griddle (74% eff) | 2021 | SC C | million_m3 | After Competition Groups | 0.40915 | 135534.674 | 0.13553 | 100.4427 | 0.0040734 | 23 | Commercial_2021_SC C_million_m3_After Competition Groups_23 | ENERGY STAR Griddle (74% eff) | 0.4073% | 0.13553 | 0.40915 | Commercial_2021_SC C_million_m3_After Competition Groups_ENERGY STAR Griddle (74% eff)
Commercial | Com ¦ Ozone Laundry Treatment | 2021 | SC C | million_m3 | After Competition Groups | 0.39732 | 155841.3913 | 0.15584 | 100.4427 | 0.0039557 | 24 | Commercial_2021_SC C_million_m3_After Competition Groups_24 | Ozone Laundry Treatment | 0.3956% | 0.15584 | 0.39732 | Commercial_2021_SC C_million_m3_After Competition Groups_Ozone Laundry Treatment
Commercial | Com ¦ ENERGY STAR Dishwasher | 2021 | SC C | million_m3 | After Competition Groups | 0.31397 | 117140.6099 | 0.11714 | 100.4427 | 0.0031259 | 25 | Commercial_2021_SC C_million_m3_After Competition Groups_25 | ENERGY STAR Dishwasher | 0.3126% | 0.11714 | 0.31397 | Commercial_2021_SC C_million_m3_After Competition Groups_ENERGY STAR Dishwasher
Commercial | Com ¦ CEE Tier 2/Energy Star Clothes Washers | 2021 | SC C | million_m3 | After Competition Groups | 0.16081 | 34041.4426 | 0.034041 | 100.4427 | 0.0016011 | 26 | Commercial_2021_SC C_million_m3_After Competition Groups_26 | CEE Tier 2/Energy Star Clothes Washers | 0.1601% | 0.034041 | 0.16081 | Commercial_2021_SC C_million_m3_After Competition Groups_CEE Tier 2/Energy Star Clothes Washers
Commercial | Com ¦ Infrared Heaters | 2021 | SC C | million_m3 | After Competition Groups | 0.14996 | 77278.4545 | 0.077278 | 100.4427 | 0.001493 | 27 | Commercial_2021_SC C_million_m3_After Competition Groups_27 | Infrared Heaters | 0.1493% | 0.077278 | 0.14996 | Commercial_2021_SC C_million_m3_After Competition Groups_Infrared Heaters
Commercial | Com ¦ Drain Water Heat Recovery (DWHR) ¦ Retro | 2021 | SC C | million_m3 | After Competition Groups | 0.091369 | 16581.3974 | 0.016581 | 100.4427 | 0.00090967 | 28 | Commercial_2021_SC C_million_m3_After Competition Groups_28 | Drain Water Heat Recovery (DWHR) ¦ Retro | 0.09097% | 0.016581 | 0.091369 | Commercial_2021_SC C_million_m3_After Competition Groups_Drain Water Heat Recovery (DWHR) ¦ Retro
Commercial | Com ¦ ENERGY STAR Steam Cooker | 2021 | SC C | million_m3 | After Competition Groups | 0.090176 | 13766.8392 | 0.013767 | 100.4427 | 0.00089778 | 29 | Commercial_2021_SC C_million_m3_After Competition Groups_29 | ENERGY STAR Steam Cooker | 0.08978% | 0.013767 | 0.090176 | Commercial_2021_SC C_million_m3_After Competition Groups_ENERGY STAR Steam Cooker
Commercial | Com ¦ Low Flow Pre-Rinse Spray Nozzle | 2021 | SC C | million_m3 | After Competition Groups | 0.087407 | 13144.4885 | 0.013144 | 100.4427 | 0.00087022 | 30 | Commercial_2021_SC C_million_m3_After Competition Groups_30 | Low Flow Pre-Rinse Spray Nozzle | 0.08702% | 0.013144 | 0.087407 | Commercial_2021_SC C_million_m3_After Competition Groups_Low Flow Pre-Rinse Spray Nozzle
Commercial | Com ¦ Energy Recovery Ventilation and Ventilation (Enhanced) | 2021 | SC C | million_m3 | After Competition Groups | 0.045329 | 19935.8164 | 0.019936 | 100.4427 | 0.00045129 | 31 | Commercial_2021_SC C_million_m3_After Competition Groups_31 | Energy Recovery Ventilation and Ventilation (Enhanced) | 0.04513% | 0.019936 | 0.045329 | Commercial_2021_SC C_million_m3_After Competition Groups_Energy Recovery Ventilation and Ventilation (Enhanced)
Commercial | Com ¦ Heat Recovery Ventilator | 2021 | SC C | million_m3 | After Competition Groups | 0.019351 | 11105.642 | 0.011106 | 100.4427 | 0.00019266 | 32 | Commercial_2021_SC C_million_m3_After Competition Groups_32 | Heat Recovery Ventilator | 0.01927% | 0.011106 | 0.019351 | Commercial_2021_SC C_million_m3_After Competition Groups_Heat Recovery Ventilator
Commercial | Com ¦ Drain Water Heat Recovery (DWHR) ¦New | 2021 | SC C | million_m3 | After Competition Groups | 0.015746 | 3131.9236 | 0.0031319 | 100.4427 | 0.00015677 | 33 | Commercial_2021_SC C_million_m3_After Competition Groups_33 | Drain Water Heat Recovery (DWHR) ¦New | 0.01568% | 0.0031319 | 0.015746 | Commercial_2021_SC C_million_m3_After Competition Groups_Drain Water Heat Recovery (DWHR) ¦New
Commercial | Com ¦ Solar Water Preheat (Pools/DHW) | 2021 | SC C | million_m3 | After Competition Groups | 0.0013165 | 574.071 | 0.00057407 | 100.4427 | 1.3107e-05 | 34 | Commercial_2021_SC C_million_m3_After Competition Groups_34 | Solar Water Preheat (Pools/DHW) | 0.001311% | 0.00057407 | 0.0013165 | Commercial_2021_SC C_million_m3_After Competition Groups_Solar Water Preheat (Pools/DHW)
Commercial | Com ¦ Air Curtains | 2021 | SC C | million_m3 | After Competition Groups | 2.895e-05 | 16.3634 | 1.6363e-05 | 100.4427 | 2.8823e-07 | 35 | Commercial_2021_SC C_million_m3_After Competition Groups_35 | Air Curtains | 2.882e-05% | 1.6363e-05 | 2.895e-05 | Commercial_2021_SC C_million_m3_After Competition Groups_Air Curtains
Commercial | Com ¦ Gas Heat Pump Water Heater | 2021 | SC C | million_m3 | After Competition Groups | 2.8215e-05 | 34.4598 | 3.446e-05 | 100.4427 | 2.809e-07 | 36 | Commercial_2021_SC C_million_m3_After Competition Groups_36 | Gas Heat Pump Water Heater | 2.809e-05% | 3.446e-05 | 2.8215e-05 | Commercial_2021_SC C_million_m3_After Competition Groups_Gas Heat Pump Water Heater
Commercial | Com ¦ Building Recommissioning, Operations and Maintenance (O&M) Improvements | 2021 | Technical | million_m3 | After Competition Groups | 282.9241 | 0 | 0 | 1607.1199 | 0.17604 | 1 | Commercial_2021_Technical_million_m3_After Competition Groups_1 | Building Recommissioning, Operations and Maintenance (O&M) Improvements | 17.6% | 0 | 282.9241 | Commercial_2021_Technical_million_m3_After Competition Groups_Building Recommissioning, Operations and Maintenance (O&M) Improvements
Commercial | Com ¦ Demand Control Ventilation | 2021 | Technical | million_m3 | After Competition Groups | 142.9346 | 0 | 0 | 1607.1199 | 0.088938 | 2 | Commercial_2021_Technical_million_m3_After Competition Groups_2 | Demand Control Ventilation | 8.894% | 0 | 142.9346 | Commercial_2021_Technical_million_m3_After Competition Groups_Demand Control Ventilation
Commercial | Com ¦ Boilers - Advanced Controls (Steam Systems) | 2021 | Technical | million_m3 | After Competition Groups | 132.3003 | 0 | 0 | 1607.1199 | 0.082321 | 3 | Commercial_2021_Technical_million_m3_After Competition Groups_3 | Boilers - Advanced Controls (Steam Systems) | 8.232% | 0 | 132.3003 | Commercial_2021_Technical_million_m3_After Competition Groups_Boilers - Advanced Controls (Steam Systems)
Commercial | Com ¦ Adaptive Thermostats | 2021 | Technical | million_m3 | After Competition Groups | 131.0703 | 0 | 0 | 1607.1199 | 0.081556 | 4 | Commercial_2021_Technical_million_m3_After Competition Groups_4 | Adaptive Thermostats | 8.156% | 0 | 131.0703 | Commercial_2021_Technical_million_m3_After Competition Groups_Adaptive Thermostats
Commercial | Com ¦ Air Handler with Dedicated Outdoor Air Systems | 2021 | Technical | million_m3 | After Competition Groups | 105.5504 | 0 | 0 | 1607.1199 | 0.065677 | 5 | Commercial_2021_Technical_million_m3_After Competition Groups_5 | Air Handler with Dedicated Outdoor Air Systems | 6.568% | 0 | 105.5504 | Commercial_2021_Technical_million_m3_After Competition Groups_Air Handler with Dedicated Outdoor Air Systems
Commercial | Com ¦ Education and Capacity Building/Energy Behavior | 2021 | Technical | million_m3 | After Competition Groups | 89.8995 | 0 | 0 | 1607.1199 | 0.055938 | 6 | Commercial_2021_Technical_million_m3_After Competition Groups_6 | Education and Capacity Building/Energy Behavior | 5.594% | 0 | 89.8995 | Commercial_2021_Technical_million_m3_After Competition Groups_Education and Capacity Building/Energy Behavior
Commercial | Com ¦ Condensing Boiler ¦ Std | 2021 | Technical | million_m3 | After Competition Groups | 74.4233 | 0 | 0 | 1607.1199 | 0.046309 | 7 | Commercial_2021_Technical_million_m3_After Competition Groups_7 | Condensing Boiler ¦ Std | 4.631% | 0 | 74.4233 | Commercial_2021_Technical_million_m3_After Competition Groups_Condensing Boiler ¦ Std
Commercial | Com ¦ Advanced BAS/Controllers | 2021 | Technical | million_m3 | After Competition Groups | 68.5724 | 0 | 0 | 1607.1199 | 0.042668 | 8 | Commercial_2021_Technical_million_m3_After Competition Groups_8 | Advanced BAS/Controllers | 4.267% | 0 | 68.5724 | Commercial_2021_Technical_million_m3_After Competition Groups_Advanced BAS/Controllers
Commercial | Com ¦ Steam System Optimization | 2021 | Technical | million_m3 | After Competition Groups | 56.7798 | 0 | 0 | 1607.1199 | 0.03533 | 9 | Commercial_2021_Technical_million_m3_After Competition Groups_9 | Steam System Optimization | 3.533% | 0 | 56.7798 | Commercial_2021_Technical_million_m3_After Competition Groups_Steam System Optimization
Commercial | Com ¦ Gas Fired Rooftop Units | 2021 | Technical | million_m3 | After Competition Groups | 55.8347 | 0 | 0 | 1607.1199 | 0.034742 | 10 | Commercial_2021_Technical_million_m3_After Competition Groups_10 | Gas Fired Rooftop Units | 3.474% | 0 | 55.8347 | Commercial_2021_Technical_million_m3_After Competition Groups_Gas Fired Rooftop Units
Commercial | Com ¦ Destratification | 2021 | Technical | million_m3 | After Competition Groups | 55.4958 | 0 | 0 | 1607.1199 | 0.034531 | 11 | Commercial_2021_Technical_million_m3_After Competition Groups_11 | Destratification | 3.453% | 0 | 55.4958 | Commercial_2021_Technical_million_m3_After Competition Groups_Destratification
Commercial | Com ¦ Furnace Tune-Up | 2021 | Technical | million_m3 | After Competition Groups | 53.5308 | 0 | 0 | 1607.1199 | 0.033309 | 12 | Commercial_2021_Technical_million_m3_After Competition Groups_12 | Furnace Tune-Up | 3.331% | 0 | 53.5308 | Commercial_2021_Technical_million_m3_After Competition Groups_Furnace Tune-Up
Commercial | Com ¦ Demand Control Kitchen Ventilation | 2021 | Technical | million_m3 | After Competition Groups | 47.6648 | 0 | 0 | 1607.1199 | 0.029658 | 13 | Commercial_2021_Technical_million_m3_After Competition Groups_13 | Demand Control Kitchen Ventilation | 2.966% | 0 | 47.6648 | Commercial_2021_Technical_million_m3_After Competition Groups_Demand Control Kitchen Ventilation
Commercial | Com ¦ Energy Recovery Ventilation and Ventilation (Enhanced) | 2021 | Technical | million_m3 | After Competition Groups | 43.2215 | 0 | 0 | 1607.1199 | 0.026894 | 14 | Commercial_2021_Technical_million_m3_After Competition Groups_14 | Energy Recovery Ventilation and Ventilation (Enhanced) | 2.689% | 0 | 43.2215 | Commercial_2021_Technical_million_m3_After Competition Groups_Energy Recovery Ventilation and Ventilation (Enhanced)
Commercial | Com ¦ High Efficiency Condensing Furnace AFUE 95% from 80% code | 2021 | Technical | million_m3 | After Competition Groups | 39.3229 | 0 | 0 | 1607.1199 | 0.024468 | 15 | Commercial_2021_Technical_million_m3_After Competition Groups_15 | High Efficiency Condensing Furnace AFUE 95% from 80% code | 2.447% | 0 | 39.3229 | Commercial_2021_Technical_million_m3_After Competition Groups_High Efficiency Condensing Furnace AFUE 95% from 80% code
Commercial | Com ¦ Wall Insulation | 2021 | Technical | million_m3 | After Competition Groups | 29.9364 | 0 | 0 | 1607.1199 | 0.018627 | 16 | Commercial_2021_Technical_million_m3_After Competition Groups_16 | Wall Insulation | 1.863% | 0 | 29.9364 | Commercial_2021_Technical_million_m3_After Competition Groups_Wall Insulation
Commercial | Com ¦ Heat Recovery Ventilator | 2021 | Technical | million_m3 | After Competition Groups | 29.338 | 0 | 0 | 1607.1199 | 0.018255 | 17 | Commercial_2021_Technical_million_m3_After Competition Groups_17 | Heat Recovery Ventilator | 1.826% | 0 | 29.338 | Commercial_2021_Technical_million_m3_After Competition Groups_Heat Recovery Ventilator
Commercial | Com ¦ Condensing Make Up Air Unit | 2021 | Technical | million_m3 | After Competition Groups | 25.51 | 0 | 0 | 1607.1199 | 0.015873 | 18 | Commercial_2021_Technical_million_m3_After Competition Groups_18 | Condensing Make Up Air Unit | 1.587% | 0 | 25.51 | Commercial_2021_Technical_million_m3_After Competition Groups_Condensing Make Up Air Unit
Commercial | Com ¦ Gas Fired Heat Pump | 2021 | Technical | million_m3 | After Competition Groups | 22.0553 | 0 | 0 | 1607.1199 | 0.013724 | 19 | Commercial_2021_Technical_million_m3_After Competition Groups_19 | Gas Fired Heat Pump | 1.372% | 0 | 22.0553 | Commercial_2021_Technical_million_m3_After Competition Groups_Gas Fired Heat Pump
Commercial | Com ¦ Energy Efficient Laboratory Fume Hood | 2021 | Technical | million_m3 | After Competition Groups | 21.1376 | 0 | 0 | 1607.1199 | 0.013152 | 20 | Commercial_2021_Technical_million_m3_After Competition Groups_20 | Energy Efficient Laboratory Fume Hood | 1.315% | 0 | 21.1376 | Commercial_2021_Technical_million_m3_After Competition Groups_Energy Efficient Laboratory Fume Hood
Commercial | Com ¦ Demand controlled Circulating Systems | 2021 | Technical | million_m3 | After Competition Groups | 15.7258 | 0 | 0 | 1607.1199 | 0.0097851 | 21 | Commercial_2021_Technical_million_m3_After Competition Groups_21 | Demand controlled Circulating Systems | 0.9785% | 0 | 15.7258 | Commercial_2021_Technical_million_m3_After Competition Groups_Demand controlled Circulating Systems
Commercial | Com ¦ Condensing Unit Heaters or other Efficient Unit Heating System | 2021 | Technical | million_m3 | After Competition Groups | 15.3254 | 0 | 0 | 1607.1199 | 0.0095359 | 22 | Commercial_2021_Technical_million_m3_After Competition Groups_22 | Condensing Unit Heaters or other Efficient Unit Heating System | 0.9536% | 0 | 15.3254 | Commercial_2021_Technical_million_m3_After Competition Groups_Condensing Unit Heaters or other Efficient Unit Heating System
Commercial | Com ¦ Duct Insulation, R8 | 2021 | Technical | million_m3 | After Competition Groups | 12.2851 | 0 | 0 | 1607.1199 | 0.0076441 | 23 | Commercial_2021_Technical_million_m3_After Competition Groups_23 | Duct Insulation, R8 | 0.7644% | 0 | 12.2851 | Commercial_2021_Technical_million_m3_After Competition Groups_Duct Insulation, R8
Commercial | Com ¦ Boiler Measures | 2021 | Technical | million_m3 | After Competition Groups | 9.5497 | 0 | 0 | 1607.1199 | 0.0059421 | 24 | Commercial_2021_Technical_million_m3_After Competition Groups_24 | Boiler Measures | 0.5942% | 0 | 9.5497 | Commercial_2021_Technical_million_m3_After Competition Groups_Boiler Measures
Commercial | Com ¦ Roof Insulation/Ceiling Insulation (R25 Code to R35) | 2021 | Technical | million_m3 | After Competition Groups | 8.0123 | 0 | 0 | 1607.1199 | 0.0049855 | 25 | Commercial_2021_Technical_million_m3_After Competition Groups_25 | Roof Insulation/Ceiling Insulation (R25 Code to R35) | 0.4986% | 0 | 8.0123 | Commercial_2021_Technical_million_m3_After Competition Groups_Roof Insulation/Ceiling Insulation (R25 Code to R35)
Commercial | Com ¦ Ozone Laundry Treatment | 2021 | Technical | million_m3 | After Competition Groups | 7.1343 | 0 | 0 | 1607.1199 | 0.0044392 | 26 | Commercial_2021_Technical_million_m3_After Competition Groups_26 | Ozone Laundry Treatment | 0.4439% | 0 | 7.1343 | Commercial_2021_Technical_million_m3_After Competition Groups_Ozone Laundry Treatment
Commercial | Com ¦ Super-High Efficiency Furnaces (Emerging Tech) | 2021 | Technical | million_m3 | After Competition Groups | 6.6941 | 0 | 0 | 1607.1199 | 0.0041653 | 27 | Commercial_2021_Technical_million_m3_After Competition Groups_27 | Super-High Efficiency Furnaces (Emerging Tech) | 0.4165% | 0 | 6.6941 | Commercial_2021_Technical_million_m3_After Competition Groups_Super-High Efficiency Furnaces (Emerging Tech)
Commercial | Com ¦ Ice Rink Heat Recovery | 2021 | Technical | million_m3 | After Competition Groups | 3.9487 | 0 | 0 | 1607.1199 | 0.002457 | 28 | Commercial_2021_Technical_million_m3_After Competition Groups_28 | Ice Rink Heat Recovery | 0.2457% | 0 | 3.9487 | Commercial_2021_Technical_million_m3_After Competition Groups_Ice Rink Heat Recovery
Commercial | Com ¦ HOTEL OCCUPANCY CONTROLS (HVAC + LIGHTING) | 2021 | Technical | million_m3 | After Competition Groups | 3.6289 | 0 | 0 | 1607.1199 | 0.002258 | 29 | Commercial_2021_Technical_million_m3_After Competition Groups_29 | HOTEL OCCUPANCY CONTROLS (HVAC + LIGHTING) | 0.2258% | 0 | 3.6289 | Commercial_2021_Technical_million_m3_After Competition Groups_HOTEL OCCUPANCY CONTROLS (HVAC + LIGHTING)
Commercial | Com ¦ ENERGY STAR Dishwasher | 2021 | Technical | million_m3 | After Competition Groups | 2.6596 | 0 | 0 | 1607.1199 | 0.0016549 | 30 | Commercial_2021_Technical_million_m3_After Competition Groups_30 | ENERGY STAR Dishwasher | 0.1655% | 0 | 2.6596 | Commercial_2021_Technical_million_m3_After Competition Groups_ENERGY STAR Dishwasher
Commercial | Com ¦ ENERGY STAR Fryer (84% eff) | 2021 | Technical | million_m3 | After Competition Groups | 2.5817 | 0 | 0 | 1607.1199 | 0.0016064 | 31 | Commercial_2021_Technical_million_m3_After Competition Groups_31 | ENERGY STAR Fryer (84% eff) | 0.1606% | 0 | 2.5817 | Commercial_2021_Technical_million_m3_After Competition Groups_ENERGY STAR Fryer (84% eff)
Commercial | Com ¦ Infrared Heaters | 2021 | Technical | million_m3 | After Competition Groups | 2.4492 | 0 | 0 | 1607.1199 | 0.0015239 | 32 | Commercial_2021_Technical_million_m3_After Competition Groups_32 | Infrared Heaters | 0.1524% | 0 | 2.4492 | Commercial_2021_Technical_million_m3_After Competition Groups_Infrared Heaters
Commercial | Com ¦ High Efficiency Underfired Broilers | 2021 | Technical | million_m3 | After Competition Groups | 2.1893 | 0 | 0 | 1607.1199 | 0.0013622 | 33 | Commercial_2021_Technical_million_m3_After Competition Groups_33 | High Efficiency Underfired Broilers | 0.1362% | 0 | 2.1893 | Commercial_2021_Technical_million_m3_After Competition Groups_High Efficiency Underfired Broilers
Commercial | Com ¦ Condensing Storage Water Heater | 2021 | Technical | million_m3 | After Competition Groups | 2.0826 | 0 | 0 | 1607.1199 | 0.0012958 | 34 | Commercial_2021_Technical_million_m3_After Competition Groups_34 | Condensing Storage Water Heater | 0.1296% | 0 | 2.0826 | Commercial_2021_Technical_million_m3_After Competition Groups_Condensing Storage Water Heater
Commercial | Com ¦ ENERGY STAR Griddle (74% eff) | 2021 | Technical | million_m3 | After Competition Groups | 1.673 | 0 | 0 | 1607.1199 | 0.001041 | 35 | Commercial_2021_Technical_million_m3_After Competition Groups_35 | ENERGY STAR Griddle (74% eff) | 0.1041% | 0 | 1.673 | Commercial_2021_Technical_million_m3_After Competition Groups_ENERGY STAR Griddle (74% eff)
Commercial | Com ¦ Drain Water Heat Recovery (DWHR) ¦ Retro | 2021 | Technical | million_m3 | After Competition Groups | 1.3002 | 0 | 0 | 1607.1199 | 0.00080902 | 36 | Commercial_2021_Technical_million_m3_After Competition Groups_36 | Drain Water Heat Recovery (DWHR) ¦ Retro | 0.0809% | 0 | 1.3002 | Commercial_2021_Technical_million_m3_After Competition Groups_Drain Water Heat Recovery (DWHR) ¦ Retro
Commercial | Com ¦ Dock Door Seals | 2021 | Technical | million_m3 | After Competition Groups | 0.83049 | 0 | 0 | 1607.1199 | 0.00051676 | 37 | Commercial_2021_Technical_million_m3_After Competition Groups_37 | Dock Door Seals | 0.05168% | 0 | 0.83049 | Commercial_2021_Technical_million_m3_After Competition Groups_Dock Door Seals
Commercial | Com ¦ CEE Tier 2/Energy Star Clothes Washers | 2021 | Technical | million_m3 | After Competition Groups | 0.47051 | 0 | 0 | 1607.1199 | 0.00029277 | 38 | Commercial_2021_Technical_million_m3_After Competition Groups_38 | CEE Tier 2/Energy Star Clothes Washers | 0.02928% | 0 | 0.47051 | Commercial_2021_Technical_million_m3_After Competition Groups_CEE Tier 2/Energy Star Clothes Washers
Commercial | Com ¦ Low Flow Pre-Rinse Spray Nozzle | 2021 | Technical | million_m3 | After Competition Groups | 0.35612 | 0 | 0 | 1607.1199 | 0.00022159 | 39 | Commercial_2021_Technical_million_m3_After Competition Groups_39 | Low Flow Pre-Rinse Spray Nozzle | 0.02216% | 0 | 0.35612 | Commercial_2021_Technical_million_m3_After Competition Groups_Low Flow Pre-Rinse Spray Nozzle
Commercial | Com ¦ ENERGY STAR Steam Cooker | 2021 | Technical | million_m3 | After Competition Groups | 0.1847 | 0 | 0 | 1607.1199 | 0.00011492 | 40 | Commercial_2021_Technical_million_m3_After Competition Groups_40 | ENERGY STAR Steam Cooker | 0.01149% | 0 | 0.1847 | Commercial_2021_Technical_million_m3_After Competition Groups_ENERGY STAR Steam Cooker
Commercial | Com ¦ Drain Water Heat Recovery (DWHR) ¦New | 2021 | Technical | million_m3 | After Competition Groups | 0.13632 | 0 | 0 | 1607.1199 | 8.4823e-05 | 41 | Commercial_2021_Technical_million_m3_After Competition Groups_41 | Drain Water Heat Recovery (DWHR) ¦New | 0.008482% | 0 | 0.13632 | Commercial_2021_Technical_million_m3_After Competition Groups_Drain Water Heat Recovery (DWHR) ¦New
Commercial | Com ¦ Air Curtains | 2021 | Technical | million_m3 | After Competition Groups | 0.13266 | 0 | 0 | 1607.1199 | 8.2547e-05 | 42 | Commercial_2021_Technical_million_m3_After Competition Groups_42 | Air Curtains | 0.008255% | 0 | 0.13266 | Commercial_2021_Technical_million_m3_After Competition Groups_Air Curtains
Commercial | Com ¦ Solar Water Preheat (Pools/DHW) | 2021 | Technical | million_m3 | After Competition Groups | 0.081238 | 0 | 0 | 1607.1199 | 5.0549e-05 | 43 | Commercial_2021_Technical_million_m3_After Competition Groups_43 | Solar Water Preheat (Pools/DHW) | 0.005055% | 0 | 0.081238 | Commercial_2021_Technical_million_m3_After Competition Groups_Solar Water Preheat (Pools/DHW)
Commercial | Com ¦ Solar Preheat Make up Air | 2021 | Technical | million_m3 | After Competition Groups | 0.071084 | 0 | 0 | 1607.1199 | 4.4231e-05 | 44 | Commercial_2021_Technical_million_m3_After Competition Groups_44 | Solar Preheat Make up Air | 0.004423% | 0 | 0.071084 | Commercial_2021_Technical_million_m3_After Competition Groups_Solar Preheat Make up Air
Commercial | Com ¦ Super High Perf Glazing ¦RET | 2021 | Technical | million_m3 | After Competition Groups | 0.064233 | 0 | 0 | 1607.1199 | 3.9968e-05 | 45 | Commercial_2021_Technical_million_m3_After Competition Groups_45 | Super High Perf Glazing ¦RET | 0.003997% | 0 | 0.064233 | Commercial_2021_Technical_million_m3_After Competition Groups_Super High Perf Glazing ¦RET
Commercial | Com ¦ Gas Convection Oven | 2021 | Technical | million_m3 | After Competition Groups | 0.042988 | 0 | 0 | 1607.1199 | 2.6749e-05 | 46 | Commercial_2021_Technical_million_m3_After Competition Groups_46 | Gas Convection Oven | 0.002675% | 0 | 0.042988 | Commercial_2021_Technical_million_m3_After Competition Groups_Gas Convection Oven
Commercial | Com ¦ Super High Perf Glazing ¦New | 2021 | Technical | million_m3 | After Competition Groups | 0.0074053 | 0 | 0 | 1607.1199 | 4.6078e-06 | 47 | Commercial_2021_Technical_million_m3_After Competition Groups_47 | Super High Perf Glazing ¦New | 0.0004608% | 0 | 0.0074053 | Commercial_2021_Technical_million_m3_After Competition Groups_Super High Perf Glazing ¦New
Commercial | Com ¦ Building Recommissioning, Operations and Maintenance (O&M) Improvements | 2022 | Economic | million_m3 | After Competition Groups | 277.2374 | 0 | 0 | 1505.7126 | 0.18412 | 1 | Commercial_2022_Economic_million_m3_After Competition Groups_1 | Building Recommissioning, Operations and Maintenance (O&M) Improvements | 18.41% | 0 | 277.2374 | Commercial_2022_Economic_million_m3_After Competition Groups_Building Recommissioning, Operations and Maintenance (O&M) Improvements
Commercial | Com ¦ Demand Control Ventilation | 2022 | Economic | million_m3 | After Competition Groups | 143.9948 | 0 | 0 | 1505.7126 | 0.095632 | 2 | Commercial_2022_Economic_million_m3_After Competition Groups_2 | Demand Control Ventilation | 9.563% | 0 | 143.9948 | Commercial_2022_Economic_million_m3_After Competition Groups_Demand Control Ventilation
Commercial | Com ¦ Boilers - Advanced Controls (Steam Systems) | 2022 | Economic | million_m3 | After Competition Groups | 133.4756 | 0 | 0 | 1505.7126 | 0.088646 | 3 | Commercial_2022_Economic_million_m3_After Competition Groups_3 | Boilers - Advanced Controls (Steam Systems) | 8.865% | 0 | 133.4756 | Commercial_2022_Economic_million_m3_After Competition Groups_Boilers - Advanced Controls (Steam Systems)
Commercial | Com ¦ Adaptive Thermostats | 2022 | Economic | million_m3 | After Competition Groups | 131.1614 | 0 | 0 | 1505.7126 | 0.087109 | 4 | Commercial_2022_Economic_million_m3_After Competition Groups_4 | Adaptive Thermostats | 8.711% | 0 | 131.1614 | Commercial_2022_Economic_million_m3_After Competition Groups_Adaptive Thermostats
Commercial | Com ¦ Air Handler with Dedicated Outdoor Air Systems | 2022 | Economic | million_m3 | After Competition Groups | 103.4289 | 0 | 0 | 1505.7126 | 0.068691 | 5 | Commercial_2022_Economic_million_m3_After Competition Groups_5 | Air Handler with Dedicated Outdoor Air Systems | 6.869% | 0 | 103.4289 | Commercial_2022_Economic_million_m3_After Competition Groups_Air Handler with Dedicated Outdoor Air Systems
Commercial | Com ¦ Condensing Boiler ¦ Std | 2022 | Economic | million_m3 | After Competition Groups | 95.2027 | 0 | 0 | 1505.7126 | 0.063228 | 6 | Commercial_2022_Economic_million_m3_After Competition Groups_6 | Condensing Boiler ¦ Std | 6.323% | 0 | 95.2027 | Commercial_2022_Economic_million_m3_After Competition Groups_Condensing Boiler ¦ Std
Commercial | Com ¦ Education and Capacity Building/Energy Behavior | 2022 | Economic | million_m3 | After Competition Groups | 81.8675 | 0 | 0 | 1505.7126 | 0.054371 | 7 | Commercial_2022_Economic_million_m3_After Competition Groups_7 | Education and Capacity Building/Energy Behavior | 5.437% | 0 | 81.8675 | Commercial_2022_Economic_million_m3_After Competition Groups_Education and Capacity Building/Energy Behavior
Commercial | Com ¦ Gas Fired Rooftop Units | 2022 | Economic | million_m3 | After Competition Groups | 71.2605 | 0 | 0 | 1505.7126 | 0.047327 | 8 | Commercial_2022_Economic_million_m3_After Competition Groups_8 | Gas Fired Rooftop Units | 4.733% | 0 | 71.2605 | Commercial_2022_Economic_million_m3_After Competition Groups_Gas Fired Rooftop Units
Commercial | Com ¦ Advanced BAS/Controllers | 2022 | Economic | million_m3 | After Competition Groups | 69.1408 | 0 | 0 | 1505.7126 | 0.045919 | 9 | Commercial_2022_Economic_million_m3_After Competition Groups_9 | Advanced BAS/Controllers | 4.592% | 0 | 69.1408 | Commercial_2022_Economic_million_m3_After Competition Groups_Advanced BAS/Controllers
Commercial | Com ¦ Steam System Optimization | 2022 | Economic | million_m3 | After Competition Groups | 55.6385 | 0 | 0 | 1505.7126 | 0.036952 | 10 | Commercial_2022_Economic_million_m3_After Competition Groups_10 | Steam System Optimization | 3.695% | 0 | 55.6385 | Commercial_2022_Economic_million_m3_After Competition Groups_Steam System Optimization
Commercial | Com ¦ Destratification | 2022 | Economic | million_m3 | After Competition Groups | 54.2092 | 0 | 0 | 1505.7126 | 0.036002 | 11 | Commercial_2022_Economic_million_m3_After Competition Groups_11 | Destratification | 3.6% | 0 | 54.2092 | Commercial_2022_Economic_million_m3_After Competition Groups_Destratification
Commercial | Com ¦ Furnace Tune-Up | 2022 | Economic | million_m3 | After Competition Groups | 52.4548 | 0 | 0 | 1505.7126 | 0.034837 | 12 | Commercial_2022_Economic_million_m3_After Competition Groups_12 | Furnace Tune-Up | 3.484% | 0 | 52.4548 | Commercial_2022_Economic_million_m3_After Competition Groups_Furnace Tune-Up
Commercial | Com ¦ Demand Control Kitchen Ventilation | 2022 | Economic | million_m3 | After Competition Groups | 50.1342 | 0 | 0 | 1505.7126 | 0.033296 | 13 | Commercial_2022_Economic_million_m3_After Competition Groups_13 | Demand Control Kitchen Ventilation | 3.33% | 0 | 50.1342 | Commercial_2022_Economic_million_m3_After Competition Groups_Demand Control Kitchen Ventilation
Commercial | Com ¦ Condensing Make Up Air Unit | 2022 | Economic | million_m3 | After Competition Groups | 32.9159 | 0 | 0 | 1505.7126 | 0.021861 | 14 | Commercial_2022_Economic_million_m3_After Competition Groups_14 | Condensing Make Up Air Unit | 2.186% | 0 | 32.9159 | Commercial_2022_Economic_million_m3_After Competition Groups_Condensing Make Up Air Unit
Commercial | Com ¦ Wall Insulation | 2022 | Economic | million_m3 | After Competition Groups | 29.3346 | 0 | 0 | 1505.7126 | 0.019482 | 15 | Commercial_2022_Economic_million_m3_After Competition Groups_15 | Wall Insulation | 1.948% | 0 | 29.3346 | Commercial_2022_Economic_million_m3_After Competition Groups_Wall Insulation
Commercial | Com ¦ Gas Fired Heat Pump | 2022 | Economic | million_m3 | After Competition Groups | 28.0536 | 0 | 0 | 1505.7126 | 0.018631 | 16 | Commercial_2022_Economic_million_m3_After Competition Groups_16 | Gas Fired Heat Pump | 1.863% | 0 | 28.0536 | Commercial_2022_Economic_million_m3_After Competition Groups_Gas Fired Heat Pump
Commercial | Com ¦ Energy Efficient Laboratory Fume Hood | 2022 | Economic | million_m3 | After Competition Groups | 20.7127 | 0 | 0 | 1505.7126 | 0.013756 | 17 | Commercial_2022_Economic_million_m3_After Competition Groups_17 | Energy Efficient Laboratory Fume Hood | 1.376% | 0 | 20.7127 | Commercial_2022_Economic_million_m3_After Competition Groups_Energy Efficient Laboratory Fume Hood
Commercial | Com ¦ Condensing Unit Heaters or other Efficient Unit Heating System | 2022 | Economic | million_m3 | After Competition Groups | 19.7446 | 0 | 0 | 1505.7126 | 0.013113 | 18 | Commercial_2022_Economic_million_m3_After Competition Groups_18 | Condensing Unit Heaters or other Efficient Unit Heating System | 1.311% | 0 | 19.7446 | Commercial_2022_Economic_million_m3_After Competition Groups_Condensing Unit Heaters or other Efficient Unit Heating System
Commercial | Com ¦ Demand controlled Circulating Systems | 2022 | Economic | million_m3 | After Competition Groups | 15.4097 | 0 | 0 | 1505.7126 | 0.010234 | 19 | Commercial_2022_Economic_million_m3_After Competition Groups_19 | Demand controlled Circulating Systems | 1.023% | 0 | 15.4097 | Commercial_2022_Economic_million_m3_After Competition Groups_Demand controlled Circulating Systems
Commercial | Com ¦ Duct Insulation, R8 | 2022 | Economic | million_m3 | After Competition Groups | 12.0381 | 0 | 0 | 1505.7126 | 0.007995 | 20 | Commercial_2022_Economic_million_m3_After Competition Groups_20 | Duct Insulation, R8 | 0.7995% | 0 | 12.0381 | Commercial_2022_Economic_million_m3_After Competition Groups_Duct Insulation, R8
Commercial | Com ¦ Ozone Laundry Treatment | 2022 | Economic | million_m3 | After Competition Groups | 7.1758 | 0 | 0 | 1505.7126 | 0.0047657 | 21 | Commercial_2022_Economic_million_m3_After Competition Groups_21 | Ozone Laundry Treatment | 0.4766% | 0 | 7.1758 | Commercial_2022_Economic_million_m3_After Competition Groups_Ozone Laundry Treatment
Commercial | Com ¦ ENERGY STAR Fryer (84% eff) | 2022 | Economic | million_m3 | After Competition Groups | 3.2809 | 0 | 0 | 1505.7126 | 0.002179 | 22 | Commercial_2022_Economic_million_m3_After Competition Groups_22 | ENERGY STAR Fryer (84% eff) | 0.2179% | 0 | 3.2809 | Commercial_2022_Economic_million_m3_After Competition Groups_ENERGY STAR Fryer (84% eff)
Commercial | Com ¦ Infrared Heaters | 2022 | Economic | million_m3 | After Competition Groups | 3.0974 | 0 | 0 | 1505.7126 | 0.0020571 | 23 | Commercial_2022_Economic_million_m3_After Competition Groups_23 | Infrared Heaters | 0.2057% | 0 | 3.0974 | Commercial_2022_Economic_million_m3_After Competition Groups_Infrared Heaters
Commercial | Com ¦ ENERGY STAR Dishwasher | 2022 | Economic | million_m3 | After Competition Groups | 2.7894 | 0 | 0 | 1505.7126 | 0.0018526 | 24 | Commercial_2022_Economic_million_m3_After Competition Groups_24 | ENERGY STAR Dishwasher | 0.1853% | 0 | 2.7894 | Commercial_2022_Economic_million_m3_After Competition Groups_ENERGY STAR Dishwasher
Commercial | Com ¦ High Efficiency Underfired Broilers | 2022 | Economic | million_m3 | After Competition Groups | 2.7828 | 0 | 0 | 1505.7126 | 0.0018482 | 25 | Commercial_2022_Economic_million_m3_After Competition Groups_25 | High Efficiency Underfired Broilers | 0.1848% | 0 | 2.7828 | Commercial_2022_Economic_million_m3_After Competition Groups_High Efficiency Underfired Broilers
Commercial | Com ¦ Heat Recovery Ventilator | 2022 | Economic | million_m3 | After Competition Groups | 2.1801 | 0 | 0 | 1505.7126 | 0.0014479 | 26 | Commercial_2022_Economic_million_m3_After Competition Groups_26 | Heat Recovery Ventilator | 0.1448% | 0 | 2.1801 | Commercial_2022_Economic_million_m3_After Competition Groups_Heat Recovery Ventilator
Commercial | Com ¦ ENERGY STAR Griddle (74% eff) | 2022 | Economic | million_m3 | After Competition Groups | 2.1331 | 0 | 0 | 1505.7126 | 0.0014167 | 27 | Commercial_2022_Economic_million_m3_After Competition Groups_27 | ENERGY STAR Griddle (74% eff) | 0.1417% | 0 | 2.1331 | Commercial_2022_Economic_million_m3_After Competition Groups_ENERGY STAR Griddle (74% eff)
Commercial | Com ¦ Energy Recovery Ventilation and Ventilation (Enhanced) | 2022 | Economic | million_m3 | After Competition Groups | 1.8496 | 0 | 0 | 1505.7126 | 0.0012284 | 28 | Commercial_2022_Economic_million_m3_After Competition Groups_28 | Energy Recovery Ventilation and Ventilation (Enhanced) | 0.1228% | 0 | 1.8496 | Commercial_2022_Economic_million_m3_After Competition Groups_Energy Recovery Ventilation and Ventilation (Enhanced)
Commercial | Com ¦ Drain Water Heat Recovery (DWHR) ¦ Retro | 2022 | Economic | million_m3 | After Competition Groups | 1.2741 | 0 | 0 | 1505.7126 | 0.00084615 | 29 | Commercial_2022_Economic_million_m3_After Competition Groups_29 | Drain Water Heat Recovery (DWHR) ¦ Retro | 0.08461% | 0 | 1.2741 | Commercial_2022_Economic_million_m3_After Competition Groups_Drain Water Heat Recovery (DWHR) ¦ Retro
Commercial | Com ¦ CEE Tier 2/Energy Star Clothes Washers | 2022 | Economic | million_m3 | After Competition Groups | 0.58808 | 0 | 0 | 1505.7126 | 0.00039056 | 30 | Commercial_2022_Economic_million_m3_After Competition Groups_30 | CEE Tier 2/Energy Star Clothes Washers | 0.03906% | 0 | 0.58808 | Commercial_2022_Economic_million_m3_After Competition Groups_CEE Tier 2/Energy Star Clothes Washers
Commercial | Com ¦ Low Flow Pre-Rinse Spray Nozzle | 2022 | Economic | million_m3 | After Competition Groups | 0.43085 | 0 | 0 | 1505.7126 | 0.00028614 | 31 | Commercial_2022_Economic_million_m3_After Competition Groups_31 | Low Flow Pre-Rinse Spray Nozzle | 0.02861% | 0 | 0.43085 | Commercial_2022_Economic_million_m3_After Competition Groups_Low Flow Pre-Rinse Spray Nozzle
Commercial | Com ¦ ENERGY STAR Steam Cooker | 2022 | Economic | million_m3 | After Competition Groups | 0.23474 | 0 | 0 | 1505.7126 | 0.0001559 | 32 | Commercial_2022_Economic_million_m3_After Competition Groups_32 | ENERGY STAR Steam Cooker | 0.01559% | 0 | 0.23474 | Commercial_2022_Economic_million_m3_After Competition Groups_ENERGY STAR Steam Cooker
Commercial | Com ¦ Drain Water Heat Recovery (DWHR) ¦New | 2022 | Economic | million_m3 | After Competition Groups | 0.17477 | 0 | 0 | 1505.7126 | 0.00011607 | 33 | Commercial_2022_Economic_million_m3_After Competition Groups_33 | Drain Water Heat Recovery (DWHR) ¦New | 0.01161% | 0 | 0.17477 | Commercial_2022_Economic_million_m3_After Competition Groups_Drain Water Heat Recovery (DWHR) ¦New
Commercial | Com ¦ Air Curtains | 2022 | Economic | million_m3 | After Competition Groups | 0.13373 | 0 | 0 | 1505.7126 | 8.8816e-05 | 34 | Commercial_2022_Economic_million_m3_After Competition Groups_34 | Air Curtains | 0.008882% | 0 | 0.13373 | Commercial_2022_Economic_million_m3_After Competition Groups_Air Curtains
Commercial | Com ¦ Solar Water Preheat (Pools/DHW) | 2022 | Economic | million_m3 | After Competition Groups | 0.10133 | 0 | 0 | 1505.7126 | 6.7296e-05 | 35 | Commercial_2022_Economic_million_m3_After Competition Groups_35 | Solar Water Preheat (Pools/DHW) | 0.00673% | 0 | 0.10133 | Commercial_2022_Economic_million_m3_After Competition Groups_Solar Water Preheat (Pools/DHW)
Commercial | Com ¦ Gas Heat Pump Water Heater | 2022 | Economic | million_m3 | After Competition Groups | 0.070397 | 0 | 0 | 1505.7126 | 4.6753e-05 | 36 | Commercial_2022_Economic_million_m3_After Competition Groups_36 | Gas Heat Pump Water Heater | 0.004675% | 0 | 0.070397 | Commercial_2022_Economic_million_m3_After Competition Groups_Gas Heat Pump Water Heater
Commercial | Com ¦ Boilers - Advanced Controls (Steam Systems) | 2022 | SC A | million_m3 | After Competition Groups | 18.8534 | 2236928.3521 | 2.2369 | 135.0209 | 0.13963 | 1 | Commercial_2022_SC A_million_m3_After Competition Groups_1 | Boilers - Advanced Controls (Steam Systems) | 13.96% | 2.2369 | 18.8534 | Commercial_2022_SC A_million_m3_After Competition Groups_Boilers - Advanced Controls (Steam Systems)
Commercial | Com ¦ Adaptive Thermostats | 2022 | SC A | million_m3 | After Competition Groups | 16.4348 | 1518580.797 | 1.5186 | 135.0209 | 0.12172 | 2 | Commercial_2022_SC A_million_m3_After Competition Groups_2 | Adaptive Thermostats | 12.17% | 1.5186 | 16.4348 | Commercial_2022_SC A_million_m3_After Competition Groups_Adaptive Thermostats
Commercial | Com ¦ Demand Control Ventilation | 2022 | SC A | million_m3 | After Competition Groups | 13.6427 | 1774608.8796 | 1.7746 | 135.0209 | 0.10104 | 3 | Commercial_2022_SC A_million_m3_After Competition Groups_3 | Demand Control Ventilation | 10.1% | 1.7746 | 13.6427 | Commercial_2022_SC A_million_m3_After Competition Groups_Demand Control Ventilation
Commercial | Com ¦ Building Recommissioning, Operations and Maintenance (O&M) Improvements | 2022 | SC A | million_m3 | After Competition Groups | 11.7728 | 910774.1219 | 0.91077 | 135.0209 | 0.087193 | 4 | Commercial_2022_SC A_million_m3_After Competition Groups_4 | Building Recommissioning, Operations and Maintenance (O&M) Improvements | 8.719% | 0.91077 | 11.7728 | Commercial_2022_SC A_million_m3_After Competition Groups_Building Recommissioning, Operations and Maintenance (O&M) Improvements
Commercial | Com ¦ Condensing Boiler ¦ Std | 2022 | SC A | million_m3 | After Competition Groups | 7.896 | 1676144.6346 | 1.6761 | 135.0209 | 0.05848 | 5 | Commercial_2022_SC A_million_m3_After Competition Groups_5 | Condensing Boiler ¦ Std | 5.848% | 1.6761 | 7.896 | Commercial_2022_SC A_million_m3_After Competition Groups_Condensing Boiler ¦ Std
Commercial | Com ¦ Air Handler with Dedicated Outdoor Air Systems | 2022 | SC A | million_m3 | After Competition Groups | 7.241 | 1143950.913 | 1.144 | 135.0209 | 0.053629 | 6 | Commercial_2022_SC A_million_m3_After Competition Groups_6 | Air Handler with Dedicated Outdoor Air Systems | 5.363% | 1.144 | 7.241 | Commercial_2022_SC A_million_m3_After Competition Groups_Air Handler with Dedicated Outdoor Air Systems
Commercial | Com ¦ Advanced BAS/Controllers | 2022 | SC A | million_m3 | After Competition Groups | 6.622 | 853906.5659 | 0.85391 | 135.0209 | 0.049044 | 7 | Commercial_2022_SC A_million_m3_After Competition Groups_7 | Advanced BAS/Controllers | 4.904% | 0.85391 | 6.622 | Commercial_2022_SC A_million_m3_After Competition Groups_Advanced BAS/Controllers
Commercial | Com ¦ Condensing Make Up Air Unit | 2022 | SC A | million_m3 | After Competition Groups | 6.6127 | 1185391.3415 | 1.1854 | 135.0209 | 0.048976 | 8 | Commercial_2022_SC A_million_m3_After Competition Groups_8 | Condensing Make Up Air Unit | 4.898% | 1.1854 | 6.6127 | Commercial_2022_SC A_million_m3_After Competition Groups_Condensing Make Up Air Unit
Commercial | Com ¦ Gas Fired Heat Pump | 2022 | SC A | million_m3 | After Competition Groups | 6.3697 | 814926.0618 | 0.81493 | 135.0209 | 0.047176 | 9 | Commercial_2022_SC A_million_m3_After Competition Groups_9 | Gas Fired Heat Pump | 4.718% | 0.81493 | 6.3697 | Commercial_2022_SC A_million_m3_After Competition Groups_Gas Fired Heat Pump
Commercial | Com ¦ Steam System Optimization | 2022 | SC A | million_m3 | After Competition Groups | 5.432 | 136333.9277 | 0.13633 | 135.0209 | 0.040231 | 10 | Commercial_2022_SC A_million_m3_After Competition Groups_10 | Steam System Optimization | 4.023% | 0.13633 | 5.432 | Commercial_2022_SC A_million_m3_After Competition Groups_Steam System Optimization
Commercial | Com ¦ Demand Control Kitchen Ventilation | 2022 | SC A | million_m3 | After Competition Groups | 5.4206 | 809383.1555 | 0.80938 | 135.0209 | 0.040147 | 11 | Commercial_2022_SC A_million_m3_After Competition Groups_11 | Demand Control Kitchen Ventilation | 4.015% | 0.80938 | 5.4206 | Commercial_2022_SC A_million_m3_After Competition Groups_Demand Control Kitchen Ventilation
Commercial | Com ¦ Destratification | 2022 | SC A | million_m3 | After Competition Groups | 5.2221 | 771386.6198 | 0.77139 | 135.0209 | 0.038677 | 12 | Commercial_2022_SC A_million_m3_After Competition Groups_12 | Destratification | 3.868% | 0.77139 | 5.2221 | Commercial_2022_SC A_million_m3_After Competition Groups_Destratification
Commercial | Com ¦ Furnace Tune-Up | 2022 | SC A | million_m3 | After Competition Groups | 5.0578 | 61076.5775 | 0.061077 | 135.0209 | 0.037459 | 13 | Commercial_2022_SC A_million_m3_After Competition Groups_13 | Furnace Tune-Up | 3.746% | 0.061077 | 5.0578 | Commercial_2022_SC A_million_m3_After Competition Groups_Furnace Tune-Up
Commercial | Com ¦ Gas Fired Rooftop Units | 2022 | SC A | million_m3 | After Competition Groups | 3.0671 | 436025.8962 | 0.43603 | 135.0209 | 0.022716 | 14 | Commercial_2022_SC A_million_m3_After Competition Groups_14 | Gas Fired Rooftop Units | 2.272% | 0.43603 | 3.0671 | Commercial_2022_SC A_million_m3_After Competition Groups_Gas Fired Rooftop Units
Commercial | Com ¦ Wall Insulation | 2022 | SC A | million_m3 | After Competition Groups | 2.8669 | 389414.1374 | 0.38941 | 135.0209 | 0.021233 | 15 | Commercial_2022_SC A_million_m3_After Competition Groups_15 | Wall Insulation | 2.123% | 0.38941 | 2.8669 | Commercial_2022_SC A_million_m3_After Competition Groups_Wall Insulation
Commercial | Com ¦ Education and Capacity Building/Energy Behavior | 2022 | SC A | million_m3 | After Competition Groups | 2.8047 | 3099107.2612 | 3.0991 | 135.0209 | 0.020772 | 16 | Commercial_2022_SC A_million_m3_After Competition Groups_16 | Education and Capacity Building/Energy Behavior | 2.077% | 3.0991 | 2.8047 | Commercial_2022_SC A_million_m3_After Competition Groups_Education and Capacity Building/Energy Behavior
Commercial | Com ¦ Condensing Unit Heaters or other Efficient Unit Heating System | 2022 | SC A | million_m3 | After Competition Groups | 2.1615 | 412015.4067 | 0.41202 | 135.0209 | 0.016009 | 17 | Commercial_2022_SC A_million_m3_After Competition Groups_17 | Condensing Unit Heaters or other Efficient Unit Heating System | 1.601% | 0.41202 | 2.1615 | Commercial_2022_SC A_million_m3_After Competition Groups_Condensing Unit Heaters or other Efficient Unit Heating System
Commercial | Com ¦ Demand controlled Circulating Systems | 2022 | SC A | million_m3 | After Competition Groups | 1.428 | 189652.8952 | 0.18965 | 135.0209 | 0.010576 | 18 | Commercial_2022_SC A_million_m3_After Competition Groups_18 | Demand controlled Circulating Systems | 1.058% | 0.18965 | 1.428 | Commercial_2022_SC A_million_m3_After Competition Groups_Demand controlled Circulating Systems
Commercial | Com ¦ High Efficiency Underfired Broilers | 2022 | SC A | million_m3 | After Competition Groups | 1.124 | 131153.5036 | 0.13115 | 135.0209 | 0.008325 | 19 | Commercial_2022_SC A_million_m3_After Competition Groups_19 | High Efficiency Underfired Broilers | 0.8325% | 0.13115 | 1.124 | Commercial_2022_SC A_million_m3_After Competition Groups_High Efficiency Underfired Broilers
Commercial | Com ¦ ENERGY STAR Fryer (84% eff) | 2022 | SC A | million_m3 | After Competition Groups | 1.1157 | 126437.8165 | 0.12644 | 135.0209 | 0.0082635 | 20 | Commercial_2022_SC A_million_m3_After Competition Groups_20 | ENERGY STAR Fryer (84% eff) | 0.8263% | 0.12644 | 1.1157 | Commercial_2022_SC A_million_m3_After Competition Groups_ENERGY STAR Fryer (84% eff)
Commercial | Com ¦ Duct Insulation, R8 | 2022 | SC A | million_m3 | After Competition Groups | 0.95953 | 155610.8133 | 0.15561 | 135.0209 | 0.0071065 | 21 | Commercial_2022_SC A_million_m3_After Competition Groups_21 | Duct Insulation, R8 | 0.7107% | 0.15561 | 0.95953 | Commercial_2022_SC A_million_m3_After Competition Groups_Duct Insulation, R8
Commercial | Com ¦ Energy Efficient Laboratory Fume Hood | 2022 | SC A | million_m3 | After Competition Groups | 0.72133 | 128755.8254 | 0.12876 | 135.0209 | 0.0053423 | 22 | Commercial_2022_SC A_million_m3_After Competition Groups_22 | Energy Efficient Laboratory Fume Hood | 0.5342% | 0.12876 | 0.72133 | Commercial_2022_SC A_million_m3_After Competition Groups_Energy Efficient Laboratory Fume Hood
Commercial | Com ¦ ENERGY STAR Griddle (74% eff) | 2022 | SC A | million_m3 | After Competition Groups | 0.47439 | 93828.1901 | 0.093828 | 135.0209 | 0.0035134 | 23 | Commercial_2022_SC A_million_m3_After Competition Groups_23 | ENERGY STAR Griddle (74% eff) | 0.3513% | 0.093828 | 0.47439 | Commercial_2022_SC A_million_m3_After Competition Groups_ENERGY STAR Griddle (74% eff)
Commercial | Com ¦ Ozone Laundry Treatment | 2022 | SC A | million_m3 | After Competition Groups | 0.47078 | 69201.0728 | 0.069201 | 135.0209 | 0.0034867 | 24 | Commercial_2022_SC A_million_m3_After Competition Groups_24 | Ozone Laundry Treatment | 0.3487% | 0.069201 | 0.47078 | Commercial_2022_SC A_million_m3_After Competition Groups_Ozone Laundry Treatment
Commercial | Com ¦ ENERGY STAR Dishwasher | 2022 | SC A | million_m3 | After Competition Groups | 0.38614 | 52342.2276 | 0.052342 | 135.0209 | 0.0028598 | 25 | Commercial_2022_SC A_million_m3_After Competition Groups_25 | ENERGY STAR Dishwasher | 0.286% | 0.052342 | 0.38614 | Commercial_2022_SC A_million_m3_After Competition Groups_ENERGY STAR Dishwasher
Commercial | Com ¦ CEE Tier 2/Energy Star Clothes Washers | 2022 | SC A | million_m3 | After Competition Groups | 0.20279 | 15828.6613 | 0.015829 | 135.0209 | 0.0015019 | 26 | Commercial_2022_SC A_million_m3_After Competition Groups_26 | CEE Tier 2/Energy Star Clothes Washers | 0.1502% | 0.015829 | 0.20279 | Commercial_2022_SC A_million_m3_After Competition Groups_CEE Tier 2/Energy Star Clothes Washers
Commercial | Com ¦ Infrared Heaters | 2022 | SC A | million_m3 | After Competition Groups | 0.20111 | 39860.9704 | 0.039861 | 135.0209 | 0.0014894 | 27 | Commercial_2022_SC A_million_m3_After Competition Groups_27 | Infrared Heaters | 0.1489% | 0.039861 | 0.20111 | Commercial_2022_SC A_million_m3_After Competition Groups_Infrared Heaters
Commercial | Com ¦ Drain Water Heat Recovery (DWHR) ¦ Retro | 2022 | SC A | million_m3 | After Competition Groups | 0.12894 | 15471.5463 | 0.015472 | 135.0209 | 0.00095493 | 28 | Commercial_2022_SC A_million_m3_After Competition Groups_28 | Drain Water Heat Recovery (DWHR) ¦ Retro | 0.09549% | 0.015472 | 0.12894 | Commercial_2022_SC A_million_m3_After Competition Groups_Drain Water Heat Recovery (DWHR) ¦ Retro
Commercial | Com ¦ ENERGY STAR Steam Cooker | 2022 | SC A | million_m3 | After Competition Groups | 0.11829 | 12567.3075 | 0.012567 | 135.0209 | 0.00087607 | 29 | Commercial_2022_SC A_million_m3_After Competition Groups_29 | ENERGY STAR Steam Cooker | 0.08761% | 0.012567 | 0.11829 | Commercial_2022_SC A_million_m3_After Competition Groups_ENERGY STAR Steam Cooker
Commercial | Com ¦ Low Flow Pre-Rinse Spray Nozzle | 2022 | SC A | million_m3 | After Competition Groups | 0.11214 | 6962.9254 | 0.0069629 | 135.0209 | 0.00083052 | 30 | Commercial_2022_SC A_million_m3_After Competition Groups_30 | Low Flow Pre-Rinse Spray Nozzle | 0.08305% | 0.0069629 | 0.11214 | Commercial_2022_SC A_million_m3_After Competition Groups_Low Flow Pre-Rinse Spray Nozzle
Commercial | Com ¦ Energy Recovery Ventilation and Ventilation (Enhanced) | 2022 | SC A | million_m3 | After Competition Groups | 0.056559 | 12613.4346 | 0.012613 | 135.0209 | 0.00041889 | 31 | Commercial_2022_SC A_million_m3_After Competition Groups_31 | Energy Recovery Ventilation and Ventilation (Enhanced) | 0.04189% | 0.012613 | 0.056559 | Commercial_2022_SC A_million_m3_After Competition Groups_Energy Recovery Ventilation and Ventilation (Enhanced)
Commercial | Com ¦ Drain Water Heat Recovery (DWHR) ¦New | 2022 | SC A | million_m3 | After Competition Groups | 0.022969 | 3045.742 | 0.0030457 | 135.0209 | 0.00017012 | 32 | Commercial_2022_SC A_million_m3_After Competition Groups_32 | Drain Water Heat Recovery (DWHR) ¦New | 0.01701% | 0.0030457 | 0.022969 | Commercial_2022_SC A_million_m3_After Competition Groups_Drain Water Heat Recovery (DWHR) ¦New
Commercial | Com ¦ Heat Recovery Ventilator | 2022 | SC A | million_m3 | After Competition Groups | 0.017458 | 2690.1008 | 0.0026901 | 135.0209 | 0.0001293 | 33 | Commercial_2022_SC A_million_m3_After Competition Groups_33 | Heat Recovery Ventilator | 0.01293% | 0.0026901 | 0.017458 | Commercial_2022_SC A_million_m3_After Competition Groups_Heat Recovery Ventilator
Commercial | Com ¦ Solar Water Preheat (Pools/DHW) | 2022 | SC A | million_m3 | After Competition Groups | 0.0027704 | 757.1152 | 0.00075712 | 135.0209 | 2.0519e-05 | 34 | Commercial_2022_SC A_million_m3_After Competition Groups_34 | Solar Water Preheat (Pools/DHW) | 0.002052% | 0.00075712 | 0.0027704 | Commercial_2022_SC A_million_m3_After Competition Groups_Solar Water Preheat (Pools/DHW)
Commercial | Com ¦ Air Curtains | 2022 | SC A | million_m3 | After Competition Groups | 4.0129e-05 | 15.6338 | 1.5634e-05 | 135.0209 | 2.972e-07 | 35 | Commercial_2022_SC A_million_m3_After Competition Groups_35 | Air Curtains | 2.972e-05% | 1.5634e-05 | 4.0129e-05 | Commercial_2022_SC A_million_m3_After Competition Groups_Air Curtains
Commercial | Com ¦ Gas Heat Pump Water Heater | 2022 | SC A | million_m3 | After Competition Groups | 3.4965e-05 | 0 | 0 | 135.0209 | 2.5896e-07 | 36 | Commercial_2022_SC A_million_m3_After Competition Groups_36 | Gas Heat Pump Water Heater | 2.59e-05% | 0 | 3.4965e-05 | Commercial_2022_SC A_million_m3_After Competition Groups_Gas Heat Pump Water Heater
Commercial | Com ¦ Adaptive Thermostats | 2022 | SC B | million_m3 | After Competition Groups | 36.3074 | 3377838.1945 | 3.3778 | 281.0055 | 0.12921 | 1 | Commercial_2022_SC B_million_m3_After Competition Groups_1 | Adaptive Thermostats | 12.92% | 3.3778 | 36.3074 | Commercial_2022_SC B_million_m3_After Competition Groups_Adaptive Thermostats
Commercial | Com ¦ Demand Control Ventilation | 2022 | SC B | million_m3 | After Competition Groups | 34.9545 | 17668656.7599 | 17.6687 | 281.0055 | 0.12439 | 2 | Commercial_2022_SC B_million_m3_After Competition Groups_2 | Demand Control Ventilation | 12.44% | 17.6687 | 34.9545 | Commercial_2022_SC B_million_m3_After Competition Groups_Demand Control Ventilation
Commercial | Com ¦ Air Handler with Dedicated Outdoor Air Systems | 2022 | SC B | million_m3 | After Competition Groups | 26.6842 | 18512274.4348 | 18.5123 | 281.0055 | 0.09496 | 3 | Commercial_2022_SC B_million_m3_After Competition Groups_3 | Air Handler with Dedicated Outdoor Air Systems | 9.496% | 18.5123 | 26.6842 | Commercial_2022_SC B_million_m3_After Competition Groups_Air Handler with Dedicated Outdoor Air Systems
Commercial | Com ¦ Boilers - Advanced Controls (Steam Systems) | 2022 | SC B | million_m3 | After Competition Groups | 18.8538 | 2248710.5629 | 2.2487 | 281.0055 | 0.067094 | 4 | Commercial_2022_SC B_million_m3_After Competition Groups_4 | Boilers - Advanced Controls (Steam Systems) | 6.709% | 2.2487 | 18.8538 | Commercial_2022_SC B_million_m3_After Competition Groups_Boilers - Advanced Controls (Steam Systems)
Commercial | Com ¦ Condensing Boiler ¦ Std | 2022 | SC B | million_m3 | After Competition Groups | 17.976 | 16559534.3322 | 16.5595 | 281.0055 | 0.06397 | 5 | Commercial_2022_SC B_million_m3_After Competition Groups_5 | Condensing Boiler ¦ Std | 6.397% | 16.5595 | 17.976 | Commercial_2022_SC B_million_m3_After Competition Groups_Condensing Boiler ¦ Std
Commercial | Com ¦ Building Recommissioning, Operations and Maintenance (O&M) Improvements | 2022 | SC B | million_m3 | After Competition Groups | 14.6224 | 6539208.0811 | 6.5392 | 281.0055 | 0.052036 | 6 | Commercial_2022_SC B_million_m3_After Competition Groups_6 | Building Recommissioning, Operations and Maintenance (O&M) Improvements | 5.204% | 6.5392 | 14.6224 | Commercial_2022_SC B_million_m3_After Competition Groups_Building Recommissioning, Operations and Maintenance (O&M) Improvements
Commercial | Com ¦ Steam System Optimization | 2022 | SC B | million_m3 | After Competition Groups | 14.5638 | 366253.663 | 0.36625 | 281.0055 | 0.051827 | 7 | Commercial_2022_SC B_million_m3_After Competition Groups_7 | Steam System Optimization | 5.183% | 0.36625 | 14.5638 | Commercial_2022_SC B_million_m3_After Competition Groups_Steam System Optimization
Commercial | Com ¦ Destratification | 2022 | SC B | million_m3 | After Competition Groups | 14.3132 | 2983874.4243 | 2.9839 | 281.0055 | 0.050936 | 8 | Commercial_2022_SC B_million_m3_After Competition Groups_8 | Destratification | 5.094% | 2.9839 | 14.3132 | Commercial_2022_SC B_million_m3_After Competition Groups_Destratification
Commercial | Com ¦ Education and Capacity Building/Energy Behavior | 2022 | SC B | million_m3 | After Competition Groups | 14.0235 | 15495536.3058 | 15.4955 | 281.0055 | 0.049905 | 9 | Commercial_2022_SC B_million_m3_After Competition Groups_9 | Education and Capacity Building/Energy Behavior | 4.99% | 15.4955 | 14.0235 | Commercial_2022_SC B_million_m3_After Competition Groups_Education and Capacity Building/Energy Behavior
Commercial | Com ¦ Furnace Tune-Up | 2022 | SC B | million_m3 | After Competition Groups | 13.5626 | 164197.7101 | 0.1642 | 281.0055 | 0.048264 | 10 | Commercial_2022_SC B_million_m3_After Competition Groups_10 | Furnace Tune-Up | 4.826% | 0.1642 | 13.5626 | Commercial_2022_SC B_million_m3_After Competition Groups_Furnace Tune-Up
Commercial | Com ¦ Demand Control Kitchen Ventilation | 2022 | SC B | million_m3 | After Competition Groups | 12.2191 | 3791668.274 | 3.7917 | 281.0055 | 0.043484 | 11 | Commercial_2022_SC B_million_m3_After Competition Groups_11 | Demand Control Kitchen Ventilation | 4.348% | 3.7917 | 12.2191 | Commercial_2022_SC B_million_m3_After Competition Groups_Demand Control Kitchen Ventilation
Commercial | Com ¦ Gas Fired Heat Pump | 2022 | SC B | million_m3 | After Competition Groups | 8.417 | 2842203.3798 | 2.8422 | 281.0055 | 0.029953 | 12 | Commercial_2022_SC B_million_m3_After Competition Groups_12 | Gas Fired Heat Pump | 2.995% | 2.8422 | 8.417 | Commercial_2022_SC B_million_m3_After Competition Groups_Gas Fired Heat Pump
Commercial | Com ¦ Condensing Make Up Air Unit | 2022 | SC B | million_m3 | After Competition Groups | 8.2743 | 2455786.6205 | 2.4558 | 281.0055 | 0.029445 | 13 | Commercial_2022_SC B_million_m3_After Competition Groups_13 | Condensing Make Up Air Unit | 2.945% | 2.4558 | 8.2743 | Commercial_2022_SC B_million_m3_After Competition Groups_Condensing Make Up Air Unit
Commercial | Com ¦ Wall Insulation | 2022 | SC B | million_m3 | After Competition Groups | 7.6862 | 1046064.1097 | 1.0461 | 281.0055 | 0.027352 | 14 | Commercial_2022_SC B_million_m3_After Competition Groups_14 | Wall Insulation | 2.735% | 1.0461 | 7.6862 | Commercial_2022_SC B_million_m3_After Competition Groups_Wall Insulation
Commercial | Com ¦ Advanced BAS/Controllers | 2022 | SC B | million_m3 | After Competition Groups | 7.6343 | 3187272.1856 | 3.1873 | 281.0055 | 0.027168 | 15 | Commercial_2022_SC B_million_m3_After Competition Groups_15 | Advanced BAS/Controllers | 2.717% | 3.1873 | 7.6343 | Commercial_2022_SC B_million_m3_After Competition Groups_Advanced BAS/Controllers
Commercial | Com ¦ Gas Fired Rooftop Units | 2022 | SC B | million_m3 | After Competition Groups | 6.4262 | 1237645.8701 | 1.2376 | 281.0055 | 0.022869 | 16 | Commercial_2022_SC B_million_m3_After Competition Groups_16 | Gas Fired Rooftop Units | 2.287% | 1.2376 | 6.4262 | Commercial_2022_SC B_million_m3_After Competition Groups_Gas Fired Rooftop Units
Commercial | Com ¦ Energy Efficient Laboratory Fume Hood | 2022 | SC B | million_m3 | After Competition Groups | 5.0777 | 4333783.0935 | 4.3338 | 281.0055 | 0.01807 | 17 | Commercial_2022_SC B_million_m3_After Competition Groups_17 | Energy Efficient Laboratory Fume Hood | 1.807% | 4.3338 | 5.0777 | Commercial_2022_SC B_million_m3_After Competition Groups_Energy Efficient Laboratory Fume Hood
Commercial | Com ¦ Demand controlled Circulating Systems | 2022 | SC B | million_m3 | After Competition Groups | 4.0377 | 824273.614 | 0.82427 | 281.0055 | 0.014369 | 18 | Commercial_2022_SC B_million_m3_After Competition Groups_18 | Demand controlled Circulating Systems | 1.437% | 0.82427 | 4.0377 | Commercial_2022_SC B_million_m3_After Competition Groups_Demand controlled Circulating Systems
Commercial | Com ¦ Condensing Unit Heaters or other Efficient Unit Heating System | 2022 | SC B | million_m3 | After Competition Groups | 3.8059 | 2625431.1098 | 2.6254 | 281.0055 | 0.013544 | 19 | Commercial_2022_SC B_million_m3_After Competition Groups_19 | Condensing Unit Heaters or other Efficient Unit Heating System | 1.354% | 2.6254 | 3.8059 | Commercial_2022_SC B_million_m3_After Competition Groups_Condensing Unit Heaters or other Efficient Unit Heating System
Commercial | Com ¦ Duct Insulation, R8 | 2022 | SC B | million_m3 | After Competition Groups | 3.1316 | 1333428.687 | 1.3334 | 281.0055 | 0.011144 | 20 | Commercial_2022_SC B_million_m3_After Competition Groups_20 | Duct Insulation, R8 | 1.114% | 1.3334 | 3.1316 | Commercial_2022_SC B_million_m3_After Competition Groups_Duct Insulation, R8
Commercial | Com ¦ Ozone Laundry Treatment | 2022 | SC B | million_m3 | After Competition Groups | 1.8165 | 1112724.2052 | 1.1127 | 281.0055 | 0.0064642 | 21 | Commercial_2022_SC B_million_m3_After Competition Groups_21 | Ozone Laundry Treatment | 0.6464% | 1.1127 | 1.8165 | Commercial_2022_SC B_million_m3_After Competition Groups_Ozone Laundry Treatment
Commercial | Com ¦ ENERGY STAR Fryer (84% eff) | 2022 | SC B | million_m3 | After Competition Groups | 1.6541 | 734521.6712 | 0.73452 | 281.0055 | 0.0058864 | 22 | Commercial_2022_SC B_million_m3_After Competition Groups_22 | ENERGY STAR Fryer (84% eff) | 0.5886% | 0.73452 | 1.6541 | Commercial_2022_SC B_million_m3_After Competition Groups_ENERGY STAR Fryer (84% eff)
Commercial | Com ¦ High Efficiency Underfired Broilers | 2022 | SC B | million_m3 | After Competition Groups | 1.2565 | 187119.6581 | 0.18712 | 281.0055 | 0.0044716 | 23 | Commercial_2022_SC B_million_m3_After Competition Groups_23 | High Efficiency Underfired Broilers | 0.4472% | 0.18712 | 1.2565 | Commercial_2022_SC B_million_m3_After Competition Groups_High Efficiency Underfired Broilers
Commercial | Com ¦ ENERGY STAR Griddle (74% eff) | 2022 | SC B | million_m3 | After Competition Groups | 1.0871 | 714241.6899 | 0.71424 | 281.0055 | 0.0038684 | 24 | Commercial_2022_SC B_million_m3_After Competition Groups_24 | ENERGY STAR Griddle (74% eff) | 0.3868% | 0.71424 | 1.0871 | Commercial_2022_SC B_million_m3_After Competition Groups_ENERGY STAR Griddle (74% eff)
Commercial | Com ¦ ENERGY STAR Dishwasher | 2022 | SC B | million_m3 | After Competition Groups | 0.48268 | 265287.412 | 0.26529 | 281.0055 | 0.0017177 | 25 | Commercial_2022_SC B_million_m3_After Competition Groups_25 | ENERGY STAR Dishwasher | 0.1718% | 0.26529 | 0.48268 | Commercial_2022_SC B_million_m3_After Competition Groups_ENERGY STAR Dishwasher
Commercial | Com ¦ Heat Recovery Ventilator | 2022 | SC B | million_m3 | After Competition Groups | 0.41245 | 482496.1787 | 0.4825 | 281.0055 | 0.0014678 | 26 | Commercial_2022_SC B_million_m3_After Competition Groups_26 | Heat Recovery Ventilator | 0.1468% | 0.4825 | 0.41245 | Commercial_2022_SC B_million_m3_After Competition Groups_Heat Recovery Ventilator
Commercial | Com ¦ Infrared Heaters | 2022 | SC B | million_m3 | After Competition Groups | 0.41062 | 300698.5049 | 0.3007 | 281.0055 | 0.0014612 | 27 | Commercial_2022_SC B_million_m3_After Competition Groups_27 | Infrared Heaters | 0.1461% | 0.3007 | 0.41062 | Commercial_2022_SC B_million_m3_After Competition Groups_Infrared Heaters
Commercial | Com ¦ Energy Recovery Ventilation and Ventilation (Enhanced) | 2022 | SC B | million_m3 | After Competition Groups | 0.34817 | 312181.0691 | 0.31218 | 281.0055 | 0.001239 | 28 | Commercial_2022_SC B_million_m3_After Competition Groups_28 | Energy Recovery Ventilation and Ventilation (Enhanced) | 0.1239% | 0.31218 | 0.34817 | Commercial_2022_SC B_million_m3_After Competition Groups_Energy Recovery Ventilation and Ventilation (Enhanced)
Commercial | Com ¦ Drain Water Heat Recovery (DWHR) ¦ Retro | 2022 | SC B | million_m3 | After Competition Groups | 0.34642 | 50445.7259 | 0.050446 | 281.0055 | 0.0012328 | 29 | Commercial_2022_SC B_million_m3_After Competition Groups_29 | Drain Water Heat Recovery (DWHR) ¦ Retro | 0.1233% | 0.050446 | 0.34642 | Commercial_2022_SC B_million_m3_After Competition Groups_Drain Water Heat Recovery (DWHR) ¦ Retro
Commercial | Com ¦ CEE Tier 2/Energy Star Clothes Washers | 2022 | SC B | million_m3 | After Competition Groups | 0.27088 | 92085.2426 | 0.092085 | 281.0055 | 0.00096396 | 30 | Commercial_2022_SC B_million_m3_After Competition Groups_30 | CEE Tier 2/Energy Star Clothes Washers | 0.0964% | 0.092085 | 0.27088 | Commercial_2022_SC B_million_m3_After Competition Groups_CEE Tier 2/Energy Star Clothes Washers
Commercial | Com ¦ Low Flow Pre-Rinse Spray Nozzle | 2022 | SC B | million_m3 | After Competition Groups | 0.15362 | 39288.8549 | 0.039289 | 281.0055 | 0.00054669 | 31 | Commercial_2022_SC B_million_m3_After Competition Groups_31 | Low Flow Pre-Rinse Spray Nozzle | 0.05467% | 0.039289 | 0.15362 | Commercial_2022_SC B_million_m3_After Competition Groups_Low Flow Pre-Rinse Spray Nozzle
Commercial | Com ¦ ENERGY STAR Steam Cooker | 2022 | SC B | million_m3 | After Competition Groups | 0.11836 | 13055.5274 | 0.013056 | 281.0055 | 0.00042122 | 32 | Commercial_2022_SC B_million_m3_After Competition Groups_32 | ENERGY STAR Steam Cooker | 0.04212% | 0.013056 | 0.11836 | Commercial_2022_SC B_million_m3_After Competition Groups_ENERGY STAR Steam Cooker
Commercial | Com ¦ Air Curtains | 2022 | SC B | million_m3 | After Competition Groups | 0.035295 | 33590.869 | 0.033591 | 281.0055 | 0.0001256 | 33 | Commercial_2022_SC B_million_m3_After Competition Groups_33 | Air Curtains | 0.01256% | 0.033591 | 0.035295 | Commercial_2022_SC B_million_m3_After Competition Groups_Air Curtains
Commercial | Com ¦ Drain Water Heat Recovery (DWHR) ¦New | 2022 | SC B | million_m3 | After Competition Groups | 0.027914 | 5232.3268 | 0.0052323 | 281.0055 | 9.9336e-05 | 34 | Commercial_2022_SC B_million_m3_After Competition Groups_34 | Drain Water Heat Recovery (DWHR) ¦New | 0.009934% | 0.0052323 | 0.027914 | Commercial_2022_SC B_million_m3_After Competition Groups_Drain Water Heat Recovery (DWHR) ¦New
Commercial | Com ¦ Solar Water Preheat (Pools/DHW) | 2022 | SC B | million_m3 | After Competition Groups | 0.0077978 | 3207.31 | 0.0032073 | 281.0055 | 2.775e-05 | 35 | Commercial_2022_SC B_million_m3_After Competition Groups_35 | Solar Water Preheat (Pools/DHW) | 0.002775% | 0.0032073 | 0.0077978 | Commercial_2022_SC B_million_m3_After Competition Groups_Solar Water Preheat (Pools/DHW)
Commercial | Com ¦ Gas Heat Pump Water Heater | 2022 | SC B | million_m3 | After Competition Groups | 0.0058105 | 22306.8682 | 0.022307 | 281.0055 | 2.0678e-05 | 36 | Commercial_2022_SC B_million_m3_After Competition Groups_36 | Gas Heat Pump Water Heater | 0.002068% | 0.022307 | 0.0058105 | Commercial_2022_SC B_million_m3_After Competition Groups_Gas Heat Pump Water Heater
Commercial | Com ¦ Boilers - Advanced Controls (Steam Systems) | 2022 | SC C | million_m3 | After Competition Groups | 18.854 | 2248955.2132 | 2.249 | 141.055 | 0.13366 | 1 | Commercial_2022_SC C_million_m3_After Competition Groups_1 | Boilers - Advanced Controls (Steam Systems) | 13.37% | 2.249 | 18.854 | Commercial_2022_SC C_million_m3_After Competition Groups_Boilers - Advanced Controls (Steam Systems)
Commercial | Com ¦ Adaptive Thermostats | 2022 | SC C | million_m3 | After Competition Groups | 16.4348 | 1518584.0878 | 1.5186 | 141.055 | 0.11651 | 2 | Commercial_2022_SC C_million_m3_After Competition Groups_2 | Adaptive Thermostats | 11.65% | 1.5186 | 16.4348 | Commercial_2022_SC C_million_m3_After Competition Groups_Adaptive Thermostats
Commercial | Com ¦ Demand Control Ventilation | 2022 | SC C | million_m3 | After Competition Groups | 14.4423 | 3378851.497 | 3.3789 | 141.055 | 0.10239 | 3 | Commercial_2022_SC C_million_m3_After Competition Groups_3 | Demand Control Ventilation | 10.24% | 3.3789 | 14.4423 | Commercial_2022_SC C_million_m3_After Competition Groups_Demand Control Ventilation
Commercial | Com ¦ Building Recommissioning, Operations and Maintenance (O&M) Improvements | 2022 | SC C | million_m3 | After Competition Groups | 11.8967 | 1982727.6056 | 1.9827 | 141.055 | 0.084341 | 4 | Commercial_2022_SC C_million_m3_After Competition Groups_4 | Building Recommissioning, Operations and Maintenance (O&M) Improvements | 8.434% | 1.9827 | 11.8967 | Commercial_2022_SC C_million_m3_After Competition Groups_Building Recommissioning, Operations and Maintenance (O&M) Improvements
Commercial | Com ¦ Condensing Boiler ¦ Std | 2022 | SC C | million_m3 | After Competition Groups | 10.1391 | 4574949.9605 | 4.5749 | 141.055 | 0.071881 | 5 | Commercial_2022_SC C_million_m3_After Competition Groups_5 | Condensing Boiler ¦ Std | 7.188% | 4.5749 | 10.1391 | Commercial_2022_SC C_million_m3_After Competition Groups_Condensing Boiler ¦ Std
Commercial | Com ¦ Air Handler with Dedicated Outdoor Air Systems | 2022 | SC C | million_m3 | After Competition Groups | 8.0175 | 2419149.5019 | 2.4191 | 141.055 | 0.05684 | 6 | Commercial_2022_SC C_million_m3_After Competition Groups_6 | Air Handler with Dedicated Outdoor Air Systems | 5.684% | 2.4191 | 8.0175 | Commercial_2022_SC C_million_m3_After Competition Groups_Air Handler with Dedicated Outdoor Air Systems
Commercial | Com ¦ Condensing Make Up Air Unit | 2022 | SC C | million_m3 | After Competition Groups | 6.7492 | 1757734.6303 | 1.7577 | 141.055 | 0.047848 | 7 | Commercial_2022_SC C_million_m3_After Competition Groups_7 | Condensing Make Up Air Unit | 4.785% | 1.7577 | 6.7492 | Commercial_2022_SC C_million_m3_After Competition Groups_Condensing Make Up Air Unit
Commercial | Com ¦ Gas Fired Heat Pump | 2022 | SC C | million_m3 | After Competition Groups | 6.7401 | 1541576.7082 | 1.5416 | 141.055 | 0.047783 | 8 | Commercial_2022_SC C_million_m3_After Competition Groups_8 | Gas Fired Heat Pump | 4.778% | 1.5416 | 6.7401 | Commercial_2022_SC C_million_m3_After Competition Groups_Gas Fired Heat Pump
Commercial | Com ¦ Advanced BAS/Controllers | 2022 | SC C | million_m3 | After Competition Groups | 6.7046 | 1367467.8248 | 1.3675 | 141.055 | 0.047532 | 9 | Commercial_2022_SC C_million_m3_After Competition Groups_9 | Advanced BAS/Controllers | 4.753% | 1.3675 | 6.7046 | Commercial_2022_SC C_million_m3_After Competition Groups_Advanced BAS/Controllers
Commercial | Com ¦ Demand Control Kitchen Ventilation | 2022 | SC C | million_m3 | After Competition Groups | 5.5783 | 1379528.0954 | 1.3795 | 141.055 | 0.039547 | 10 | Commercial_2022_SC C_million_m3_After Competition Groups_10 | Demand Control Kitchen Ventilation | 3.955% | 1.3795 | 5.5783 | Commercial_2022_SC C_million_m3_After Competition Groups_Demand Control Kitchen Ventilation
Commercial | Com ¦ Steam System Optimization | 2022 | SC C | million_m3 | After Competition Groups | 5.432 | 136333.9277 | 0.13633 | 141.055 | 0.03851 | 11 | Commercial_2022_SC C_million_m3_After Competition Groups_11 | Steam System Optimization | 3.851% | 0.13633 | 5.432 | Commercial_2022_SC C_million_m3_After Competition Groups_Steam System Optimization
Commercial | Com ¦ Destratification | 2022 | SC C | million_m3 | After Competition Groups | 5.3373 | 1109492.0836 | 1.1095 | 141.055 | 0.037838 | 12 | Commercial_2022_SC C_million_m3_After Competition Groups_12 | Destratification | 3.784% | 1.1095 | 5.3373 | Commercial_2022_SC C_million_m3_After Competition Groups_Destratification
Commercial | Com ¦ Furnace Tune-Up | 2022 | SC C | million_m3 | After Competition Groups | 5.0578 | 61076.5775 | 0.061077 | 141.055 | 0.035857 | 13 | Commercial_2022_SC C_million_m3_After Competition Groups_13 | Furnace Tune-Up | 3.586% | 0.061077 | 5.0578 | Commercial_2022_SC C_million_m3_After Competition Groups_Furnace Tune-Up
Commercial | Com ¦ Gas Fired Rooftop Units | 2022 | SC C | million_m3 | After Competition Groups | 3.0898 | 525226.8205 | 0.52523 | 141.055 | 0.021905 | 14 | Commercial_2022_SC C_million_m3_After Competition Groups_14 | Gas Fired Rooftop Units | 2.19% | 0.52523 | 3.0898 | Commercial_2022_SC C_million_m3_After Competition Groups_Gas Fired Rooftop Units
Commercial | Com ¦ Wall Insulation | 2022 | SC C | million_m3 | After Competition Groups | 2.8669 | 389414.1374 | 0.38941 | 141.055 | 0.020324 | 15 | Commercial_2022_SC C_million_m3_After Competition Groups_15 | Wall Insulation | 2.032% | 0.38941 | 2.8669 | Commercial_2022_SC C_million_m3_After Competition Groups_Wall Insulation
Commercial | Com ¦ Education and Capacity Building/Energy Behavior | 2022 | SC C | million_m3 | After Competition Groups | 2.8047 | 3099107.2612 | 3.0991 | 141.055 | 0.019884 | 16 | Commercial_2022_SC C_million_m3_After Competition Groups_16 | Education and Capacity Building/Energy Behavior | 1.988% | 3.0991 | 2.8047 | Commercial_2022_SC C_million_m3_After Competition Groups_Education and Capacity Building/Energy Behavior
Commercial | Com ¦ Condensing Unit Heaters or other Efficient Unit Heating System | 2022 | SC C | million_m3 | After Competition Groups | 2.4537 | 878266.1328 | 0.87827 | 141.055 | 0.017395 | 17 | Commercial_2022_SC C_million_m3_After Competition Groups_17 | Condensing Unit Heaters or other Efficient Unit Heating System | 1.74% | 0.87827 | 2.4537 | Commercial_2022_SC C_million_m3_After Competition Groups_Condensing Unit Heaters or other Efficient Unit Heating System
Commercial | Com ¦ Demand controlled Circulating Systems | 2022 | SC C | million_m3 | After Competition Groups | 1.4514 | 215464.6375 | 0.21546 | 141.055 | 0.010289 | 18 | Commercial_2022_SC C_million_m3_After Competition Groups_18 | Demand controlled Circulating Systems | 1.029% | 0.21546 | 1.4514 | Commercial_2022_SC C_million_m3_After Competition Groups_Demand controlled Circulating Systems
Commercial | Com ¦ ENERGY STAR Fryer (84% eff) | 2022 | SC C | million_m3 | After Competition Groups | 1.2737 | 288780.417 | 0.28878 | 141.055 | 0.0090295 | 19 | Commercial_2022_SC C_million_m3_After Competition Groups_19 | ENERGY STAR Fryer (84% eff) | 0.903% | 0.28878 | 1.2737 | Commercial_2022_SC C_million_m3_After Competition Groups_ENERGY STAR Fryer (84% eff)
Commercial | Com ¦ High Efficiency Underfired Broilers | 2022 | SC C | million_m3 | After Competition Groups | 1.1299 | 155009.7995 | 0.15501 | 141.055 | 0.0080107 | 20 | Commercial_2022_SC C_million_m3_After Competition Groups_20 | High Efficiency Underfired Broilers | 0.8011% | 0.15501 | 1.1299 | Commercial_2022_SC C_million_m3_After Competition Groups_High Efficiency Underfired Broilers
Commercial | Com ¦ Duct Insulation, R8 | 2022 | SC C | million_m3 | After Competition Groups | 1.0925 | 372270.3112 | 0.37227 | 141.055 | 0.007745 | 21 | Commercial_2022_SC C_million_m3_After Competition Groups_21 | Duct Insulation, R8 | 0.7745% | 0.37227 | 1.0925 | Commercial_2022_SC C_million_m3_After Competition Groups_Duct Insulation, R8
Commercial | Com ¦ Energy Efficient Laboratory Fume Hood | 2022 | SC C | million_m3 | After Competition Groups | 1.0162 | 360055.9869 | 0.36006 | 141.055 | 0.0072043 | 22 | Commercial_2022_SC C_million_m3_After Competition Groups_22 | Energy Efficient Laboratory Fume Hood | 0.7204% | 0.36006 | 1.0162 | Commercial_2022_SC C_million_m3_After Competition Groups_Energy Efficient Laboratory Fume Hood
Commercial | Com ¦ ENERGY STAR Griddle (74% eff) | 2022 | SC C | million_m3 | After Competition Groups | 0.56519 | 142374.5439 | 0.14237 | 141.055 | 0.0040069 | 23 | Commercial_2022_SC C_million_m3_After Competition Groups_23 | ENERGY STAR Griddle (74% eff) | 0.4007% | 0.14237 | 0.56519 | Commercial_2022_SC C_million_m3_After Competition Groups_ENERGY STAR Griddle (74% eff)
Commercial | Com ¦ Ozone Laundry Treatment | 2022 | SC C | million_m3 | After Competition Groups | 0.56427 | 176780.5209 | 0.17678 | 141.055 | 0.0040004 | 24 | Commercial_2022_SC C_million_m3_After Competition Groups_24 | Ozone Laundry Treatment | 0.4% | 0.17678 | 0.56427 | Commercial_2022_SC C_million_m3_After Competition Groups_Ozone Laundry Treatment
Commercial | Com ¦ ENERGY STAR Dishwasher | 2022 | SC C | million_m3 | After Competition Groups | 0.41974 | 116061.5347 | 0.11606 | 141.055 | 0.0029757 | 25 | Commercial_2022_SC C_million_m3_After Competition Groups_25 | ENERGY STAR Dishwasher | 0.2976% | 0.11606 | 0.41974 | Commercial_2022_SC C_million_m3_After Competition Groups_ENERGY STAR Dishwasher
Commercial | Com ¦ Infrared Heaters | 2022 | SC C | million_m3 | After Competition Groups | 0.23252 | 95343.6073 | 0.095344 | 141.055 | 0.0016485 | 26 | Commercial_2022_SC C_million_m3_After Competition Groups_26 | Infrared Heaters | 0.1648% | 0.095344 | 0.23252 | Commercial_2022_SC C_million_m3_After Competition Groups_Infrared Heaters
Commercial | Com ¦ CEE Tier 2/Energy Star Clothes Washers | 2022 | SC C | million_m3 | After Competition Groups | 0.21797 | 35164.6301 | 0.035165 | 141.055 | 0.0015453 | 27 | Commercial_2022_SC C_million_m3_After Competition Groups_27 | CEE Tier 2/Energy Star Clothes Washers | 0.1545% | 0.035165 | 0.21797 | Commercial_2022_SC C_million_m3_After Competition Groups_CEE Tier 2/Energy Star Clothes Washers
Commercial | Com ¦ Drain Water Heat Recovery (DWHR) ¦ Retro | 2022 | SC C | million_m3 | After Competition Groups | 0.12928 | 18818.3057 | 0.018818 | 141.055 | 0.00091649 | 28 | Commercial_2022_SC C_million_m3_After Competition Groups_28 | Drain Water Heat Recovery (DWHR) ¦ Retro | 0.09165% | 0.018818 | 0.12928 | Commercial_2022_SC C_million_m3_After Competition Groups_Drain Water Heat Recovery (DWHR) ¦ Retro
Commercial | Com ¦ ENERGY STAR Steam Cooker | 2022 | SC C | million_m3 | After Competition Groups | 0.11836 | 13056.9398 | 0.013057 | 141.055 | 0.00083914 | 29 | Commercial_2022_SC C_million_m3_After Competition Groups_29 | ENERGY STAR Steam Cooker | 0.08391% | 0.013057 | 0.11836 | Commercial_2022_SC C_million_m3_After Competition Groups_ENERGY STAR Steam Cooker
Commercial | Com ¦ Low Flow Pre-Rinse Spray Nozzle | 2022 | SC C | million_m3 | After Competition Groups | 0.11687 | 13535.2791 | 0.013535 | 141.055 | 0.00082854 | 30 | Commercial_2022_SC C_million_m3_After Competition Groups_30 | Low Flow Pre-Rinse Spray Nozzle | 0.08285% | 0.013535 | 0.11687 | Commercial_2022_SC C_million_m3_After Competition Groups_Low Flow Pre-Rinse Spray Nozzle
Commercial | Com ¦ Energy Recovery Ventilation and Ventilation (Enhanced) | 2022 | SC C | million_m3 | After Competition Groups | 0.070758 | 25706.2754 | 0.025706 | 141.055 | 0.00050163 | 31 | Commercial_2022_SC C_million_m3_After Competition Groups_31 | Energy Recovery Ventilation and Ventilation (Enhanced) | 0.05016% | 0.025706 | 0.070758 | Commercial_2022_SC C_million_m3_After Competition Groups_Energy Recovery Ventilation and Ventilation (Enhanced)
Commercial | Com ¦ Heat Recovery Ventilator | 2022 | SC C | million_m3 | After Competition Groups | 0.031534 | 13964.7093 | 0.013965 | 141.055 | 0.00022356 | 32 | Commercial_2022_SC C_million_m3_After Competition Groups_32 | Heat Recovery Ventilator | 0.02236% | 0.013965 | 0.031534 | Commercial_2022_SC C_million_m3_After Competition Groups_Heat Recovery Ventilator
Commercial | Com ¦ Drain Water Heat Recovery (DWHR) ¦New | 2022 | SC C | million_m3 | After Competition Groups | 0.022994 | 3675.9821 | 0.003676 | 141.055 | 0.00016302 | 33 | Commercial_2022_SC C_million_m3_After Competition Groups_33 | Drain Water Heat Recovery (DWHR) ¦New | 0.0163% | 0.003676 | 0.022994 | Commercial_2022_SC C_million_m3_After Competition Groups_Drain Water Heat Recovery (DWHR) ¦New
Commercial | Com ¦ Solar Water Preheat (Pools/DHW) | 2022 | SC C | million_m3 | After Competition Groups | 0.0028677 | 971.2212 | 0.00097122 | 141.055 | 2.033e-05 | 34 | Commercial_2022_SC C_million_m3_After Competition Groups_34 | Solar Water Preheat (Pools/DHW) | 0.002033% | 0.00097122 | 0.0028677 | Commercial_2022_SC C_million_m3_After Competition Groups_Solar Water Preheat (Pools/DHW)
Commercial | Com ¦ Gas Heat Pump Water Heater | 2022 | SC C | million_m3 | After Competition Groups | 0.00013654 | 134.9463 | 0.00013495 | 141.055 | 9.6798e-07 | 35 | Commercial_2022_SC C_million_m3_After Competition Groups_35 | Gas Heat Pump Water Heater | 9.68e-05% | 0.00013495 | 0.00013654 | Commercial_2022_SC C_million_m3_After Competition Groups_Gas Heat Pump Water Heater
Commercial | Com ¦ Air Curtains | 2022 | SC C | million_m3 | After Competition Groups | 5.9515e-05 | 32.2763 | 3.2276e-05 | 141.055 | 4.2193e-07 | 36 | Commercial_2022_SC C_million_m3_After Competition Groups_36 | Air Curtains | 4.219e-05% | 3.2276e-05 | 5.9515e-05 | Commercial_2022_SC C_million_m3_After Competition Groups_Air Curtains
Commercial | Com ¦ Building Recommissioning, Operations and Maintenance (O&M) Improvements | 2022 | Technical | million_m3 | After Competition Groups | 277.2374 | 0 | 0 | 1666.8821 | 0.16632 | 1 | Commercial_2022_Technical_million_m3_After Competition Groups_1 | Building Recommissioning, Operations and Maintenance (O&M) Improvements | 16.63% | 0 | 277.2374 | Commercial_2022_Technical_million_m3_After Competition Groups_Building Recommissioning, Operations and Maintenance (O&M) Improvements
Commercial | Com ¦ Demand Control Ventilation | 2022 | Technical | million_m3 | After Competition Groups | 150.1516 | 0 | 0 | 1666.8821 | 0.090079 | 2 | Commercial_2022_Technical_million_m3_After Competition Groups_2 | Demand Control Ventilation | 9.008% | 0 | 150.1516 | Commercial_2022_Technical_million_m3_After Competition Groups_Demand Control Ventilation
Commercial | Com ¦ Boilers - Advanced Controls (Steam Systems) | 2022 | Technical | million_m3 | After Competition Groups | 133.4756 | 0 | 0 | 1666.8821 | 0.080075 | 3 | Commercial_2022_Technical_million_m3_After Competition Groups_3 | Boilers - Advanced Controls (Steam Systems) | 8.008% | 0 | 133.4756 | Commercial_2022_Technical_million_m3_After Competition Groups_Boilers - Advanced Controls (Steam Systems)
Commercial | Com ¦ Adaptive Thermostats | 2022 | Technical | million_m3 | After Competition Groups | 131.1614 | 0 | 0 | 1666.8821 | 0.078687 | 4 | Commercial_2022_Technical_million_m3_After Competition Groups_4 | Adaptive Thermostats | 7.869% | 0 | 131.1614 | Commercial_2022_Technical_million_m3_After Competition Groups_Adaptive Thermostats
Commercial | Com ¦ Air Handler with Dedicated Outdoor Air Systems | 2022 | Technical | million_m3 | After Competition Groups | 103.4289 | 0 | 0 | 1666.8821 | 0.062049 | 5 | Commercial_2022_Technical_million_m3_After Competition Groups_5 | Air Handler with Dedicated Outdoor Air Systems | 6.205% | 0 | 103.4289 | Commercial_2022_Technical_million_m3_After Competition Groups_Air Handler with Dedicated Outdoor Air Systems
Commercial | Com ¦ Condensing Boiler ¦ Std | 2022 | Technical | million_m3 | After Competition Groups | 95.2027 | 0 | 0 | 1666.8821 | 0.057114 | 6 | Commercial_2022_Technical_million_m3_After Competition Groups_6 | Condensing Boiler ¦ Std | 5.711% | 0 | 95.2027 | Commercial_2022_Technical_million_m3_After Competition Groups_Condensing Boiler ¦ Std
Commercial | Com ¦ Education and Capacity Building/Energy Behavior | 2022 | Technical | million_m3 | After Competition Groups | 88.0925 | 0 | 0 | 1666.8821 | 0.052849 | 7 | Commercial_2022_Technical_million_m3_After Competition Groups_7 | Education and Capacity Building/Energy Behavior | 5.285% | 0 | 88.0925 | Commercial_2022_Technical_million_m3_After Competition Groups_Education and Capacity Building/Energy Behavior
Commercial | Com ¦ Gas Fired Rooftop Units | 2022 | Technical | million_m3 | After Competition Groups | 71.2605 | 0 | 0 | 1666.8821 | 0.042751 | 8 | Commercial_2022_Technical_million_m3_After Competition Groups_8 | Gas Fired Rooftop Units | 4.275% | 0 | 71.2605 | Commercial_2022_Technical_million_m3_After Competition Groups_Gas Fired Rooftop Units
Commercial | Com ¦ Advanced BAS/Controllers | 2022 | Technical | million_m3 | After Competition Groups | 69.1408 | 0 | 0 | 1666.8821 | 0.041479 | 9 | Commercial_2022_Technical_million_m3_After Competition Groups_9 | Advanced BAS/Controllers | 4.148% | 0 | 69.1408 | Commercial_2022_Technical_million_m3_After Competition Groups_Advanced BAS/Controllers
Commercial | Com ¦ Steam System Optimization | 2022 | Technical | million_m3 | After Competition Groups | 55.6385 | 0 | 0 | 1666.8821 | 0.033379 | 10 | Commercial_2022_Technical_million_m3_After Competition Groups_10 | Steam System Optimization | 3.338% | 0 | 55.6385 | Commercial_2022_Technical_million_m3_After Competition Groups_Steam System Optimization
Commercial | Com ¦ Destratification | 2022 | Technical | million_m3 | After Competition Groups | 54.2092 | 0 | 0 | 1666.8821 | 0.032521 | 11 | Commercial_2022_Technical_million_m3_After Competition Groups_11 | Destratification | 3.252% | 0 | 54.2092 | Commercial_2022_Technical_million_m3_After Competition Groups_Destratification
Commercial | Com ¦ Furnace Tune-Up | 2022 | Technical | million_m3 | After Competition Groups | 52.4548 | 0 | 0 | 1666.8821 | 0.031469 | 12 | Commercial_2022_Technical_million_m3_After Competition Groups_12 | Furnace Tune-Up | 3.147% | 0 | 52.4548 | Commercial_2022_Technical_million_m3_After Competition Groups_Furnace Tune-Up
Commercial | Com ¦ Demand Control Kitchen Ventilation | 2022 | Technical | million_m3 | After Competition Groups | 50.1342 | 0 | 0 | 1666.8821 | 0.030077 | 13 | Commercial_2022_Technical_million_m3_After Competition Groups_13 | Demand Control Kitchen Ventilation | 3.008% | 0 | 50.1342 | Commercial_2022_Technical_million_m3_After Competition Groups_Demand Control Kitchen Ventilation
Commercial | Com ¦ Energy Recovery Ventilation and Ventilation (Enhanced) | 2022 | Technical | million_m3 | After Competition Groups | 45.5154 | 0 | 0 | 1666.8821 | 0.027306 | 14 | Commercial_2022_Technical_million_m3_After Competition Groups_14 | Energy Recovery Ventilation and Ventilation (Enhanced) | 2.731% | 0 | 45.5154 | Commercial_2022_Technical_million_m3_After Competition Groups_Energy Recovery Ventilation and Ventilation (Enhanced)
Commercial | Com ¦ High Efficiency Condensing Furnace AFUE 95% from 80% code | 2022 | Technical | million_m3 | After Competition Groups | 38.5325 | 0 | 0 | 1666.8821 | 0.023116 | 15 | Commercial_2022_Technical_million_m3_After Competition Groups_15 | High Efficiency Condensing Furnace AFUE 95% from 80% code | 2.312% | 0 | 38.5325 | Commercial_2022_Technical_million_m3_After Competition Groups_High Efficiency Condensing Furnace AFUE 95% from 80% code
Commercial | Com ¦ Condensing Make Up Air Unit | 2022 | Technical | million_m3 | After Competition Groups | 32.9159 | 0 | 0 | 1666.8821 | 0.019747 | 16 | Commercial_2022_Technical_million_m3_After Competition Groups_16 | Condensing Make Up Air Unit | 1.975% | 0 | 32.9159 | Commercial_2022_Technical_million_m3_After Competition Groups_Condensing Make Up Air Unit
Commercial | Com ¦ Heat Recovery Ventilator | 2022 | Technical | million_m3 | After Competition Groups | 29.423 | 0 | 0 | 1666.8821 | 0.017652 | 17 | Commercial_2022_Technical_million_m3_After Competition Groups_17 | Heat Recovery Ventilator | 1.765% | 0 | 29.423 | Commercial_2022_Technical_million_m3_After Competition Groups_Heat Recovery Ventilator
Commercial | Com ¦ Wall Insulation | 2022 | Technical | million_m3 | After Competition Groups | 29.3346 | 0 | 0 | 1666.8821 | 0.017599 | 18 | Commercial_2022_Technical_million_m3_After Competition Groups_18 | Wall Insulation | 1.76% | 0 | 29.3346 | Commercial_2022_Technical_million_m3_After Competition Groups_Wall Insulation
Commercial | Com ¦ Gas Fired Heat Pump | 2022 | Technical | million_m3 | After Competition Groups | 28.2927 | 0 | 0 | 1666.8821 | 0.016973 | 19 | Commercial_2022_Technical_million_m3_After Competition Groups_19 | Gas Fired Heat Pump | 1.697% | 0 | 28.2927 | Commercial_2022_Technical_million_m3_After Competition Groups_Gas Fired Heat Pump
Commercial | Com ¦ Energy Efficient Laboratory Fume Hood | 2022 | Technical | million_m3 | After Competition Groups | 20.7127 | 0 | 0 | 1666.8821 | 0.012426 | 20 | Commercial_2022_Technical_million_m3_After Competition Groups_20 | Energy Efficient Laboratory Fume Hood | 1.243% | 0 | 20.7127 | Commercial_2022_Technical_million_m3_After Competition Groups_Energy Efficient Laboratory Fume Hood
Commercial | Com ¦ Condensing Unit Heaters or other Efficient Unit Heating System | 2022 | Technical | million_m3 | After Competition Groups | 19.7446 | 0 | 0 | 1666.8821 | 0.011845 | 21 | Commercial_2022_Technical_million_m3_After Competition Groups_21 | Condensing Unit Heaters or other Efficient Unit Heating System | 1.185% | 0 | 19.7446 | Commercial_2022_Technical_million_m3_After Competition Groups_Condensing Unit Heaters or other Efficient Unit Heating System
Commercial | Com ¦ Demand controlled Circulating Systems | 2022 | Technical | million_m3 | After Competition Groups | 15.4097 | 0 | 0 | 1666.8821 | 0.0092446 | 22 | Commercial_2022_Technical_million_m3_After Competition Groups_22 | Demand controlled Circulating Systems | 0.9245% | 0 | 15.4097 | Commercial_2022_Technical_million_m3_After Competition Groups_Demand controlled Circulating Systems
Commercial | Com ¦ Duct Insulation, R8 | 2022 | Technical | million_m3 | After Competition Groups | 12.0381 | 0 | 0 | 1666.8821 | 0.0072219 | 23 | Commercial_2022_Technical_million_m3_After Competition Groups_23 | Duct Insulation, R8 | 0.7222% | 0 | 12.0381 | Commercial_2022_Technical_million_m3_After Competition Groups_Duct Insulation, R8
Commercial | Com ¦ Boiler Measures | 2022 | Technical | million_m3 | After Competition Groups | 11.0677 | 0 | 0 | 1666.8821 | 0.0066398 | 24 | Commercial_2022_Technical_million_m3_After Competition Groups_24 | Boiler Measures | 0.664% | 0 | 11.0677 | Commercial_2022_Technical_million_m3_After Competition Groups_Boiler Measures
Commercial | Com ¦ Super-High Efficiency Furnaces (Emerging Tech) | 2022 | Technical | million_m3 | After Competition Groups | 8.5845 | 0 | 0 | 1666.8821 | 0.00515 | 25 | Commercial_2022_Technical_million_m3_After Competition Groups_25 | Super-High Efficiency Furnaces (Emerging Tech) | 0.515% | 0 | 8.5845 | Commercial_2022_Technical_million_m3_After Competition Groups_Super-High Efficiency Furnaces (Emerging Tech)
Commercial | Com ¦ Roof Insulation/Ceiling Insulation (R25 Code to R35) | 2022 | Technical | million_m3 | After Competition Groups | 8.0928 | 0 | 0 | 1666.8821 | 0.004855 | 26 | Commercial_2022_Technical_million_m3_After Competition Groups_26 | Roof Insulation/Ceiling Insulation (R25 Code to R35) | 0.4855% | 0 | 8.0928 | Commercial_2022_Technical_million_m3_After Competition Groups_Roof Insulation/Ceiling Insulation (R25 Code to R35)
Commercial | Com ¦ Ozone Laundry Treatment | 2022 | Technical | million_m3 | After Competition Groups | 7.1758 | 0 | 0 | 1666.8821 | 0.0043049 | 27 | Commercial_2022_Technical_million_m3_After Competition Groups_27 | Ozone Laundry Treatment | 0.4305% | 0 | 7.1758 | Commercial_2022_Technical_million_m3_After Competition Groups_Ozone Laundry Treatment
Commercial | Com ¦ Ice Rink Heat Recovery | 2022 | Technical | million_m3 | After Competition Groups | 3.8694 | 0 | 0 | 1666.8821 | 0.0023213 | 28 | Commercial_2022_Technical_million_m3_After Competition Groups_28 | Ice Rink Heat Recovery | 0.2321% | 0 | 3.8694 | Commercial_2022_Technical_million_m3_After Competition Groups_Ice Rink Heat Recovery
Commercial | Com ¦ HOTEL OCCUPANCY CONTROLS (HVAC + LIGHTING) | 2022 | Technical | million_m3 | After Competition Groups | 3.6436 | 0 | 0 | 1666.8821 | 0.0021859 | 29 | Commercial_2022_Technical_million_m3_After Competition Groups_29 | HOTEL OCCUPANCY CONTROLS (HVAC + LIGHTING) | 0.2186% | 0 | 3.6436 | Commercial_2022_Technical_million_m3_After Competition Groups_HOTEL OCCUPANCY CONTROLS (HVAC + LIGHTING)
Commercial | Com ¦ ENERGY STAR Fryer (84% eff) | 2022 | Technical | million_m3 | After Competition Groups | 3.2809 | 0 | 0 | 1666.8821 | 0.0019683 | 30 | Commercial_2022_Technical_million_m3_After Competition Groups_30 | ENERGY STAR Fryer (84% eff) | 0.1968% | 0 | 3.2809 | Commercial_2022_Technical_million_m3_After Competition Groups_ENERGY STAR Fryer (84% eff)
Commercial | Com ¦ Infrared Heaters | 2022 | Technical | million_m3 | After Competition Groups | 3.1066 | 0 | 0 | 1666.8821 | 0.0018637 | 31 | Commercial_2022_Technical_million_m3_After Competition Groups_31 | Infrared Heaters | 0.1864% | 0 | 3.1066 | Commercial_2022_Technical_million_m3_After Competition Groups_Infrared Heaters
Commercial | Com ¦ ENERGY STAR Dishwasher | 2022 | Technical | million_m3 | After Competition Groups | 2.7894 | 0 | 0 | 1666.8821 | 0.0016734 | 32 | Commercial_2022_Technical_million_m3_After Competition Groups_32 | ENERGY STAR Dishwasher | 0.1673% | 0 | 2.7894 | Commercial_2022_Technical_million_m3_After Competition Groups_ENERGY STAR Dishwasher
Commercial | Com ¦ High Efficiency Underfired Broilers | 2022 | Technical | million_m3 | After Competition Groups | 2.7828 | 0 | 0 | 1666.8821 | 0.0016695 | 33 | Commercial_2022_Technical_million_m3_After Competition Groups_33 | High Efficiency Underfired Broilers | 0.1669% | 0 | 2.7828 | Commercial_2022_Technical_million_m3_After Competition Groups_High Efficiency Underfired Broilers
Commercial | Com ¦ Condensing Storage Water Heater | 2022 | Technical | million_m3 | After Competition Groups | 2.6721 | 0 | 0 | 1666.8821 | 0.0016031 | 34 | Commercial_2022_Technical_million_m3_After Competition Groups_34 | Condensing Storage Water Heater | 0.1603% | 0 | 2.6721 | Commercial_2022_Technical_million_m3_After Competition Groups_Condensing Storage Water Heater
Commercial | Com ¦ ENERGY STAR Griddle (74% eff) | 2022 | Technical | million_m3 | After Competition Groups | 2.1331 | 0 | 0 | 1666.8821 | 0.0012797 | 35 | Commercial_2022_Technical_million_m3_After Competition Groups_35 | ENERGY STAR Griddle (74% eff) | 0.128% | 0 | 2.1331 | Commercial_2022_Technical_million_m3_After Competition Groups_ENERGY STAR Griddle (74% eff)
Commercial | Com ¦ Drain Water Heat Recovery (DWHR) ¦ Retro | 2022 | Technical | million_m3 | After Competition Groups | 1.2741 | 0 | 0 | 1666.8821 | 0.00076433 | 36 | Commercial_2022_Technical_million_m3_After Competition Groups_36 | Drain Water Heat Recovery (DWHR) ¦ Retro | 0.07643% | 0 | 1.2741 | Commercial_2022_Technical_million_m3_After Competition Groups_Drain Water Heat Recovery (DWHR) ¦ Retro
Commercial | Com ¦ Dock Door Seals | 2022 | Technical | million_m3 | After Competition Groups | 1.0375 | 0 | 0 | 1666.8821 | 0.00062242 | 37 | Commercial_2022_Technical_million_m3_After Competition Groups_37 | Dock Door Seals | 0.06224% | 0 | 1.0375 | Commercial_2022_Technical_million_m3_After Competition Groups_Dock Door Seals
Commercial | Com ¦ CEE Tier 2/Energy Star Clothes Washers | 2022 | Technical | million_m3 | After Competition Groups | 0.58808 | 0 | 0 | 1666.8821 | 0.0003528 | 38 | Commercial_2022_Technical_million_m3_After Competition Groups_38 | CEE Tier 2/Energy Star Clothes Washers | 0.03528% | 0 | 0.58808 | Commercial_2022_Technical_million_m3_After Competition Groups_CEE Tier 2/Energy Star Clothes Washers
Commercial | Com ¦ Low Flow Pre-Rinse Spray Nozzle | 2022 | Technical | million_m3 | After Competition Groups | 0.43085 | 0 | 0 | 1666.8821 | 0.00025848 | 39 | Commercial_2022_Technical_million_m3_After Competition Groups_39 | Low Flow Pre-Rinse Spray Nozzle | 0.02585% | 0 | 0.43085 | Commercial_2022_Technical_million_m3_After Competition Groups_Low Flow Pre-Rinse Spray Nozzle
Commercial | Com ¦ ENERGY STAR Steam Cooker | 2022 | Technical | million_m3 | After Competition Groups | 0.23474 | 0 | 0 | 1666.8821 | 0.00014082 | 40 | Commercial_2022_Technical_million_m3_After Competition Groups_40 | ENERGY STAR Steam Cooker | 0.01408% | 0 | 0.23474 | Commercial_2022_Technical_million_m3_After Competition Groups_ENERGY STAR Steam Cooker
Commercial | Com ¦ Drain Water Heat Recovery (DWHR) ¦New | 2022 | Technical | million_m3 | After Competition Groups | 0.17477 | 0 | 0 | 1666.8821 | 0.00010485 | 41 | Commercial_2022_Technical_million_m3_After Competition Groups_41 | Drain Water Heat Recovery (DWHR) ¦New | 0.01048% | 0 | 0.17477 | Commercial_2022_Technical_million_m3_After Competition Groups_Drain Water Heat Recovery (DWHR) ¦New
Commercial | Com ¦ Air Curtains | 2022 | Technical | million_m3 | After Competition Groups | 0.13373 | 0 | 0 | 1666.8821 | 8.0229e-05 | 42 | Commercial_2022_Technical_million_m3_After Competition Groups_42 | Air Curtains | 0.008023% | 0 | 0.13373 | Commercial_2022_Technical_million_m3_After Competition Groups_Air Curtains
Commercial | Com ¦ Solar Water Preheat (Pools/DHW) | 2022 | Technical | million_m3 | After Competition Groups | 0.10548 | 0 | 0 | 1666.8821 | 6.3278e-05 | 43 | Commercial_2022_Technical_million_m3_After Competition Groups_43 | Solar Water Preheat (Pools/DHW) | 0.006328% | 0 | 0.10548 | Commercial_2022_Technical_million_m3_After Competition Groups_Solar Water Preheat (Pools/DHW)
Commercial | Com ¦ Solar Preheat Make up Air | 2022 | Technical | million_m3 | After Competition Groups | 0.069655 | 0 | 0 | 1666.8821 | 4.1788e-05 | 44 | Commercial_2022_Technical_million_m3_After Competition Groups_44 | Solar Preheat Make up Air | 0.004179% | 0 | 0.069655 | Commercial_2022_Technical_million_m3_After Competition Groups_Solar Preheat Make up Air
Commercial | Com ¦ Super High Perf Glazing ¦RET | 2022 | Technical | million_m3 | After Competition Groups | 0.062942 | 0 | 0 | 1666.8821 | 3.776e-05 | 45 | Commercial_2022_Technical_million_m3_After Competition Groups_45 | Super High Perf Glazing ¦RET | 0.003776% | 0 | 0.062942 | Commercial_2022_Technical_million_m3_After Competition Groups_Super High Perf Glazing ¦RET
Commercial | Com ¦ Gas Convection Oven | 2022 | Technical | million_m3 | After Competition Groups | 0.054937 | 0 | 0 | 1666.8821 | 3.2958e-05 | 46 | Commercial_2022_Technical_million_m3_After Competition Groups_46 | Gas Convection Oven | 0.003296% | 0 | 0.054937 | Commercial_2022_Technical_million_m3_After Competition Groups_Gas Convection Oven
Commercial | Com ¦ Super High Perf Glazing ¦New | 2022 | Technical | million_m3 | After Competition Groups | 0.0093194 | 0 | 0 | 1666.8821 | 5.5909e-06 | 47 | Commercial_2022_Technical_million_m3_After Competition Groups_47 | Super High Perf Glazing ¦New | 0.0005591% | 0 | 0.0093194 | Commercial_2022_Technical_million_m3_After Competition Groups_Super High Perf Glazing ¦New
Commercial | Com ¦ Building Recommissioning, Operations and Maintenance (O&M) Improvements | 2023 | Economic | million_m3 | After Competition Groups | 271.6649 | 0 | 0 | 1557.435 | 0.17443 | 1 | Commercial_2023_Economic_million_m3_After Competition Groups_1 | Building Recommissioning, Operations and Maintenance (O&M) Improvements | 17.44% | 0 | 271.6649 | Commercial_2023_Economic_million_m3_After Competition Groups_Building Recommissioning, Operations and Maintenance (O&M) Improvements
Commercial | Com ¦ Demand Control Ventilation | 2023 | Economic | million_m3 | After Competition Groups | 150.5923 | 0 | 0 | 1557.435 | 0.096692 | 2 | Commercial_2023_Economic_million_m3_After Competition Groups_2 | Demand Control Ventilation | 9.669% | 0 | 150.5923 | Commercial_2023_Economic_million_m3_After Competition Groups_Demand Control Ventilation
Commercial | Com ¦ Boilers - Advanced Controls (Steam Systems) | 2023 | Economic | million_m3 | After Competition Groups | 134.6643 | 0 | 0 | 1557.435 | 0.086465 | 3 | Commercial_2023_Economic_million_m3_After Competition Groups_3 | Boilers - Advanced Controls (Steam Systems) | 8.647% | 0 | 134.6643 | Commercial_2023_Economic_million_m3_After Competition Groups_Boilers - Advanced Controls (Steam Systems)
Commercial | Com ¦ Adaptive Thermostats | 2023 | Economic | million_m3 | After Competition Groups | 131.2792 | 0 | 0 | 1557.435 | 0.084292 | 4 | Commercial_2023_Economic_million_m3_After Competition Groups_4 | Adaptive Thermostats | 8.429% | 0 | 131.2792 | Commercial_2023_Economic_million_m3_After Competition Groups_Adaptive Thermostats
Commercial | Com ¦ Condensing Boiler ¦ Std | 2023 | Economic | million_m3 | After Competition Groups | 115.4031 | 0 | 0 | 1557.435 | 0.074098 | 5 | Commercial_2023_Economic_million_m3_After Competition Groups_5 | Condensing Boiler ¦ Std | 7.41% | 0 | 115.4031 | Commercial_2023_Economic_million_m3_After Competition Groups_Condensing Boiler ¦ Std
Commercial | Com ¦ Air Handler with Dedicated Outdoor Air Systems | 2023 | Economic | million_m3 | After Competition Groups | 101.35 | 0 | 0 | 1557.435 | 0.065075 | 6 | Commercial_2023_Economic_million_m3_After Competition Groups_6 | Air Handler with Dedicated Outdoor Air Systems | 6.507% | 0 | 101.35 | Commercial_2023_Economic_million_m3_After Competition Groups_Air Handler with Dedicated Outdoor Air Systems
Commercial | Com ¦ Gas Fired Rooftop Units | 2023 | Economic | million_m3 | After Competition Groups | 85.9645 | 0 | 0 | 1557.435 | 0.055196 | 7 | Commercial_2023_Economic_million_m3_After Competition Groups_7 | Gas Fired Rooftop Units | 5.52% | 0 | 85.9645 | Commercial_2023_Economic_million_m3_After Competition Groups_Gas Fired Rooftop Units
Commercial | Com ¦ Education and Capacity Building/Energy Behavior | 2023 | Economic | million_m3 | After Competition Groups | 80.222 | 0 | 0 | 1557.435 | 0.051509 | 8 | Commercial_2023_Economic_million_m3_After Competition Groups_8 | Education and Capacity Building/Energy Behavior | 5.151% | 0 | 80.222 | Commercial_2023_Economic_million_m3_After Competition Groups_Education and Capacity Building/Energy Behavior
Commercial | Com ¦ Advanced BAS/Controllers | 2023 | Economic | million_m3 | After Competition Groups | 69.7159 | 0 | 0 | 1557.435 | 0.044763 | 9 | Commercial_2023_Economic_million_m3_After Competition Groups_9 | Advanced BAS/Controllers | 4.476% | 0 | 69.7159 | Commercial_2023_Economic_million_m3_After Competition Groups_Advanced BAS/Controllers
Commercial | Com ¦ Steam System Optimization | 2023 | Economic | million_m3 | After Competition Groups | 54.5202 | 0 | 0 | 1557.435 | 0.035006 | 10 | Commercial_2023_Economic_million_m3_After Competition Groups_10 | Steam System Optimization | 3.501% | 0 | 54.5202 | Commercial_2023_Economic_million_m3_After Competition Groups_Steam System Optimization
Commercial | Com ¦ Destratification | 2023 | Economic | million_m3 | After Competition Groups | 53.0161 | 0 | 0 | 1557.435 | 0.034041 | 11 | Commercial_2023_Economic_million_m3_After Competition Groups_11 | Destratification | 3.404% | 0 | 53.0161 | Commercial_2023_Economic_million_m3_After Competition Groups_Destratification
Commercial | Com ¦ Demand Control Kitchen Ventilation | 2023 | Economic | million_m3 | After Competition Groups | 52.4723 | 0 | 0 | 1557.435 | 0.033691 | 12 | Commercial_2023_Economic_million_m3_After Competition Groups_12 | Demand Control Kitchen Ventilation | 3.369% | 0 | 52.4723 | Commercial_2023_Economic_million_m3_After Competition Groups_Demand Control Kitchen Ventilation
Commercial | Com ¦ Furnace Tune-Up | 2023 | Economic | million_m3 | After Competition Groups | 51.4005 | 0 | 0 | 1557.435 | 0.033003 | 13 | Commercial_2023_Economic_million_m3_After Competition Groups_13 | Furnace Tune-Up | 3.3% | 0 | 51.4005 | Commercial_2023_Economic_million_m3_After Competition Groups_Furnace Tune-Up
Commercial | Com ¦ Condensing Make Up Air Unit | 2023 | Economic | million_m3 | After Competition Groups | 40.0776 | 0 | 0 | 1557.435 | 0.025733 | 14 | Commercial_2023_Economic_million_m3_After Competition Groups_14 | Condensing Make Up Air Unit | 2.573% | 0 | 40.0776 | Commercial_2023_Economic_million_m3_After Competition Groups_Condensing Make Up Air Unit
Commercial | Com ¦ Gas Fired Heat Pump | 2023 | Economic | million_m3 | After Competition Groups | 34.0027 | 0 | 0 | 1557.435 | 0.021833 | 15 | Commercial_2023_Economic_million_m3_After Competition Groups_15 | Gas Fired Heat Pump | 2.183% | 0 | 34.0027 | Commercial_2023_Economic_million_m3_After Competition Groups_Gas Fired Heat Pump
Commercial | Com ¦ Wall Insulation | 2023 | Economic | million_m3 | After Competition Groups | 28.745 | 0 | 0 | 1557.435 | 0.018457 | 16 | Commercial_2023_Economic_million_m3_After Competition Groups_16 | Wall Insulation | 1.846% | 0 | 28.745 | Commercial_2023_Economic_million_m3_After Competition Groups_Wall Insulation
Commercial | Com ¦ Condensing Unit Heaters or other Efficient Unit Heating System | 2023 | Economic | million_m3 | After Competition Groups | 23.9959 | 0 | 0 | 1557.435 | 0.015407 | 17 | Commercial_2023_Economic_million_m3_After Competition Groups_17 | Condensing Unit Heaters or other Efficient Unit Heating System | 1.541% | 0 | 23.9959 | Commercial_2023_Economic_million_m3_After Competition Groups_Condensing Unit Heaters or other Efficient Unit Heating System
Commercial | Com ¦ Energy Efficient Laboratory Fume Hood | 2023 | Economic | million_m3 | After Competition Groups | 20.2964 | 0 | 0 | 1557.435 | 0.013032 | 18 | Commercial_2023_Economic_million_m3_After Competition Groups_18 | Energy Efficient Laboratory Fume Hood | 1.303% | 0 | 20.2964 | Commercial_2023_Economic_million_m3_After Competition Groups_Energy Efficient Laboratory Fume Hood
Commercial | Com ¦ Demand controlled Circulating Systems | 2023 | Economic | million_m3 | After Competition Groups | 15.0999 | 0 | 0 | 1557.435 | 0.0096954 | 19 | Commercial_2023_Economic_million_m3_After Competition Groups_19 | Demand controlled Circulating Systems | 0.9695% | 0 | 15.0999 | Commercial_2023_Economic_million_m3_After Competition Groups_Demand controlled Circulating Systems
Commercial | Com ¦ Duct Insulation, R8 | 2023 | Economic | million_m3 | After Competition Groups | 11.7962 | 0 | 0 | 1557.435 | 0.0075741 | 20 | Commercial_2023_Economic_million_m3_After Competition Groups_20 | Duct Insulation, R8 | 0.7574% | 0 | 11.7962 | Commercial_2023_Economic_million_m3_After Competition Groups_Duct Insulation, R8
Commercial | Com ¦ Ozone Laundry Treatment | 2023 | Economic | million_m3 | After Competition Groups | 7.2178 | 0 | 0 | 1557.435 | 0.0046344 | 21 | Commercial_2023_Economic_million_m3_After Competition Groups_21 | Ozone Laundry Treatment | 0.4634% | 0 | 7.2178 | Commercial_2023_Economic_million_m3_After Competition Groups_Ozone Laundry Treatment
Commercial | Com ¦ ENERGY STAR Fryer (84% eff) | 2023 | Economic | million_m3 | After Competition Groups | 3.9371 | 0 | 0 | 1557.435 | 0.002528 | 22 | Commercial_2023_Economic_million_m3_After Competition Groups_22 | ENERGY STAR Fryer (84% eff) | 0.2528% | 0 | 3.9371 | Commercial_2023_Economic_million_m3_After Competition Groups_ENERGY STAR Fryer (84% eff)
Commercial | Com ¦ Infrared Heaters | 2023 | Economic | million_m3 | After Competition Groups | 3.7254 | 0 | 0 | 1557.435 | 0.002392 | 23 | Commercial_2023_Economic_million_m3_After Competition Groups_23 | Infrared Heaters | 0.2392% | 0 | 3.7254 | Commercial_2023_Economic_million_m3_After Competition Groups_Infrared Heaters
Commercial | Com ¦ High Efficiency Underfired Broilers | 2023 | Economic | million_m3 | After Competition Groups | 3.3398 | 0 | 0 | 1557.435 | 0.0021444 | 24 | Commercial_2023_Economic_million_m3_After Competition Groups_24 | High Efficiency Underfired Broilers | 0.2144% | 0 | 3.3398 | Commercial_2023_Economic_million_m3_After Competition Groups_High Efficiency Underfired Broilers
Commercial | Com ¦ ENERGY STAR Dishwasher | 2023 | Economic | million_m3 | After Competition Groups | 2.9125 | 0 | 0 | 1557.435 | 0.0018701 | 25 | Commercial_2023_Economic_million_m3_After Competition Groups_25 | ENERGY STAR Dishwasher | 0.187% | 0 | 2.9125 | Commercial_2023_Economic_million_m3_After Competition Groups_ENERGY STAR Dishwasher
Commercial | Com ¦ ENERGY STAR Griddle (74% eff) | 2023 | Economic | million_m3 | After Competition Groups | 2.5648 | 0 | 0 | 1557.435 | 0.0016468 | 26 | Commercial_2023_Economic_million_m3_After Competition Groups_26 | ENERGY STAR Griddle (74% eff) | 0.1647% | 0 | 2.5648 | Commercial_2023_Economic_million_m3_After Competition Groups_ENERGY STAR Griddle (74% eff)
Commercial | Com ¦ Heat Recovery Ventilator | 2023 | Economic | million_m3 | After Competition Groups | 2.183 | 0 | 0 | 1557.435 | 0.0014017 | 27 | Commercial_2023_Economic_million_m3_After Competition Groups_27 | Heat Recovery Ventilator | 0.1402% | 0 | 2.183 | Commercial_2023_Economic_million_m3_After Competition Groups_Heat Recovery Ventilator
Commercial | Com ¦ Energy Recovery Ventilation and Ventilation (Enhanced) | 2023 | Economic | million_m3 | After Competition Groups | 1.9883 | 0 | 0 | 1557.435 | 0.0012766 | 28 | Commercial_2023_Economic_million_m3_After Competition Groups_28 | Energy Recovery Ventilation and Ventilation (Enhanced) | 0.1277% | 0 | 1.9883 | Commercial_2023_Economic_million_m3_After Competition Groups_Energy Recovery Ventilation and Ventilation (Enhanced)
Commercial | Com ¦ Drain Water Heat Recovery (DWHR) ¦ Retro | 2023 | Economic | million_m3 | After Competition Groups | 1.2484 | 0 | 0 | 1557.435 | 0.0008016 | 29 | Commercial_2023_Economic_million_m3_After Competition Groups_29 | Drain Water Heat Recovery (DWHR) ¦ Retro | 0.08016% | 0 | 1.2484 | Commercial_2023_Economic_million_m3_After Competition Groups_Drain Water Heat Recovery (DWHR) ¦ Retro
Commercial | Com ¦ CEE Tier 2/Energy Star Clothes Washers | 2023 | Economic | million_m3 | After Competition Groups | 0.69259 | 0 | 0 | 1557.435 | 0.0004447 | 30 | Commercial_2023_Economic_million_m3_After Competition Groups_30 | CEE Tier 2/Energy Star Clothes Washers | 0.04447% | 0 | 0.69259 | Commercial_2023_Economic_million_m3_After Competition Groups_CEE Tier 2/Energy Star Clothes Washers
Commercial | Com ¦ Low Flow Pre-Rinse Spray Nozzle | 2023 | Economic | million_m3 | After Competition Groups | 0.49063 | 0 | 0 | 1557.435 | 0.00031503 | 31 | Commercial_2023_Economic_million_m3_After Competition Groups_31 | Low Flow Pre-Rinse Spray Nozzle | 0.0315% | 0 | 0.49063 | Commercial_2023_Economic_million_m3_After Competition Groups_Low Flow Pre-Rinse Spray Nozzle
Commercial | Com ¦ ENERGY STAR Steam Cooker | 2023 | Economic | million_m3 | After Competition Groups | 0.28169 | 0 | 0 | 1557.435 | 0.00018087 | 32 | Commercial_2023_Economic_million_m3_After Competition Groups_32 | ENERGY STAR Steam Cooker | 0.01809% | 0 | 0.28169 | Commercial_2023_Economic_million_m3_After Competition Groups_ENERGY STAR Steam Cooker
Commercial | Com ¦ Drain Water Heat Recovery (DWHR) ¦New | 2023 | Economic | million_m3 | After Competition Groups | 0.21283 | 0 | 0 | 1557.435 | 0.00013666 | 33 | Commercial_2023_Economic_million_m3_After Competition Groups_33 | Drain Water Heat Recovery (DWHR) ¦New | 0.01367% | 0 | 0.21283 | Commercial_2023_Economic_million_m3_After Competition Groups_Drain Water Heat Recovery (DWHR) ¦New
Commercial | Com ¦ Air Curtains | 2023 | Economic | million_m3 | After Competition Groups | 0.13481 | 0 | 0 | 1557.435 | 8.6561e-05 | 34 | Commercial_2023_Economic_million_m3_After Competition Groups_34 | Air Curtains | 0.008656% | 0 | 0.13481 | Commercial_2023_Economic_million_m3_After Competition Groups_Air Curtains
Commercial | Com ¦ Solar Water Preheat (Pools/DHW) | 2023 | Economic | million_m3 | After Competition Groups | 0.12342 | 0 | 0 | 1557.435 | 7.9247e-05 | 35 | Commercial_2023_Economic_million_m3_After Competition Groups_35 | Solar Water Preheat (Pools/DHW) | 0.007925% | 0 | 0.12342 | Commercial_2023_Economic_million_m3_After Competition Groups_Solar Water Preheat (Pools/DHW)
Commercial | Com ¦ Gas Heat Pump Water Heater | 2023 | Economic | million_m3 | After Competition Groups | 0.10284 | 0 | 0 | 1557.435 | 6.6034e-05 | 36 | Commercial_2023_Economic_million_m3_After Competition Groups_36 | Gas Heat Pump Water Heater | 0.006603% | 0 | 0.10284 | Commercial_2023_Economic_million_m3_After Competition Groups_Gas Heat Pump Water Heater
Commercial | Com ¦ Boilers - Advanced Controls (Steam Systems) | 2023 | SC A | million_m3 | After Competition Groups | 23.3042 | 2205275.8639 | 2.2053 | 177.535 | 0.13127 | 1 | Commercial_2023_SC A_million_m3_After Competition Groups_1 | Boilers - Advanced Controls (Steam Systems) | 13.13% | 2.2053 | 23.3042 | Commercial_2023_SC A_million_m3_After Competition Groups_Boilers - Advanced Controls (Steam Systems)
Commercial | Com ¦ Adaptive Thermostats | 2023 | SC A | million_m3 | After Competition Groups | 21.4491 | 1698596.459 | 1.6986 | 177.535 | 0.12082 | 2 | Commercial_2023_SC A_million_m3_After Competition Groups_2 | Adaptive Thermostats | 12.08% | 1.6986 | 21.4491 | Commercial_2023_SC A_million_m3_After Competition Groups_Adaptive Thermostats
Commercial | Com ¦ Demand Control Ventilation | 2023 | SC A | million_m3 | After Competition Groups | 18.2362 | 1983387.4631 | 1.9834 | 177.535 | 0.10272 | 3 | Commercial_2023_SC A_million_m3_After Competition Groups_3 | Demand Control Ventilation | 10.27% | 1.9834 | 18.2362 | Commercial_2023_SC A_million_m3_After Competition Groups_Demand Control Ventilation
Commercial | Com ¦ Building Recommissioning, Operations and Maintenance (O&M) Improvements | 2023 | SC A | million_m3 | After Competition Groups | 15.288 | 958730.5512 | 0.95873 | 177.535 | 0.086113 | 4 | Commercial_2023_SC A_million_m3_After Competition Groups_4 | Building Recommissioning, Operations and Maintenance (O&M) Improvements | 8.611% | 0.95873 | 15.288 | Commercial_2023_SC A_million_m3_After Competition Groups_Building Recommissioning, Operations and Maintenance (O&M) Improvements
Commercial | Com ¦ Condensing Boiler ¦ Std | 2023 | SC A | million_m3 | After Competition Groups | 10.8535 | 1924232.1517 | 1.9242 | 177.535 | 0.061135 | 5 | Commercial_2023_SC A_million_m3_After Competition Groups_5 | Condensing Boiler ¦ Std | 6.113% | 1.9242 | 10.8535 | Commercial_2023_SC A_million_m3_After Competition Groups_Condensing Boiler ¦ Std
Commercial | Com ¦ Air Handler with Dedicated Outdoor Air Systems | 2023 | SC A | million_m3 | After Competition Groups | 9.4239 | 1162648.2507 | 1.1626 | 177.535 | 0.053082 | 6 | Commercial_2023_SC A_million_m3_After Competition Groups_6 | Air Handler with Dedicated Outdoor Air Systems | 5.308% | 1.1626 | 9.4239 | Commercial_2023_SC A_million_m3_After Competition Groups_Air Handler with Dedicated Outdoor Air Systems
Commercial | Com ¦ Condensing Make Up Air Unit | 2023 | SC A | million_m3 | After Competition Groups | 8.8913 | 1318616.7572 | 1.3186 | 177.535 | 0.050082 | 7 | Commercial_2023_SC A_million_m3_After Competition Groups_7 | Condensing Make Up Air Unit | 5.008% | 1.3186 | 8.8913 | Commercial_2023_SC A_million_m3_After Competition Groups_Condensing Make Up Air Unit
Commercial | Com ¦ Gas Fired Heat Pump | 2023 | SC A | million_m3 | After Competition Groups | 8.4558 | 892479.9051 | 0.89248 | 177.535 | 0.047629 | 8 | Commercial_2023_SC A_million_m3_After Competition Groups_8 | Gas Fired Heat Pump | 4.763% | 0.89248 | 8.4558 | Commercial_2023_SC A_million_m3_After Competition Groups_Gas Fired Heat Pump
Commercial | Com ¦ Advanced BAS/Controllers | 2023 | SC A | million_m3 | After Competition Groups | 8.4048 | 882713.6762 | 0.88271 | 177.535 | 0.047342 | 9 | Commercial_2023_SC A_million_m3_After Competition Groups_9 | Advanced BAS/Controllers | 4.734% | 0.88271 | 8.4048 | Commercial_2023_SC A_million_m3_After Competition Groups_Advanced BAS/Controllers
Commercial | Com ¦ Demand Control Kitchen Ventilation | 2023 | SC A | million_m3 | After Competition Groups | 7.2739 | 903363.2553 | 0.90336 | 177.535 | 0.040972 | 10 | Commercial_2023_SC A_million_m3_After Competition Groups_10 | Demand Control Kitchen Ventilation | 4.097% | 0.90336 | 7.2739 | Commercial_2023_SC A_million_m3_After Competition Groups_Demand Control Kitchen Ventilation
Commercial | Com ¦ Steam System Optimization | 2023 | SC A | million_m3 | After Competition Groups | 7.1756 | 152965.3468 | 0.15297 | 177.535 | 0.040418 | 11 | Commercial_2023_SC A_million_m3_After Competition Groups_11 | Steam System Optimization | 4.042% | 0.15297 | 7.1756 | Commercial_2023_SC A_million_m3_After Competition Groups_Steam System Optimization
Commercial | Com ¦ Destratification | 2023 | SC A | million_m3 | After Competition Groups | 6.8455 | 804353.2683 | 0.80435 | 177.535 | 0.038559 | 12 | Commercial_2023_SC A_million_m3_After Competition Groups_12 | Destratification | 3.856% | 0.80435 | 6.8455 | Commercial_2023_SC A_million_m3_After Competition Groups_Destratification
Commercial | Com ¦ Furnace Tune-Up | 2023 | SC A | million_m3 | After Competition Groups | 6.6776 | 68467.9749 | 0.068468 | 177.535 | 0.037613 | 13 | Commercial_2023_SC A_million_m3_After Competition Groups_13 | Furnace Tune-Up | 3.761% | 0.068468 | 6.6776 | Commercial_2023_SC A_million_m3_After Competition Groups_Furnace Tune-Up
Commercial | Com ¦ Gas Fired Rooftop Units | 2023 | SC A | million_m3 | After Competition Groups | 4.9274 | 591355.3327 | 0.59136 | 177.535 | 0.027754 | 14 | Commercial_2023_SC A_million_m3_After Competition Groups_14 | Gas Fired Rooftop Units | 2.775% | 0.59136 | 4.9274 | Commercial_2023_SC A_million_m3_After Competition Groups_Gas Fired Rooftop Units
Commercial | Com ¦ Education and Capacity Building/Energy Behavior | 2023 | SC A | million_m3 | After Competition Groups | 3.7907 | 3716115.9338 | 3.7161 | 177.535 | 0.021352 | 15 | Commercial_2023_SC A_million_m3_After Competition Groups_15 | Education and Capacity Building/Energy Behavior | 2.135% | 3.7161 | 3.7907 | Commercial_2023_SC A_million_m3_After Competition Groups_Education and Capacity Building/Energy Behavior
Commercial | Com ¦ Wall Insulation | 2023 | SC A | million_m3 | After Competition Groups | 3.7874 | 436953.0875 | 0.43695 | 177.535 | 0.021333 | 16 | Commercial_2023_SC A_million_m3_After Competition Groups_16 | Wall Insulation | 2.133% | 0.43695 | 3.7874 | Commercial_2023_SC A_million_m3_After Competition Groups_Wall Insulation
Commercial | Com ¦ Condensing Unit Heaters or other Efficient Unit Heating System | 2023 | SC A | million_m3 | After Competition Groups | 2.9991 | 476945.0871 | 0.47695 | 177.535 | 0.016893 | 17 | Commercial_2023_SC A_million_m3_After Competition Groups_17 | Condensing Unit Heaters or other Efficient Unit Heating System | 1.689% | 0.47695 | 2.9991 | Commercial_2023_SC A_million_m3_After Competition Groups_Condensing Unit Heaters or other Efficient Unit Heating System
Commercial | Com ¦ Demand controlled Circulating Systems | 2023 | SC A | million_m3 | After Competition Groups | 1.8823 | 201262.0624 | 0.20126 | 177.535 | 0.010603 | 18 | Commercial_2023_SC A_million_m3_After Competition Groups_18 | Demand controlled Circulating Systems | 1.06% | 0.20126 | 1.8823 | Commercial_2023_SC A_million_m3_After Competition Groups_Demand controlled Circulating Systems
Commercial | Com ¦ High Efficiency Underfired Broilers | 2023 | SC A | million_m3 | After Competition Groups | 1.4327 | 132142.3934 | 0.13214 | 177.535 | 0.0080702 | 19 | Commercial_2023_SC A_million_m3_After Competition Groups_19 | High Efficiency Underfired Broilers | 0.807% | 0.13214 | 1.4327 | Commercial_2023_SC A_million_m3_After Competition Groups_High Efficiency Underfired Broilers
Commercial | Com ¦ ENERGY STAR Fryer (84% eff) | 2023 | SC A | million_m3 | After Competition Groups | 1.3906 | 130709.5769 | 0.13071 | 177.535 | 0.0078327 | 20 | Commercial_2023_SC A_million_m3_After Competition Groups_20 | ENERGY STAR Fryer (84% eff) | 0.7833% | 0.13071 | 1.3906 | Commercial_2023_SC A_million_m3_After Competition Groups_ENERGY STAR Fryer (84% eff)
Commercial | Com ¦ Duct Insulation, R8 | 2023 | SC A | million_m3 | After Competition Groups | 1.2486 | 160301.442 | 0.1603 | 177.535 | 0.0070331 | 21 | Commercial_2023_SC A_million_m3_After Competition Groups_21 | Duct Insulation, R8 | 0.7033% | 0.1603 | 1.2486 | Commercial_2023_SC A_million_m3_After Competition Groups_Duct Insulation, R8
Commercial | Com ¦ Energy Efficient Laboratory Fume Hood | 2023 | SC A | million_m3 | After Competition Groups | 0.93951 | 137410.4787 | 0.13741 | 177.535 | 0.005292 | 22 | Commercial_2023_SC A_million_m3_After Competition Groups_22 | Energy Efficient Laboratory Fume Hood | 0.5292% | 0.13741 | 0.93951 | Commercial_2023_SC A_million_m3_After Competition Groups_Energy Efficient Laboratory Fume Hood
Commercial | Com ¦ Ozone Laundry Treatment | 2023 | SC A | million_m3 | After Competition Groups | 0.61694 | 76663.291 | 0.076663 | 177.535 | 0.003475 | 23 | Commercial_2023_SC A_million_m3_After Competition Groups_23 | Ozone Laundry Treatment | 0.3475% | 0.076663 | 0.61694 | Commercial_2023_SC A_million_m3_After Competition Groups_Ozone Laundry Treatment
Commercial | Com ¦ ENERGY STAR Griddle (74% eff) | 2023 | SC A | million_m3 | After Competition Groups | 0.61569 | 98387.6153 | 0.098388 | 177.535 | 0.003468 | 24 | Commercial_2023_SC A_million_m3_After Competition Groups_24 | ENERGY STAR Griddle (74% eff) | 0.3468% | 0.098388 | 0.61569 | Commercial_2023_SC A_million_m3_After Competition Groups_ENERGY STAR Griddle (74% eff)
Commercial | Com ¦ ENERGY STAR Dishwasher | 2023 | SC A | million_m3 | After Competition Groups | 0.48397 | 54930.4079 | 0.05493 | 177.535 | 0.002726 | 25 | Commercial_2023_SC A_million_m3_After Competition Groups_25 | ENERGY STAR Dishwasher | 0.2726% | 0.05493 | 0.48397 | Commercial_2023_SC A_million_m3_After Competition Groups_ENERGY STAR Dishwasher
Commercial | Com ¦ Infrared Heaters | 2023 | SC A | million_m3 | After Competition Groups | 0.28893 | 48101.9337 | 0.048102 | 177.535 | 0.0016275 | 26 | Commercial_2023_SC A_million_m3_After Competition Groups_26 | Infrared Heaters | 0.1627% | 0.048102 | 0.28893 | Commercial_2023_SC A_million_m3_After Competition Groups_Infrared Heaters
Commercial | Com ¦ CEE Tier 2/Energy Star Clothes Washers | 2023 | SC A | million_m3 | After Competition Groups | 0.25708 | 16701.5984 | 0.016702 | 177.535 | 0.001448 | 27 | Commercial_2023_SC A_million_m3_After Competition Groups_27 | CEE Tier 2/Energy Star Clothes Washers | 0.1448% | 0.016702 | 0.25708 | Commercial_2023_SC A_million_m3_After Competition Groups_CEE Tier 2/Energy Star Clothes Washers
Commercial | Com ¦ Drain Water Heat Recovery (DWHR) ¦ Retro | 2023 | SC A | million_m3 | After Competition Groups | 0.1704 | 16340.8297 | 0.016341 | 177.535 | 0.00095982 | 28 | Commercial_2023_SC A_million_m3_After Competition Groups_28 | Drain Water Heat Recovery (DWHR) ¦ Retro | 0.09598% | 0.016341 | 0.1704 | Commercial_2023_SC A_million_m3_After Competition Groups_Drain Water Heat Recovery (DWHR) ¦ Retro
Commercial | Com ¦ ENERGY STAR Steam Cooker | 2023 | SC A | million_m3 | After Competition Groups | 0.14632 | 11998.5892 | 0.011999 | 177.535 | 0.00082416 | 29 | Commercial_2023_SC A_million_m3_After Competition Groups_29 | ENERGY STAR Steam Cooker | 0.08242% | 0.011999 | 0.14632 | Commercial_2023_SC A_million_m3_After Competition Groups_ENERGY STAR Steam Cooker
Commercial | Com ¦ Low Flow Pre-Rinse Spray Nozzle | 2023 | SC A | million_m3 | After Competition Groups | 0.13923 | 5128.8725 | 0.0051289 | 177.535 | 0.00078424 | 30 | Commercial_2023_SC A_million_m3_After Competition Groups_30 | Low Flow Pre-Rinse Spray Nozzle | 0.07842% | 0.0051289 | 0.13923 | Commercial_2023_SC A_million_m3_After Competition Groups_Low Flow Pre-Rinse Spray Nozzle
Commercial | Com ¦ Energy Recovery Ventilation and Ventilation (Enhanced) | 2023 | SC A | million_m3 | After Competition Groups | 0.079836 | 13283.8637 | 0.013284 | 177.535 | 0.00044969 | 31 | Commercial_2023_SC A_million_m3_After Competition Groups_31 | Energy Recovery Ventilation and Ventilation (Enhanced) | 0.04497% | 0.013284 | 0.079836 | Commercial_2023_SC A_million_m3_After Competition Groups_Energy Recovery Ventilation and Ventilation (Enhanced)
Commercial | Com ¦ Drain Water Heat Recovery (DWHR) ¦New | 2023 | SC A | million_m3 | After Competition Groups | 0.03177 | 3563.7379 | 0.0035637 | 177.535 | 0.00017895 | 32 | Commercial_2023_SC A_million_m3_After Competition Groups_32 | Drain Water Heat Recovery (DWHR) ¦New | 0.01789% | 0.0035637 | 0.03177 | Commercial_2023_SC A_million_m3_After Competition Groups_Drain Water Heat Recovery (DWHR) ¦New
Commercial | Com ¦ Heat Recovery Ventilator | 2023 | SC A | million_m3 | After Competition Groups | 0.022085 | 2495.3598 | 0.0024954 | 177.535 | 0.0001244 | 33 | Commercial_2023_SC A_million_m3_After Competition Groups_33 | Heat Recovery Ventilator | 0.01244% | 0.0024954 | 0.022085 | Commercial_2023_SC A_million_m3_After Competition Groups_Heat Recovery Ventilator
Commercial | Com ¦ Solar Water Preheat (Pools/DHW) | 2023 | SC A | million_m3 | After Competition Groups | 0.0049114 | 1060.8177 | 0.0010608 | 177.535 | 2.7664e-05 | 34 | Commercial_2023_SC A_million_m3_After Competition Groups_34 | Solar Water Preheat (Pools/DHW) | 0.002766% | 0.0010608 | 0.0049114 | Commercial_2023_SC A_million_m3_After Competition Groups_Solar Water Preheat (Pools/DHW)
Commercial | Com ¦ Gas Heat Pump Water Heater | 2023 | SC A | million_m3 | After Competition Groups | 8.2455e-05 | 0 | 0 | 177.535 | 4.6444e-07 | 35 | Commercial_2023_SC A_million_m3_After Competition Groups_35 | Gas Heat Pump Water Heater | 4.644e-05% | 0 | 8.2455e-05 | Commercial_2023_SC A_million_m3_After Competition Groups_Gas Heat Pump Water Heater
Commercial | Com ¦ Air Curtains | 2023 | SC A | million_m3 | After Competition Groups | 5.3898e-05 | 0 | 0 | 177.535 | 3.0359e-07 | 36 | Commercial_2023_SC A_million_m3_After Competition Groups_36 | Air Curtains | 3.036e-05% | 0 | 5.3898e-05 | Commercial_2023_SC A_million_m3_After Competition Groups_Air Curtains
Commercial | Com ¦ Adaptive Thermostats | 2023 | SC B | million_m3 | After Competition Groups | 47.523 | 3693366.1902 | 3.6934 | 377.7478 | 0.12581 | 1 | Commercial_2023_SC B_million_m3_After Competition Groups_1 | Adaptive Thermostats | 12.58% | 3.6934 | 47.523 | Commercial_2023_SC B_million_m3_After Competition Groups_Adaptive Thermostats
Commercial | Com ¦ Demand Control Ventilation | 2023 | SC B | million_m3 | After Competition Groups | 47.1116 | 19919191.315 | 19.9192 | 377.7478 | 0.12472 | 2 | Commercial_2023_SC B_million_m3_After Competition Groups_2 | Demand Control Ventilation | 12.47% | 19.9192 | 47.1116 | Commercial_2023_SC B_million_m3_After Competition Groups_Demand Control Ventilation
Commercial | Com ¦ Air Handler with Dedicated Outdoor Air Systems | 2023 | SC B | million_m3 | After Competition Groups | 34.9686 | 20063188.6638 | 20.0632 | 377.7478 | 0.092571 | 3 | Commercial_2023_SC B_million_m3_After Competition Groups_3 | Air Handler with Dedicated Outdoor Air Systems | 9.257% | 20.0632 | 34.9686 | Commercial_2023_SC B_million_m3_After Competition Groups_Air Handler with Dedicated Outdoor Air Systems
Commercial | Com ¦ Condensing Boiler ¦ Std | 2023 | SC B | million_m3 | After Competition Groups | 26.3229 | 21461055.7496 | 21.4611 | 377.7478 | 0.069684 | 4 | Commercial_2023_SC B_million_m3_After Competition Groups_4 | Condensing Boiler ¦ Std | 6.968% | 21.4611 | 26.3229 | Commercial_2023_SC B_million_m3_After Competition Groups_Condensing Boiler ¦ Std
Commercial | Com ¦ Boilers - Advanced Controls (Steam Systems) | 2023 | SC B | million_m3 | After Competition Groups | 23.3137 | 2366002.561 | 2.366 | 377.7478 | 0.061718 | 5 | Commercial_2023_SC B_million_m3_After Competition Groups_5 | Boilers - Advanced Controls (Steam Systems) | 6.172% | 2.366 | 23.3137 | Commercial_2023_SC B_million_m3_After Competition Groups_Boilers - Advanced Controls (Steam Systems)
Commercial | Com ¦ Building Recommissioning, Operations and Maintenance (O&M) Improvements | 2023 | SC B | million_m3 | After Competition Groups | 20.2116 | 7920911.1565 | 7.9209 | 377.7478 | 0.053506 | 6 | Commercial_2023_SC B_million_m3_After Competition Groups_6 | Building Recommissioning, Operations and Maintenance (O&M) Improvements | 5.351% | 7.9209 | 20.2116 | Commercial_2023_SC B_million_m3_After Competition Groups_Building Recommissioning, Operations and Maintenance (O&M) Improvements
Commercial | Com ¦ Steam System Optimization | 2023 | SC B | million_m3 | After Competition Groups | 19.0861 | 396704.0235 | 0.3967 | 377.7478 | 0.050526 | 7 | Commercial_2023_SC B_million_m3_After Competition Groups_7 | Steam System Optimization | 5.053% | 0.3967 | 19.0861 | Commercial_2023_SC B_million_m3_After Competition Groups_Steam System Optimization
Commercial | Com ¦ Education and Capacity Building/Energy Behavior | 2023 | SC B | million_m3 | After Competition Groups | 18.9534 | 18580579.6688 | 18.5806 | 377.7478 | 0.050175 | 8 | Commercial_2023_SC B_million_m3_After Competition Groups_8 | Education and Capacity Building/Energy Behavior | 5.017% | 18.5806 | 18.9534 | Commercial_2023_SC B_million_m3_After Competition Groups_Education and Capacity Building/Energy Behavior
Commercial | Com ¦ Destratification | 2023 | SC B | million_m3 | After Competition Groups | 18.7542 | 3234102.0421 | 3.2341 | 377.7478 | 0.049647 | 9 | Commercial_2023_SC B_million_m3_After Competition Groups_9 | Destratification | 4.965% | 3.2341 | 18.7542 | Commercial_2023_SC B_million_m3_After Competition Groups_Destratification
Commercial | Com ¦ Furnace Tune-Up | 2023 | SC B | million_m3 | After Competition Groups | 17.7721 | 177925.5663 | 0.17793 | 377.7478 | 0.047048 | 10 | Commercial_2023_SC B_million_m3_After Competition Groups_10 | Furnace Tune-Up | 4.705% | 0.17793 | 17.7721 | Commercial_2023_SC B_million_m3_After Competition Groups_Furnace Tune-Up
Commercial | Com ¦ Demand Control Kitchen Ventilation | 2023 | SC B | million_m3 | After Competition Groups | 16.4765 | 4208676.5819 | 4.2087 | 377.7478 | 0.043618 | 11 | Commercial_2023_SC B_million_m3_After Competition Groups_11 | Demand Control Kitchen Ventilation | 4.362% | 4.2087 | 16.4765 | Commercial_2023_SC B_million_m3_After Competition Groups_Demand Control Kitchen Ventilation
Commercial | Com ¦ Condensing Make Up Air Unit | 2023 | SC B | million_m3 | After Competition Groups | 11.7596 | 3049715.9902 | 3.0497 | 377.7478 | 0.031131 | 12 | Commercial_2023_SC B_million_m3_After Competition Groups_12 | Condensing Make Up Air Unit | 3.113% | 3.0497 | 11.7596 | Commercial_2023_SC B_million_m3_After Competition Groups_Condensing Make Up Air Unit
Commercial | Com ¦ Gas Fired Heat Pump | 2023 | SC B | million_m3 | After Competition Groups | 11.6674 | 3427594.2177 | 3.4276 | 377.7478 | 0.030887 | 13 | Commercial_2023_SC B_million_m3_After Competition Groups_13 | Gas Fired Heat Pump | 3.089% | 3.4276 | 11.6674 | Commercial_2023_SC B_million_m3_After Competition Groups_Gas Fired Heat Pump
Commercial | Com ¦ Gas Fired Rooftop Units | 2023 | SC B | million_m3 | After Competition Groups | 10.8969 | 1779214.9454 | 1.7792 | 377.7478 | 0.028847 | 14 | Commercial_2023_SC B_million_m3_After Competition Groups_14 | Gas Fired Rooftop Units | 2.885% | 1.7792 | 10.8969 | Commercial_2023_SC B_million_m3_After Competition Groups_Gas Fired Rooftop Units
Commercial | Com ¦ Advanced BAS/Controllers | 2023 | SC B | million_m3 | After Competition Groups | 10.0945 | 3684417.7884 | 3.6844 | 377.7478 | 0.026723 | 15 | Commercial_2023_SC B_million_m3_After Competition Groups_15 | Advanced BAS/Controllers | 2.672% | 3.6844 | 10.0945 | Commercial_2023_SC B_million_m3_After Competition Groups_Advanced BAS/Controllers
Commercial | Com ¦ Wall Insulation | 2023 | SC B | million_m3 | After Competition Groups | 10.0733 | 1132990.217 | 1.133 | 377.7478 | 0.026667 | 16 | Commercial_2023_SC B_million_m3_After Competition Groups_16 | Wall Insulation | 2.667% | 1.133 | 10.0733 | Commercial_2023_SC B_million_m3_After Competition Groups_Wall Insulation